22602 | 2022 | TX | RavenChem | 66597 | RAVC1 |  | OP | IC | NG | 0.4 | 0.001 | 4.533 | 16.3187 | 2.351 | 8.4635 | Data from EIA-923 Generator File overwritten with distributed data from EIA-923 Generation and Fuel | 2021
22603 | 2022 | TX | RavenChem | 66597 | RAVC2 |  | OP | IC | NG | 0.4 | 0.001 | 4.533 | 16.3187 | 2.351 | 8.4635 | Data from EIA-923 Generator File overwritten with distributed data from EIA-923 Generation and Fuel | 2021
22604 | 2022 | TX | RavenChem | 66597 | RAVC3 |  | OP | IC | NG | 0.4 | 0.001 | 4.533 | 16.3187 | 2.351 | 8.4635 | Data from EIA-923 Generator File overwritten with distributed data from EIA-923 Generation and Fuel | 2021
22605 | 2022 | TX | RavenChem | 66597 | RAVC4 |  | OP | IC | NG | 0.4 | 0.001 | 4.533 | 16.3187 | 2.351 | 8.4635 | Data from EIA-923 Generator File overwritten with distributed data from EIA-923 Generation and Fuel | 2021
22606 | 2022 | TX | RavenChem | 66597 | RAVC5 |  | OP | IC | NG | 0.4 | 0.001 | 4.533 | 16.3187 | 2.351 | 8.4635 | Data from EIA-923 Generator File overwritten with distributed data from EIA-923 Generation and Fuel | 2021
22607 | 2022 | TX | RavenChem | 66597 | RAVC6 |  | OP | IC | NG | 0.4 | 0.001 | 4.533 | 16.3187 | 2.351 | 8.4635 | Data from EIA-923 Generator File overwritten with distributed data from EIA-923 Generation and Fuel | 2021
22608 | 2022 | TX | RavenChem | 66597 | RAVC7 |  | OP | IC | NG | 0.4 | 0.001 | 4.533 | 16.3187 | 2.351 | 8.4635 | Data from EIA-923 Generator File overwritten with distributed data from EIA-923 Generation and Fuel | 2021
22609 | 2022 | TX | RavenChem | 66597 | RAVC8 |  | OP | IC | NG | 0.4 | 0.001 | 4.533 | 16.3187 | 2.351 | 8.4635 | Data from EIA-923 Generator File overwritten with distributed data from EIA-923 Generation and Fuel | 2021
22610 | 2022 | TX | Ray Olinger | 3576 | 1 | 1 | OP | ST | NG | 75 | 0 | 0 | 0 | 0 | 0 | EIA-923 Generator File | 1967
22611 | 2022 | TX | Ray Olinger | 3576 | 2 | 1 | OP | ST | NG | 113.4 | 0.029 | 28939 | 104179.5666 | 23064 | 83029.7358 | EIA-923 Generator File | 1971
22612 | 2022 | TX | Ray Olinger | 3576 | 3 | 1 | OP | ST | NG | 156.6 | 0.017 | 23292 | 83850.5292 | 20382 | 73374.613 | EIA-923 Generator File | 1976
22613 | 2022 | TX | Ray Olinger | 3576 | 4 |  | OP | GT | NG | 82.7 | 0.011 | 8278 | 29800.5616 | 4294 | 15458.2763 | Distributed from 923 Generation And Fuel | 2001
22614 | 2022 | TX | Raymond Wind Farm, LLC | 62909 | ERAYM |  | OP | WT | WND | 200.2 | 0.398 | 698852 | 2515847.0732 | 278007 | 1000817.1935 | Distributed from 923 Generation And Fuel | 2021
22615 | 2022 | TX | RC Thomas Hydroelectric Project | 58645 | RCT1 |  | OP | HY | WAT | 8.9 | 0.431 | 33577.333 | 120877.4318 | 13856.667 | 49883.6021 | Distributed from 923 Generation And Fuel | 2020
22616 | 2022 | TX | RC Thomas Hydroelectric Project | 58645 | RCT2 |  | OP | HY | WAT | 8.9 | 0.431 | 33577.333 | 120877.4318 | 13856.667 | 49883.6021 | Distributed from 923 Generation And Fuel | 2020
22617 | 2022 | TX | RC Thomas Hydroelectric Project | 58645 | RCT3 |  | OP | HY | WAT | 8.9 | 0.431 | 33577.333 | 120877.4318 | 13856.667 | 49883.6021 | Distributed from 923 Generation And Fuel | 2020
22618 | 2022 | TX | RE Maplewood | 61346 | PV1 |  | OP | PV | SUN | 222 | 0.246 | 478550.304 | 1722767.3123 | 260265.696 | 936949.01 | Distributed from 923 Generation And Fuel | 2021
22619 | 2022 | TX | RE Maplewood | 61346 | PV2 |  | OP | PV | SUN | 28 | 0.246 | 60357.696 | 217285.9673 | 32826.304 | 118173.749 | Distributed from 923 Generation And Fuel | 2021
22620 | 2022 | TX | RE Roserock | 59994 | ROSEK |  | OP | PV | SUN | 160 | 0.262 | 367539 | 1323129.815 | 186910 | 672870.617 | Distributed from 923 Generation And Fuel | 2016
22621 | 2022 | TX | Red Gate Power Plant | 59391 | ENG01 |  | OP | IC | NG | 18.7 | 0.207 | 33910.333 | 122076.2222 | 18905.167 | 68058.0567 | Distributed from 923 Generation And Fuel | 2016
22622 | 2022 | TX | Red Gate Power Plant | 59391 | ENG02 |  | OP | IC | NG | 18.7 | 0.207 | 33910.333 | 122076.2222 | 18905.167 | 68058.0567 | Distributed from 923 Generation And Fuel | 2016
22623 | 2022 | TX | Red Gate Power Plant | 59391 | ENG03 |  | OP | IC | NG | 18.7 | 0.207 | 33910.333 | 122076.2222 | 18905.167 | 68058.0567 | Distributed from 923 Generation And Fuel | 2016
22624 | 2022 | TX | Red Gate Power Plant | 59391 | ENG04 |  | OP | IC | NG | 18.7 | 0.207 | 33910.333 | 122076.2222 | 18905.167 | 68058.0567 | Distributed from 923 Generation And Fuel | 2016
22625 | 2022 | TX | Red Gate Power Plant | 59391 | ENG05 |  | OP | IC | NG | 18.7 | 0.207 | 33910.333 | 122076.2222 | 18905.167 | 68058.0567 | Distributed from 923 Generation And Fuel | 2016
22626 | 2022 | TX | Red Gate Power Plant | 59391 | ENG06 |  | OP | IC | NG | 18.7 | 0.207 | 33910.333 | 122076.2222 | 18905.167 | 68058.0567 | Distributed from 923 Generation And Fuel | 2016
22627 | 2022 | TX | Red Gate Power Plant | 59391 | ENG07 |  | OP | IC | NG | 18.7 | 0.207 | 33910.333 | 122076.2222 | 18905.167 | 68058.0567 | Distributed from 923 Generation And Fuel | 2016
22628 | 2022 | TX | Red Gate Power Plant | 59391 | ENG08 |  | OP | IC | NG | 18.7 | 0.207 | 33910.333 | 122076.2222 | 18905.167 | 68058.0567 | Distributed from 923 Generation And Fuel | 2016
22629 | 2022 | TX | Red Gate Power Plant | 59391 | ENG09 |  | OP | IC | NG | 18.7 | 0.207 | 33910.333 | 122076.2222 | 18905.167 | 68058.0567 | Distributed from 923 Generation And Fuel | 2016
22630 | 2022 | TX | Red Gate Power Plant | 59391 | ENG10 |  | OP | IC | NG | 18.7 | 0.207 | 33910.333 | 122076.2222 | 18905.167 | 68058.0567 | Distributed from 923 Generation And Fuel | 2016
22631 | 2022 | TX | Red Gate Power Plant | 59391 | ENG11 |  | OP | IC | NG | 18.7 | 0.207 | 33910.333 | 122076.2222 | 18905.167 | 68058.0567 | Distributed from 923 Generation And Fuel | 2016
22632 | 2022 | TX | Red Gate Power Plant | 59391 | ENG12 |  | OP | IC | NG | 18.7 | 0.207 | 33910.333 | 122076.2222 | 18905.167 | 68058.0567 | Distributed from 923 Generation And Fuel | 2016
22633 | 2022 | TX | Reloj del Sol Wind Farm | 62207 | RELOJ |  | OP | WT | WND | 209.4 | 0.174 | 319868 | 1151515.5879 | 132774 | 477982.5761 | Distributed from 923 Generation And Fuel | 2021
22634 | 2022 | TX | Rentech Nitrogen Pasadena Cogeneration | 58870 | MG202 |  | OP | ST | WH | 15.4 | 0.494 | 66617 | 239819.2814 | 28952 | 104226.3662 | Distributed from 923 Generation And Fuel | 2015
22635 | 2022 | TX | Ribeye Wind (11) LLC | 56835 | 1 |  | OP | WT | WND | 10 | 0.057 | 4958 | 17848.6572 | 1956 | 7041.5437 | Distributed from 923 Generation And Fuel | 2008
22636 | 2022 | TX | Rice University | 50054 | GEN1 |  | SB | GT | NG | 3.1 | 0.337 | 9164.768 | 32992.9009 | 4753.333 | 17111.8619 | Distributed from 923 Generation And Fuel | 1986
22637 | 2022 | TX | Rice University | 50054 | GEN2 |  | OP | GT | NG | 3.8 | 0.337 | 11234.232 | 40442.9117 | 5826.667 | 20975.8334 | Distributed from 923 Generation And Fuel | 1989
22638 | 2022 | TX | Ridge Rd | 65573 | RR1 |  | OP | IC | DFO | 0.6 | 0.006 | 32 | 115.1991 | 12.4 | 44.6396 | Distributed from 923 Generation And Fuel | 2013
22639 | 2022 | TX | Ridge Rd | 65573 | RR10 |  | OP | IC | DFO | 0.6 | 0.006 | 32 | 115.1991 | 12.4 | 44.6396 | Distributed from 923 Generation And Fuel | 2013
22640 | 2022 | TX | Ridge Rd | 65573 | RR11 |  | OP | IC | DFO | 0.6 | 0.006 | 32 | 115.1991 | 12.4 | 44.6396 | Distributed from 923 Generation And Fuel | 2013
22641 | 2022 | TX | Ridge Rd | 65573 | RR12 |  | OP | IC | DFO | 0.6 | 0.006 | 32 | 115.1991 | 12.4 | 44.6396 | Distributed from 923 Generation And Fuel | 2013
22642 | 2022 | TX | Ridge Rd | 65573 | RR13 |  | OP | IC | DFO | 0.6 | 0.006 | 32 | 115.1991 | 12.4 | 44.6396 | Distributed from 923 Generation And Fuel | 2013
22643 | 2022 | TX | Ridge Rd | 65573 | RR14 |  | OP | IC | DFO | 0.6 | 0.006 | 32 | 115.1991 | 12.4 | 44.6396 | Distributed from 923 Generation And Fuel | 2013
22644 | 2022 | TX | Ridge Rd | 65573 | RR15 |  | OP | IC | DFO | 0.6 | 0.006 | 32 | 115.1991 | 12.4 | 44.6396 | Distributed from 923 Generation And Fuel | 2013
22645 | 2022 | TX | Ridge Rd | 65573 | RR2 |  | OP | IC | DFO | 0.6 | 0.006 | 32 | 115.1991 | 12.4 | 44.6396 | Distributed from 923 Generation And Fuel | 2013
22646 | 2022 | TX | Ridge Rd | 65573 | RR3 |  | OP | IC | DFO | 0.6 | 0.006 | 32 | 115.1991 | 12.4 | 44.6396 | Distributed from 923 Generation And Fuel | 2013
22647 | 2022 | TX | Ridge Rd | 65573 | RR4 |  | OP | IC | DFO | 0.6 | 0.006 | 32 | 115.1991 | 12.4 | 44.6396 | Distributed from 923 Generation And Fuel | 2013
22648 | 2022 | TX | Ridge Rd | 65573 | RR5 |  | OP | IC | DFO | 0.6 | 0.006 | 32 | 115.1991 | 12.4 | 44.6396 | Distributed from 923 Generation And Fuel | 2013
22649 | 2022 | TX | Ridge Rd | 65573 | RR6 |  | OP | IC | DFO | 0.6 | 0.006 | 32 | 115.1991 | 12.4 | 44.6396 | Distributed from 923 Generation And Fuel | 2013
22650 | 2022 | TX | Ridge Rd | 65573 | RR7 |  | OP | IC | DFO | 0.6 | 0.006 | 32 | 115.1991 | 12.4 | 44.6396 | Distributed from 923 Generation And Fuel | 2013
22651 | 2022 | TX | Ridge Rd | 65573 | RR8 |  | OP | IC | DFO | 0.6 | 0.006 | 32 | 115.1991 | 12.4 | 44.6396 | Distributed from 923 Generation And Fuel | 2013
22652 | 2022 | TX | Ridge Rd | 65573 | RR9 |  | OP | IC | DFO | 0.6 | 0.006 | 32 | 115.1991 | 12.4 | 44.6396 | Distributed from 923 Generation And Fuel | 2013
22653 | 2022 | TX | Rio Bravo Windpower, LLC | 61865 | 1 |  | OP | WT | WND | 237.6 | 0.299 | 623261 | 2243721.6502 | 312437 | 1124764.2019 | Distributed from 923 Generation And Fuel | 2019
22654 | 2022 | TX | Rio Grande Valley Sugar Growers | 54338 | GENA | 5 | OP | ST | AB | 2.5 | 0.004 | 82 | 295.1976 | 0 | 0 | EIA-923 Generator File | 1973
22655 | 2022 | TX | Rio Grande Valley Sugar Growers | 54338 | GENB | 5 | OP | ST | AB | 2.5 | 0.005 | 109 | 392.3969 | 0 | 0 | EIA-923 Generator File | 1973
22656 | 2022 | TX | Rio Grande Valley Sugar Growers | 54338 | GENC | 5 | OP | ST | AB | 2.5 | 0.001 | 13 | 46.7996 | 0 | 0 | EIA-923 Generator File | 1995
22657 | 2022 | TX | Rio Grande Valley Sugar Growers | 54338 | GEND | 5 | OP | ST | AB | 16 | 0.002 | 242 | 871.193 | 0 | 0 | EIA-923 Generator File | 2009
22658 | 2022 | TX | Rio Grande Valley Sugar Growers | 54338 | GENE |  | OP | IC | DFO | 1.4 | 0.001 | 8 | 28.7998 | 4 | 14.3999 | Distributed from 923 Generation And Fuel | 2011
22659 | 2022 | TX | Rio Nogales Power Project | 55137 | CTG1 |  | OP | CT | NG | 189 | 0.58 | 960179 | 3456616.7471 | 386853 | 1392659.6587 | EIA-923 Generator File | 2002
22660 | 2022 | TX | Rio Nogales Power Project | 55137 | CTG2 |  | OP | CT | NG | 189 | 0.573 | 948203 | 3413503.492 | 390125 | 1404438.7645 | EIA-923 Generator File | 2002
22661 | 2022 | TX | Rio Nogales Power Project | 55137 | CTG3 |  | OP | CT | NG | 189 | 0.572 | 946681 | 3408024.3358 | 381199 | 1372305.4216 | EIA-923 Generator File | 2002
22662 | 2022 | TX | Rio Nogales Power Project | 55137 | STG1 | 3 | OP | CA | NG | 373.2 | 0.512 | 1674618 | 6028576.5714 | 707299 | 2546256.03 | EIA-923 Generator File | 2002
22663 | 2022 | TX | Roadrunner, LLC Hybrid | 62561 | RODR1 |  | OP | PV | SUN | 200 | 0.289 | 505463 | 1819652.2428 | 279373.5 | 1005736.5541 | Distributed from 923 Generation And Fuel | 2020
22664 | 2022 | TX | Roadrunner, LLC Hybrid | 62561 | RODR2 |  | OP | PV | SUN | 200 | 0.289 | 505463 | 1819652.2428 | 279373.5 | 1005736.5541 | Distributed from 923 Generation And Fuel | 2020
22665 | 2022 | TX | Robert D Willis | 7200 | 1 |  | OP | HY | WAT | 4 | 0.324 | 11347 | 40848.8732 | 5011.5 | 18041.2557 | Distributed from 923 Generation And Fuel | 1989
22666 | 2022 | TX | Robert D Willis | 7200 | 2 |  | OS | HY | WAT | 4 | 0.324 | 11347 | 40848.8732 | 5011.5 | 18041.2557 | Distributed from 923 Generation And Fuel | 1989
22667 | 2022 | TX | Robert Mueller Energy Center | 56374 | CT1 |  | OP | GT | NG | 4.6 | 0.686 | 27646 | 99524.8038 | 14339 | 51619.987 | Distributed from 923 Generation And Fuel | 2006
22668 | 2022 | TX | Robert Mueller Energy Center | 56374 | DG1 |  | SB | IC | DFO | 1.5 | 0.002 | 28 | 100.7992 | 11 | 39.5997 | Distributed from 923 Generation And Fuel | 2006
22669 | 2022 | TX | Rocksprings | 60217 | RKSP |  | OP | WT | WND | 149.3 | 0.344 | 449818 | 1619331.8453 | 204829 | 737378.501 | Distributed from 923 Generation And Fuel | 2017
22670 | 2022 | TX | Roscoe Wind Farm LLC | 56593 | RO1 |  | OP | WT | WND | 209 | 0.246 | 450597 | 1622136.2229 | 192274 | 692180.8626 | Distributed from 923 Generation And Fuel | 2008
22671 | 2022 | TX | Route 66 Wind Plant | 58681 | RT661 |  | OP | WT | WND | 150 | 0.406 | 533600 | 1920944.6324 | 210544 | 757952.3364 | Distributed from 923 Generation And Fuel | 2015
22672 | 2022 | TX | Sabine | 3459 | 1 | 1 | OP | ST | NG | 239.4 | 0.126 | 264558 | 952401.1808 | 228808 | 823702.2104 | EIA-923 Generator File | 1962 | 2024
22673 | 2022 | TX | Sabine | 3459 | 3 | 1 | OP | ST | NG | 473.4 | 0.236 | 980756 | 3530693.3545 | 492716 | 1773763.4099 | EIA-923 Generator File | 1966 | 2026
22674 | 2022 | TX | Sabine | 3459 | 4 | 1 | OP | ST | NG | 591.6 | 0.137 | 708987 | 2552332.7813 | 511413 | 1841072.0714 | EIA-923 Generator File | 1974 | 2026
22675 | 2022 | TX | Sabine | 3459 | 5 | 1 | OP | ST | NG | 507.4 | 0.213 | 944867 | 3401493.988 | 523162 | 1883368.1331 | EIA-923 Generator File | 1979
22676 | 2022 | TX | Saddleback | 65834 | SDLBK |  | OP | BA | MWH | 9.9 |  | GENYRONL: 2022
22677 | 2022 | TX | Sage Draw Wind | 62620 | SD |  | OP | WT | WND | 338.4 | 0.427 | 1265892 | 4557174.7426 | 462706 | 1665728.2742 | Distributed from 923 Generation And Fuel | 2021
22678 | 2022 | TX | Salt Fork Wind Project, LLC | 60657 | GEN1 |  | OP | WT | WND | 174 | 0.477 | 727546 | 2619144.6468 | 261260 | 940528.4758 | Distributed from 923 Generation And Fuel | 2016
22679 | 2022 | TX | Sam Rayburn | 3631 | 10 | 3 | OP | CA | NG | 42 | 0.213 | 78440 | 282381.7409 | 49846 | 179444.1644 | EIA-923 Generator File | 2003
22680 | 2022 | TX | Sam Rayburn | 3631 | 4 |  | OP | IC | DFO | 1.6 | 0.01 | 145.5 | 523.7958 | 56.5 | 203.3984 | Distributed from 923 Generation And Fuel | 1991
22681 | 2022 | TX | Sam Rayburn | 3631 | 5 |  | OP | IC | DFO | 1.6 | 0.01 | 145.5 | 523.7958 | 56.5 | 203.3984 | Distributed from 923 Generation And Fuel | 1991
22682 | 2022 | TX | Sam Rayburn | 3631 | 7 |  | OP | CT | NG | 49.2 | 0.244 | 105205 | 378734.9701 | 66806 | 240499.676 | EIA-923 Generator File | 2003
22683 | 2022 | TX | Sam Rayburn | 3631 | 8 |  | OP | CT | NG | 49.2 | 0.223 | 95915 | 345291.2377 | 61022 | 219677.4426 | EIA-923 Generator File | 2003
22684 | 2022 | TX | Sam Rayburn | 3631 | 9 |  | OP | CT | NG | 49.2 | 0.242 | 104184 | 375059.3995 | 65854 | 237072.5034 | EIA-923 Generator File | 2003
22685 | 2022 | TX | Sam Rayburn Dam | 6413 | 1 |  | OP | HY | WAT | 26 | 0.13 | 29708.5 | 106949.7444 | 13120.5 | 47233.4221 | Distributed from 923 Generation And Fuel | 1965
22686 | 2022 | TX | Sam Rayburn Dam | 6413 | 2 |  | OP | HY | WAT | 26 | 0.13 | 29708.5 | 106949.7444 | 13120.5 | 47233.4221 | Distributed from 923 Generation And Fuel | 1965
22687 | 2022 | TX | Samson Solar Energy | 63211 | GEN1 |  | OP | PV | SUN | 250 | 0.156 | 340553 | 1225980.9922 | 260270 | 936964.5043 | Distributed from 923 Generation And Fuel | 2022
22688 | 2022 | TX | Samson Solar Energy III LLC | 63883 | GEN1 |  | OP | PV | SUN | 250 | 0.013 | 29411 | 105878.753 | 0 | 0 | Distributed from 923 Generation And Fuel | 2022
22689 | 2022 | TX | San Jacinto County Peaking Facility | 56603 | SJC1 |  | OP | GT | NG | 85 | 0.061 | 45647 | 164327.8854 | 29435 | 105965.1523 | Distributed from 923 Generation And Fuel | 2001
22690 | 2022 | TX | San Jacinto County Peaking Facility | 56603 | SJC2 |  | OP | GT | NG | 85 | 0.061 | 45647 | 164327.8854 | 29435 | 105965.1523 | Distributed from 923 Generation And Fuel | 2001
22691 | 2022 | TX | San Jacinto Steam Electric Station | 7325 | 1 |  | OP | GT | NG | 88.2 | 0.46 | 355225 | 1278799.7696 | 165191.5 | 594684.6425 | Distributed from 923 Generation And Fuel | 1995 | 2031
22692 | 2022 | TX | San Jacinto Steam Electric Station | 7325 | 2 |  | OP | GT | NG | 88.2 | 0.46 | 355225 | 1278799.7696 | 165191.5 | 594684.6425 | Distributed from 923 Generation And Fuel | 1995 | 2031
22693 | 2022 | TX | San Miguel | 6183 | 1 | 1 | OP | ST | LIG | 410 | 0.585 | 2099389 | 7557739.9381 | 1057186 | 3805839.1533 | EIA-923 Generator File | 1982
22694 | 2022 | TX | San Roman Wind I, LLC | 59712 | SRWI |  | OP | WT | WND | 95.3 | 0.202 | 168356 | 606076.7514 | 60830 | 218986.2481 | Distributed from 923 Generation And Fuel | 2017
22695 | 2022 | TX | Sand Bluff Wind Farm | 56479 | 2 |  | OP | WT | WND | 89.5 | 0.022 | 17612 | 63402.6928 | 6949 | 25016.1999 | Distributed from 923 Generation And Fuel | 2007
22696 | 2022 | TX | Sand Hill | 7900 | 5A |  | OP | CT | NG | 198 | 0.448 | 776501 | 2795381.237 | 409712 | 1474951.4004 | EIA-923 Generator File | 2004
22697 | 2022 | TX | Sand Hill | 7900 | 5C | 1 | OP | CA | NG | 190 | 0.273 | 454945 | 1637788.8977 | 239588 | 862509.8999 | EIA-923 Generator File | 2004
22698 | 2022 | TX | Sand Hill | 7900 | SH1 |  | OP | GT | NG | 51.4 | 0.143 | 64359.333 | 231691.7453 | 41034.667 | 147723.6194 | Distributed from 923 Generation And Fuel | 2001
22699 | 2022 | TX | Sand Hill | 7900 | SH2 |  | OP | GT | NG | 51.4 | 0.143 | 64359.333 | 231691.7453 | 41034.667 | 147723.6194 | Distributed from 923 Generation And Fuel | 2001
22700 | 2022 | TX | Sand Hill | 7900 | SH3 |  | OP | GT | NG | 51.4 | 0.143 | 64359.333 | 231691.7453 | 41034.667 | 147723.6194 | Distributed from 923 Generation And Fuel | 2001
22701 | 2022 | TX | Sand Hill | 7900 | SH4 |  | OP | GT | NG | 51.4 | 0.143 | 64359.333 | 231691.7453 | 41034.667 | 147723.6194 | Distributed from 923 Generation And Fuel | 2001
22702 | 2022 | TX | Sand Hill | 7900 | SH6 |  | OP | GT | NG | 51.4 | 0.143 | 64359.333 | 231691.7453 | 41034.667 | 147723.6194 | Distributed from 923 Generation And Fuel | 2010
22703 | 2022 | TX | Sand Hill | 7900 | SH7 |  | OP | GT | NG | 51.4 | 0.143 | 64359.333 | 231691.7453 | 41034.667 | 147723.6194 | Distributed from 923 Generation And Fuel | 2010
22704 | 2022 | TX | Sandy Creek Energy Station | 56611 | S01 | 1 | OP | ST | SUB | 1008 | 0.442 | 3907048 | 14065260.2779 | 2159855 | 7775415.7967 | EIA-923 Generator File | 2013
22705 | 2022 | TX | Santa Rita East | 62038 | STRAE |  | OP | WT | WND | 302.4 | 0.413 | 1093527 | 3936665.7067 | 456143 | 1642101.6632 | Distributed from 923 Generation And Fuel | 2019
22706 | 2022 | TX | Santa Rita Wind Energy | 60987 | GEN1 |  | OP | WT | WND | 300 | 0.464 | 1220449 | 4393581.2513 | 479239 | 1725246.598 | Distributed from 923 Generation And Fuel | 2018
22707 | 2022 | TX | Santa Rosa | 65574 | SR1 |  | OP | IC | DFO | 0.6 | 0.007 | 37.333 | 134.3977 | 14.467 | 52.0808 | Distributed from 923 Generation And Fuel | 2013
22708 | 2022 | TX | Santa Rosa | 65574 | SR10 |  | OP | IC | DFO | 0.6 | 0.007 | 37.333 | 134.3977 | 14.467 | 52.0808 | Distributed from 923 Generation And Fuel | 2013
22709 | 2022 | TX | Santa Rosa | 65574 | SR11 |  | OP | IC | DFO | 0.6 | 0.007 | 37.333 | 134.3977 | 14.467 | 52.0808 | Distributed from 923 Generation And Fuel | 2013
22710 | 2022 | TX | Santa Rosa | 65574 | SR12 |  | OP | IC | DFO | 0.6 | 0.007 | 37.333 | 134.3977 | 14.467 | 52.0808 | Distributed from 923 Generation And Fuel | 2013
22711 | 2022 | TX | Santa Rosa | 65574 | SR13 |  | OP | IC | DFO | 0.6 | 0.007 | 37.333 | 134.3977 | 14.467 | 52.0808 | Distributed from 923 Generation And Fuel | 2013
22712 | 2022 | TX | Santa Rosa | 65574 | SR14 |  | OP | IC | DFO | 0.6 | 0.007 | 37.333 | 134.3977 | 14.467 | 52.0808 | Distributed from 923 Generation And Fuel | 2013
22713 | 2022 | TX | Santa Rosa | 65574 | SR15 |  | OP | IC | DFO | 0.6 | 0.007 | 37.333 | 134.3977 | 14.467 | 52.0808 | Distributed from 923 Generation And Fuel | 2013
22714 | 2022 | TX | Santa Rosa | 65574 | SR2 |  | OP | IC | DFO | 0.6 | 0.007 | 37.333 | 134.3977 | 14.467 | 52.0808 | Distributed from 923 Generation And Fuel | 2013
22715 | 2022 | TX | Santa Rosa | 65574 | SR3 |  | OP | IC | DFO | 0.6 | 0.007 | 37.333 | 134.3977 | 14.467 | 52.0808 | Distributed from 923 Generation And Fuel | 2013
22716 | 2022 | TX | Santa Rosa | 65574 | SR4 |  | OP | IC | DFO | 0.6 | 0.007 | 37.333 | 134.3977 | 14.467 | 52.0808 | Distributed from 923 Generation And Fuel | 2013
22717 | 2022 | TX | Santa Rosa | 65574 | SR5 |  | OP | IC | DFO | 0.6 | 0.007 | 37.333 | 134.3977 | 14.467 | 52.0808 | Distributed from 923 Generation And Fuel | 2013
22718 | 2022 | TX | Santa Rosa | 65574 | SR6 |  | OP | IC | DFO | 0.6 | 0.007 | 37.333 | 134.3977 | 14.467 | 52.0808 | Distributed from 923 Generation And Fuel | 2013
22719 | 2022 | TX | Santa Rosa | 65574 | SR7 |  | OP | IC | DFO | 0.6 | 0.007 | 37.333 | 134.3977 | 14.467 | 52.0808 | Distributed from 923 Generation And Fuel | 2013
22720 | 2022 | TX | Santa Rosa | 65574 | SR8 |  | OP | IC | DFO | 0.6 | 0.007 | 37.333 | 134.3977 | 14.467 | 52.0808 | Distributed from 923 Generation And Fuel | 2013
22721 | 2022 | TX | Santa Rosa | 65574 | SR9 |  | OP | IC | DFO | 0.6 | 0.007 | 37.333 | 134.3977 | 14.467 | 52.0808 | Distributed from 923 Generation And Fuel | 2013
22722 | 2022 | TX | Scurry County Wind II | 56775 | 1 |  | OP | WT | WND | 120 | 0.221 | 231923 | 834916.1207 | 91510 | 329433.3645 | Distributed from 923 Generation And Fuel | 2007
22723 | 2022 | TX | Scurry County Wind LP | 56506 | SCW |  | OP | WT | WND | 130.5 | 0.219 | 250742 | 902663.9787 | 98936 | 356166.7507 | Distributed from 923 Generation And Fuel | 2007
22724 | 2022 | TX | Seadrift Coke LP | 10167 | GEN1 |  | OP | ST | PC | 7.6 | 0.68 | 45243 | 162873.497 | 19141 | 68907.0487 | EIA-923 Generator File | 1983
22725 | 2022 | TX | Security | 55556 | GEN5 |  | OP | IC | LFG | 1.7 | 0.002 | 24.5 | 88.1993 | 10 | 35.9997 | Distributed from 923 Generation And Fuel | 2003
22726 | 2022 | TX | Security | 55556 | UNT2 |  | OP | IC | LFG | 1.7 | 0.002 | 24.5 | 88.1993 | 10 | 35.9997 | Distributed from 923 Generation And Fuel | 2003
22727 | 2022 | TX | Senate Wind LLC | 57981 | GEN1 |  | OP | WT | WND | 150 | 0.373 | 489954 | 1763820.2894 | 193322 | 695953.6324 | Distributed from 923 Generation And Fuel | 2012
22728 | 2022 | TX | Sendero | 59654 | 1 |  | OP | WT | WND | 78 | 0.384 | 262383 | 944571.2434 | 103529 | 372701.4184 | Distributed from 923 Generation And Fuel | 2015
22729 | 2022 | TX | Seymour Hills Wind Project, LLC | 62227 | WTGS |  | OP | WT | WND | 30.2 | 0.516 | 136436 | 491165.6707 | 53138 | 191295.2696 | Distributed from 923 Generation And Fuel | 2019
22730 | 2022 | TX | Shakes Solar | 65333 | 785 |  | OP | PV | SUN | 200 | 0.071 | 123618 | 445021.2398 | 52435 | 188764.4899 | Distributed from 923 Generation And Fuel | 2022
22731 | 2022 | TX | Shannon Wind | 59034 | SHAN1 |  | OP | WT | WND | 204 | 0.301 | 538346 | 1938030.0958 | 229831 | 827384.9809 | Distributed from 923 Generation And Fuel | 2015
22732 | 2022 | TX | Shell Deer Park | 50304 | GEN1 | 2 | OP | ST | PUR | 45.9 | 0.302 | 121470.5 | 437290.3017 | 52987.5 | 190753.474 | Distributed from 923 Generation And Fuel | 1979
22733 | 2022 | TX | Shell Deer Park | 50304 | GEN2 | 2 | OP | ST | PUR | 45.9 | 0.302 | 121470.5 | 437290.3017 | 52987.5 | 190753.474 | Distributed from 923 Generation And Fuel | 1979
22734 | 2022 | TX | Shell Deer Park | 50304 | GEN4 |  | OP | GT | NG | 88.2 | 0.789 | 609255.78 | 2193303.2616 | 255098.411 | 918346.9328 | Distributed from 923 Generation And Fuel | 1995
22735 | 2022 | TX | Shell Deer Park | 50304 | GEN5 |  | OP | GT | NG | 94 | 0.789 | 649320.22 | 2337534.0917 | 271873.589 | 978737.0905 | Distributed from 923 Generation And Fuel | 1995
22736 | 2022 | TX | Sherbino II | 57415 | 1 |  | OP | WT | WND | 132 | 0.485 | 561282 | 2020599.0352 | 221466 | 797271.2218 | Distributed from 923 Generation And Fuel | 2011
22737 | 2022 | TX | Signal Hill Generating LLC | 50127 | GTA |  | OP | CT | NG | 20 | 0.009 | 1568 | 5644.7548 | 1089 | 3920.3686 | EIA-923 Generator File | 1987
22738 | 2022 | TX | Signal Hill Generating LLC | 50127 | GTB |  | OP | CT | NG | 20 | 0.009 | 1638 | 5896.7528 | 1131 | 4071.5674 | EIA-923 Generator File | 1987
22739 | 2022 | TX | Signal Hill Generating LLC | 50127 | GTC |  | OP | CT | NG | 20 | 0.009 | 1565 | 5633.9549 | 1086 | 3909.5687 | EIA-923 Generator File | 1987
22740 | 2022 | TX | Signal Hill Generating LLC | 50127 | STD | 3 | OP | CA | NG | 20 | 0 | 0 | 0 | 0 | 0 | EIA-923 Generator File | 1987
22741 | 2022 | TX | Silas Ray | 3559 | 10 |  | OP | GT | NG | 61 | 0.049 | 26141 | 94106.8471 | 13559 | 48812.0095 | Distributed from 923 Generation And Fuel | 2004
22742 | 2022 | TX | Silas Ray | 3559 | 6 | 1 | OP | CA | NG | 25 | 0.014 | 3155 | 11357.9091 | 1949 | 7016.3439 | EIA-923 Generator File | 1959
22743 | 2022 | TX | Silas Ray | 3559 | 9 |  | OP | CT | NG | 50 | 0.077 | 33779 | 121603.4272 | 20511 | 73839.0093 | EIA-923 Generator File | 1996
22744 | 2022 | TX | Silas Ray | 3559 | DG-3a |  | SB | IC | DFO | 1.3 | 0 | 0 | 0 | 0 | 0 | Distributed from 923 Generation And Fuel | 2001
22745 | 2022 | TX | Silas Ray | 3559 | DG-3b |  | SB | IC | DFO | 1.3 | 0 | 0 | 0 | 0 | 0 | Distributed from 923 Generation And Fuel | 2001
22746 | 2022 | TX | Silas Ray | 3559 | DG-4 |  | SB | IC | DFO | 1.3 | 0 | 0 | 0 | 0 | 0 | Distributed from 923 Generation And Fuel | 2001
22747 | 2022 | TX | Silas Ray | 3559 | DG-6a |  | SB | IC | DFO | 1.3 | 0 | 0 | 0 | 0 | 0 | Distributed from 923 Generation And Fuel | 2001
22748 | 2022 | TX | Silas Ray | 3559 | DG-6b |  | SB | IC | DFO | 1.3 | 0 | 0 | 0 | 0 | 0 | Distributed from 923 Generation And Fuel | 2001
22749 | 2022 | TX | Silver Star I Wind Power Project | 56771 | 1 |  | OP | WT | WND | 52.8 | 0.414 | 191614 | 689804.8816 | 75606 | 272179.4226 | Distributed from 923 Generation And Fuel | 2008
22750 | 2022 | TX | Sim Gideon | 3601 | 1 | 1 | OP | ST | NG | 136 | 0.151 | 180018 | 648059.6155 | 121492 | 437367.7011 | EIA-923 Generator File | 1965
22751 | 2022 | TX | Sim Gideon | 3601 | 2 | 1 | OP | ST | NG | 136 | 0.126 | 149910 | 539671.6826 | 112578 | 405277.5578 | EIA-923 Generator File | 1968
22752 | 2022 | TX | Sim Gideon | 3601 | 3 | 1 | OP | ST | NG | 351 | 0.17 | 521555 | 1877582.9793 | 324517 | 1168251.854 | EIA-923 Generator File | 1972
22753 | 2022 | TX | SJRR Power LLC | 62548 | SJ-1 |  | OP | GT | NG | 50 | 0.115 | 50562 | 182021.7438 | 33116 | 119216.6463 | Distributed from 923 Generation And Fuel | 2022
22754 | 2022 | TX | SJRR Power LLC | 62548 | SJ-2 |  | OP | GT | NG | 50 | 0.115 | 50562 | 182021.7438 | 33116 | 119216.6463 | Distributed from 923 Generation And Fuel | 2022
22755 | 2022 | TX | Sky Global Power One | 59938 | UNIT1 |  | OP | IC | NG | 8.5 | 0.225 | 16758.5 | 60330.1174 | 8692.333 | 31292.1485 | Distributed from 923 Generation And Fuel | 2016
22756 | 2022 | TX | Sky Global Power One | 59938 | UNIT2 |  | OP | IC | NG | 8.5 | 0.225 | 16758.5 | 60330.1174 | 8692.333 | 31292.1485 | Distributed from 923 Generation And Fuel | 2016
22757 | 2022 | TX | Sky Global Power One | 59938 | UNIT3 |  | OP | IC | NG | 8.5 | 0.225 | 16758.5 | 60330.1174 | 8692.333 | 31292.1485 | Distributed from 923 Generation And Fuel | 2016
22758 | 2022 | TX | Sky Global Power One | 59938 | UNIT4 |  | OP | IC | NG | 8.5 | 0.225 | 16758.5 | 60330.1174 | 8692.333 | 31292.1485 | Distributed from 923 Generation And Fuel | 2016
22759 | 2022 | TX | Sky Global Power One | 59938 | UNIT5 |  | OP | IC | NG | 8.5 | 0.225 | 16758.5 | 60330.1174 | 8692.333 | 31292.1485 | Distributed from 923 Generation And Fuel | 2016
22760 | 2022 | TX | Sky Global Power One | 59938 | UNIT6 |  | OP | IC | NG | 8.5 | 0.225 | 16758.5 | 60330.1174 | 8692.333 | 31292.1485 | Distributed from 923 Generation And Fuel | 2016
22761 | 2022 | TX | Snider Industries | 50141 | WGN1 |  | OP | ST | WDS | 5 | 0.299 | 13106 | 47181.2226 | 5704.206 | 20534.9773 | EIA-923 Generator File | 1983
22762 | 2022 | TX | SolaireHolman Solar Project | 60989 | PV1 |  | OP | PV | SUN | 50 | 0.3 | 131612 | 473799.4096 | 62887 | 226391.3889 | Distributed from 923 Generation And Fuel | 2017
22763 | 2022 | TX | South Plains II | 60087 | SPII |  | OP | WT | WND | 300 | 0.404 | 1062673 | 3825592.1953 | 388926 | 1400122.399 | Distributed from 923 Generation And Fuel | 2016
22764 | 2022 | TX | South Plains Wind Phase I | 59384 | 1 |  | OP | WT | WND | 200 | 0.386 | 676087 | 2433893.7289 | 285030 | 1026099.7912 | Distributed from 923 Generation And Fuel | 2015
22765 | 2022 | TX | South Texas Project | 6251 | 1 | 1 | OP | ST | NUC | 1354.3 | 0.924 | 10959942.5 | 39455477.3562 | 4767688.5 | 17163541.2917 | Distributed from 923 Generation And Fuel | 1988
22766 | 2022 | TX | South Texas Project | 6251 | 2 | 1 | OP | ST | NUC | 1354.3 | 0.924 | 10959942.5 | 39455477.3562 | 4767688.5 | 17163541.2917 | Distributed from 923 Generation And Fuel | 1989
22767 | 2022 | TX | South Trent Wind Farm | 56649 | 1 |  | OP | WT | WND | 101.2 | 0.294 | 260327 | 937169.7026 | 102718 | 369781.8417 | Distributed from 923 Generation And Fuel | 2009
22768 | 2022 | TX | Southwick | 65575 | SW1 |  | OP | IC | DFO | 0.6 | 0.006 | 32.4 | 116.6391 | 12.6 | 45.3596 | Distributed from 923 Generation And Fuel | 2013
22769 | 2022 | TX | Southwick | 65575 | SW10 |  | OP | IC | DFO | 0.6 | 0.006 | 32.4 | 116.6391 | 12.6 | 45.3596 | Distributed from 923 Generation And Fuel | 2013
22770 | 2022 | TX | Southwick | 65575 | SW11 |  | OP | IC | DFO | 0.6 | 0.006 | 32.4 | 116.6391 | 12.6 | 45.3596 | Distributed from 923 Generation And Fuel | 2013
22771 | 2022 | TX | Southwick | 65575 | SW12 |  | OP | IC | DFO | 0.6 | 0.006 | 32.4 | 116.6391 | 12.6 | 45.3596 | Distributed from 923 Generation And Fuel | 2013
22772 | 2022 | TX | Southwick | 65575 | SW13 |  | OP | IC | DFO | 0.6 | 0.006 | 32.4 | 116.6391 | 12.6 | 45.3596 | Distributed from 923 Generation And Fuel | 2013
22773 | 2022 | TX | Southwick | 65575 | SW14 |  | OP | IC | DFO | 0.6 | 0.006 | 32.4 | 116.6391 | 12.6 | 45.3596 | Distributed from 923 Generation And Fuel | 2013
22774 | 2022 | TX | Southwick | 65575 | SW15 |  | OP | IC | DFO | 0.6 | 0.006 | 32.4 | 116.6391 | 12.6 | 45.3596 | Distributed from 923 Generation And Fuel | 2013
22775 | 2022 | TX | Southwick | 65575 | SW2 |  | OP | IC | DFO | 0.6 | 0.006 | 32.4 | 116.6391 | 12.6 | 45.3596 | Distributed from 923 Generation And Fuel | 2013
22776 | 2022 | TX | Southwick | 65575 | SW3 |  | OP | IC | DFO | 0.6 | 0.006 | 32.4 | 116.6391 | 12.6 | 45.3596 | Distributed from 923 Generation And Fuel | 2013
22777 | 2022 | TX | Southwick | 65575 | SW4 |  | OP | IC | DFO | 0.6 | 0.006 | 32.4 | 116.6391 | 12.6 | 45.3596 | Distributed from 923 Generation And Fuel | 2013
22778 | 2022 | TX | Southwick | 65575 | SW5 |  | OP | IC | DFO | 0.6 | 0.006 | 32.4 | 116.6391 | 12.6 | 45.3596 | Distributed from 923 Generation And Fuel | 2013
22779 | 2022 | TX | Southwick | 65575 | SW6 |  | OP | IC | DFO | 0.6 | 0.006 | 32.4 | 116.6391 | 12.6 | 45.3596 | Distributed from 923 Generation And Fuel | 2013
22780 | 2022 | TX | Southwick | 65575 | SW7 |  | OP | IC | DFO | 0.6 | 0.006 | 32.4 | 116.6391 | 12.6 | 45.3596 | Distributed from 923 Generation And Fuel | 2013
22781 | 2022 | TX | Southwick | 65575 | SW8 |  | OP | IC | DFO | 0.6 | 0.006 | 32.4 | 116.6391 | 12.6 | 45.3596 | Distributed from 923 Generation And Fuel | 2013
22782 | 2022 | TX | Southwick | 65575 | SW9 |  | OP | IC | DFO | 0.6 | 0.006 | 32.4 | 116.6391 | 12.6 | 45.3596 | Distributed from 923 Generation And Fuel | 2013
22783 | 2022 | TX | Spencer | 4266 | 4 | 1 | OP | ST | NG | 61.1 | 0.019 | 9950 | 35819.7134 | 9264 | 33350.1332 | EIA-923 Generator File | 1966
22784 | 2022 | TX | Spencer | 4266 | 5 | 1 | OP | ST | NG | 65.4 | 0.022 | 12591 | 45327.2374 | 11093 | 39934.4805 | EIA-923 Generator File | 1973
22785 | 2022 | TX | Spinning Spur Wind II | 58774 | GEN1 |  | OP | WT | WND | 161 | 0.421 | 593674 | 2137209.3023 | 234247 | 843282.4537 | Distributed from 923 Generation And Fuel | 2014
22786 | 2022 | TX | Spinning Spur Wind III | 58775 | GEN1 |  | OP | WT | WND | 194 | 0.467 | 794263 | 2859323.9254 | 313394 | 1128209.3743 | Distributed from 923 Generation And Fuel | 2015
22787 | 2022 | TX | Spinning Spur Wind LLC | 57973 | GEN1 |  | OP | WT | WND | 161 | 0.428 | 603925 | 2174112.6071 | 238292 | 857844.3372 | Distributed from 923 Generation And Fuel | 2012
22788 | 2022 | TX | SRW Cogen Limited Partnership | 55120 | GEN1 |  | OP | CT | NG | 89.9 | 0.258 | 202814 | 730124.559 | 110603 | 398167.6147 | EIA-923 Generator File | 1987
22789 | 2022 | TX | SRW Cogen Limited Partnership | 55120 | GEN3 | 1 | OS | CA | NG | 6.2 | 0 | 0 | 0 | 0 | 0 | Distributed from 923 Generation And Fuel | 1948
22790 | 2022 | TX | SRW Cogen Limited Partnership | 55120 | GT1A |  | OP | CT | NG | 180 | 0.624 | 983402 | 3540218.8782 | 325707 | 1172535.8197 | EIA-923 Generator File | 2001
22791 | 2022 | TX | SRW Cogen Limited Partnership | 55120 | GT1B |  | OP | CT | NG | 180 | 0.769 | 1212564 | 4365195.4784 | 523736 | 1885434.5165 | EIA-923 Generator File | 2001
22792 | 2022 | TX | SRW Cogen Limited Partnership | 55120 | ST1A | 2 | OP | CA | NG | 145 | 0.424 | 538333 | 1937983.2961 | 204899 | 737630.499 | EIA-923 Generator File | 2001
22793 | 2022 | TX | Stanton Wind Energy LLC | 56644 | 1 |  | OP | WT | WND | 120 | 0.247 | 259344 | 933630.931 | 102330 | 368385.0529 | Distributed from 923 Generation And Fuel | 2008
22794 | 2022 | TX | State Farm Insur Support Center Central | 55390 | 2A |  | SB | IC | DFO | 1.8 | 0 | 1.833 | 6.5987 | 0.667 | 2.4012 | Distributed from 923 Generation And Fuel | 1998
22795 | 2022 | TX | State Farm Insur Support Center Central | 55390 | 2B |  | SB | IC | DFO | 1.8 | 0 | 1.833 | 6.5987 | 0.667 | 2.4012 | Distributed from 923 Generation And Fuel | 1998
22796 | 2022 | TX | State Farm Insur Support Center Central | 55390 | 3A |  | SB | IC | DFO | 1.8 | 0 | 1.833 | 6.5987 | 0.667 | 2.4012 | Distributed from 923 Generation And Fuel | 1998
22797 | 2022 | TX | State Farm Insur Support Center Central | 55390 | 3B |  | SB | IC | DFO | 1.8 | 0 | 1.833 | 6.5987 | 0.667 | 2.4012 | Distributed from 923 Generation And Fuel | 1998
22798 | 2022 | TX | State Farm Insur Support Center Central | 55390 | 4A |  | SB | IC | DFO | 1.8 | 0 | 1.833 | 6.5987 | 0.667 | 2.4012 | Distributed from 923 Generation And Fuel | 1998
22799 | 2022 | TX | State Farm Insur Support Center Central | 55390 | 4B |  | SB | IC | DFO | 1.8 | 0 | 1.833 | 6.5987 | 0.667 | 2.4012 | Distributed from 923 Generation And Fuel | 1998
22800 | 2022 | TX | Stella Wind Farm | 59063 | WT1 |  | OP | WT | WND | 201 | 0.36 | 633196 | 2279487.3641 | 271860 | 978688.1705 | Distributed from 923 Generation And Fuel | 2018
22801 | 2022 | TX | Stephens Ranch Wind Energy LLC | 57983 | 1 |  | OP | WT | WND | 211 | 0.398 | 734887.186 | 2645572.705 | 275947.035 | 993401.3788 | Distributed from 923 Generation And Fuel | 2014
22802 | 2022 | TX | Stephens Ranch Wind Energy LLC | 57983 | 2 |  | OP | WT | WND | 165 | 0.398 | 574674.814 | 2068812.7799 | 215787.965 | 776830.4594 | Distributed from 923 Generation And Fuel | 2015
22803 | 2022 | TX | Sterling Solar (TX) | 61871 | GEN1 |  | OP | PV | SUN | 10 | 0.154 | 13483 | 48538.4117 | 7125 | 25649.7948 | Distributed from 923 Generation And Fuel | 2018
22804 | 2022 | TX | Stonegate | 65576 | STG1 |  | OP | IC | DFO | 0.6 | 0.007 | 38.467 | 138.4801 | 14.933 | 53.7584 | Distributed from 923 Generation And Fuel | 2013
22805 | 2022 | TX | Stonegate | 65576 | STG10 |  | OP | IC | DFO | 0.6 | 0.007 | 38.467 | 138.4801 | 14.933 | 53.7584 | Distributed from 923 Generation And Fuel | 2013
22806 | 2022 | TX | Stonegate | 65576 | STG11 |  | OP | IC | DFO | 0.6 | 0.007 | 38.467 | 138.4801 | 14.933 | 53.7584 | Distributed from 923 Generation And Fuel | 2013
22807 | 2022 | TX | Stonegate | 65576 | STG12 |  | OP | IC | DFO | 0.6 | 0.007 | 38.467 | 138.4801 | 14.933 | 53.7584 | Distributed from 923 Generation And Fuel | 2013
22808 | 2022 | TX | Stonegate | 65576 | STG13 |  | OP | IC | DFO | 0.6 | 0.007 | 38.467 | 138.4801 | 14.933 | 53.7584 | Distributed from 923 Generation And Fuel | 2013
22809 | 2022 | TX | Stonegate | 65576 | STG14 |  | OP | IC | DFO | 0.6 | 0.007 | 38.467 | 138.4801 | 14.933 | 53.7584 | Distributed from 923 Generation And Fuel | 2013
22810 | 2022 | TX | Stonegate | 65576 | STG15 |  | OP | IC | DFO | 0.6 | 0.007 | 38.467 | 138.4801 | 14.933 | 53.7584 | Distributed from 923 Generation And Fuel | 2013
22811 | 2022 | TX | Stonegate | 65576 | STG2 |  | OP | IC | DFO | 0.6 | 0.007 | 38.467 | 138.4801 | 14.933 | 53.7584 | Distributed from 923 Generation And Fuel | 2013
22812 | 2022 | TX | Stonegate | 65576 | STG3 |  | OP | IC | DFO | 0.6 | 0.007 | 38.467 | 138.4801 | 14.933 | 53.7584 | Distributed from 923 Generation And Fuel | 2013
22813 | 2022 | TX | Stonegate | 65576 | STG4 |  | OP | IC | DFO | 0.6 | 0.007 | 38.467 | 138.4801 | 14.933 | 53.7584 | Distributed from 923 Generation And Fuel | 2013
22814 | 2022 | TX | Stonegate | 65576 | STG5 |  | OP | IC | DFO | 0.6 | 0.007 | 38.467 | 138.4801 | 14.933 | 53.7584 | Distributed from 923 Generation And Fuel | 2013
22815 | 2022 | TX | Stonegate | 65576 | STG6 |  | OP | IC | DFO | 0.6 | 0.007 | 38.467 | 138.4801 | 14.933 | 53.7584 | Distributed from 923 Generation And Fuel | 2013
22816 | 2022 | TX | Stonegate | 65576 | STG7 |  | OP | IC | DFO | 0.6 | 0.007 | 38.467 | 138.4801 | 14.933 | 53.7584 | Distributed from 923 Generation And Fuel | 2013
22817 | 2022 | TX | Stonegate | 65576 | STG8 |  | OP | IC | DFO | 0.6 | 0.007 | 38.467 | 138.4801 | 14.933 | 53.7584 | Distributed from 923 Generation And Fuel | 2013
22818 | 2022 | TX | Stonegate | 65576 | STG9 |  | OP | IC | DFO | 0.6 | 0.007 | 38.467 | 138.4801 | 14.933 | 53.7584 | Distributed from 923 Generation And Fuel | 2013
22819 | 2022 | TX | Stryker Creek | 3504 | D1 |  | OP | IC | DFO | 2 | 0 | 4.2 | 15.1199 | 1.6 | 5.76 | Distributed from 923 Generation And Fuel | 1966
22820 | 2022 | TX | Stryker Creek | 3504 | D2 |  | OP | IC | DFO | 2 | 0 | 4.2 | 15.1199 | 1.6 | 5.76 | Distributed from 923 Generation And Fuel | 1966
22821 | 2022 | TX | Stryker Creek | 3504 | D3 |  | OP | IC | DFO | 2 | 0 | 4.2 | 15.1199 | 1.6 | 5.76 | Distributed from 923 Generation And Fuel | 1966
22822 | 2022 | TX | Stryker Creek | 3504 | D4 |  | OP | IC | DFO | 2 | 0 | 4.2 | 15.1199 | 1.6 | 5.76 | Distributed from 923 Generation And Fuel | 1966
22823 | 2022 | TX | Stryker Creek | 3504 | D5 |  | OP | IC | DFO | 2 | 0 | 4.2 | 15.1199 | 1.6 | 5.76 | Distributed from 923 Generation And Fuel | 1966
22824 | 2022 | TX | Stryker Creek | 3504 | ST1 | 1 | OP | ST | NG | 176.8 | 0.044 | 67758 | 243926.8486 | 51341 | 184826.1214 | EIA-923 Generator File | 1958
22825 | 2022 | TX | Stryker Creek | 3504 | ST2 | 1 | OP | ST | NG | 526.6 | 0.035 | 160402 | 577442.5805 | 120685 | 434462.5243 | EIA-923 Generator File | 1965
22826 | 2022 | TX | Sun Valley Solar Project | 65303 | SUNS |  | OP | PV | SUN | 250 | 0.012 | 27264 | 98149.6148 | 0 | 0 | Distributed from 923 Generation And Fuel | 2022
22827 | 2022 | TX | SunE CPS1 LLC | 58068 | 1 |  | OP | PV | SUN | 10 | 0.144 | 12595 | 45341.6373 | 6655 | 23957.8083 | Distributed from 923 Generation And Fuel | 2012
22828 | 2022 | TX | SunE CPS2 LLC | 58027 | 1 |  | OP | PV | SUN | 10 | 0.123 | 10788 | 38836.4893 | 5700 | 20519.8358 | Distributed from 923 Generation And Fuel | 2012
22829 | 2022 | TX | SunE CPS3 LLC | 58009 | 1 |  | OP | PV | SUN | 5.6 | 0.133 | 6546.717 | 23567.9927 | 3459.321 | 12453.456 | Distributed from 923 Generation And Fuel | 2012
22830 | 2022 | TX | SunE CPS3 LLC | 58009 | 2 |  | OP | PV | SUN | 5 | 0.133 | 5845.283 | 21042.8505 | 3088.679 | 11119.1554 | Distributed from 923 Generation And Fuel | 2012
22831 | 2022 | TX | Sunray Wind I | 57326 | WND1 |  | OP | WT | WND | 49.5 | 0.368 | 159470 | 574087.4073 | 62922 | 226517.3879 | Distributed from 923 Generation And Fuel | 2009
22832 | 2022 | TX | Sweeny | 64321 | SWNY |  | OP | BA | MWH | 9.9 |  | GENYRONL: 2021
22833 | 2022 | TX | Sweeny Cogen Facility | 55015 | GEN1 |  | OP | GT | NG | 143 | 0.583 | 729870.5 | 2627512.7799 | 323879.25 | 1165955.9724 | Distributed from 923 Generation And Fuel | 1997
22834 | 2022 | TX | Sweeny Cogen Facility | 55015 | GEN2 |  | OP | GT | NG | 143 | 0.583 | 729870.5 | 2627512.7799 | 323879.25 | 1165955.9724 | Distributed from 923 Generation And Fuel | 1997
22835 | 2022 | TX | Sweeny Cogen Facility | 55015 | GEN3 |  | OP | GT | NG | 143 | 0.583 | 729870.5 | 2627512.7799 | 323879.25 | 1165955.9724 | Distributed from 923 Generation And Fuel | 1997
22836 | 2022 | TX | Sweeny Cogen Facility | 55015 | GEN4 |  | OP | GT | NG | 143 | 0.583 | 729870.5 | 2627512.7799 | 323879.25 | 1165955.9724 | Distributed from 923 Generation And Fuel | 2000
22837 | 2022 | TX | Sweetwater Wind 1 LLC | 56211 | SW1 |  | OP | WT | WND | 37.5 | 0.434 | 142468 | 512880.697 | 56214 | 202368.781 | Distributed from 923 Generation And Fuel | 2003
22838 | 2022 | TX | Sweetwater Wind 2 LLC | 56212 | SW2 |  | OP | WT | WND | 98.8 | 0.439 | 379922 | 1367708.2583 | 149907 | 539660.8827 | Distributed from 923 Generation And Fuel | 2005
22839 | 2022 | TX | Sweetwater Wind 3 LLC | 56311 | SW3 |  | OP | WT | WND | 135 | 0.428 | 506513 | 1823432.2125 | 199856 | 719475.8442 | Distributed from 923 Generation And Fuel | 2005
22840 | 2022 | TX | Sweetwater Wind 4 LLC | 56337 | SW4 |  | OP | WT | WND | 241 | 0.287 | 606303 | 2182673.3386 | 217700 | 783713.7303 | Distributed from 923 Generation And Fuel | 2007
22841 | 2022 | TX | Sweetwater Wind 5 | 56372 | SW5 |  | OP | WT | WND | 80.5 | 0.238 | 168098 | 605147.9588 | 66327 | 238775.2898 | Distributed from 923 Generation And Fuel | 2007
22842 | 2022 | TX | Swoose I | 64916 | SWOO1 |  | OP | BA | MWH | 9.9 |  | GENYRONL: 2021
22843 | 2022 | TX | Swoose II | 66008 | BA |  | OP | BA | MWH | 101 |  | GENYRONL: 2022
22844 | 2022 | TX | System Control Center | 61742 | GEN1 |  | SB | FW | MWH | 2.5 | 0 | 0 | 0 | 0 | 0 | Distributed from 923 Generation And Fuel | 2012
22845 | 2022 | TX | System Control Center | 61742 | GEN2 |  | SB | FW | MWH | 2.5 | 0 | 0 | 0 | 0 | 0 | Distributed from 923 Generation And Fuel | 2012
22846 | 2022 | TX | T H Wharton | 3469 | 3 | 4 | OP | CA | NG | 113.1 | 0.155 | 153860 | 553891.5689 | 107884 | 388379.293 | EIA-923 Generator File | 1974
22847 | 2022 | TX | T H Wharton | 3469 | 31 |  | OP | CT | NG | 54 | 0.24 | 113645 | 409118.7271 | 77177 | 277834.9773 | EIA-923 Generator File | 1972
22848 | 2022 | TX | T H Wharton | 3469 | 32 |  | OP | CT | NG | 54 | 0.223 | 105418 | 379501.764 | 73463 | 264464.6843 | EIA-923 Generator File | 1972
22849 | 2022 | TX | T H Wharton | 3469 | 33 |  | OP | CT | NG | 54 | 0.209 | 98661 | 355176.7586 | 64398 | 231830.9454 | EIA-923 Generator File | 1972
22850 | 2022 | TX | T H Wharton | 3469 | 34 |  | OP | CT | NG | 54 | 0.221 | 104617 | 376618.1871 | 71347 | 256847.1452 | EIA-923 Generator File | 1972
22851 | 2022 | TX | T H Wharton | 3469 | 4 | 4 | OP | CA | NG | 113.1 | 0.187 | 185097 | 666343.8692 | 126702 | 456123.551 | EIA-923 Generator File | 1974
22852 | 2022 | TX | T H Wharton | 3469 | 41 |  | OP | CT | NG | 54 | 0.239 | 113284 | 407819.1374 | 74385 | 267783.8577 | EIA-923 Generator File | 1972
22853 | 2022 | TX | T H Wharton | 3469 | 42 |  | OP | CT | NG | 54 | 0.237 | 111901 | 402840.3773 | 74856 | 269479.4442 | EIA-923 Generator File | 1972
22854 | 2022 | TX | T H Wharton | 3469 | 43 |  | OP | CT | NG | 56.7 | 0.237 | 117672 | 423615.8111 | 75769 | 272766.2179 | EIA-923 Generator File | 1974
22855 | 2022 | TX | T H Wharton | 3469 | 44 |  | OP | CT | NG | 56.7 | 0.256 | 127116 | 457613.9391 | 81619 | 293826.0494 | EIA-923 Generator File | 1974
22856 | 2022 | TX | T H Wharton | 3469 | 51 |  | OP | GT | NG | 85 | 0.064 | 47496.152 | 170984.7793 | 34329.954 | 123586.8457 | Distributed from 923 Generation And Fuel | 1975
22857 | 2022 | TX | T H Wharton | 3469 | 52 |  | OP | GT | NG | 85 | 0.064 | 47496.152 | 170984.7793 | 34329.954 | 123586.8457 | Distributed from 923 Generation And Fuel | 1975
22858 | 2022 | TX | T H Wharton | 3469 | 53 |  | OP | GT | NG | 85 | 0.064 | 47496.152 | 170984.7793 | 34329.954 | 123586.8457 | Distributed from 923 Generation And Fuel | 1975
22859 | 2022 | TX | T H Wharton | 3469 | 54 |  | OP | GT | NG | 85 | 0.064 | 47496.152 | 170984.7793 | 34329.954 | 123586.8457 | Distributed from 923 Generation And Fuel | 1975
22860 | 2022 | TX | T H Wharton | 3469 | 55 |  | OP | GT | NG | 85 | 0.064 | 47496.152 | 170984.7793 | 34329.954 | 123586.8457 | Distributed from 923 Generation And Fuel | 1975
22861 | 2022 | TX | T H Wharton | 3469 | 56 |  | OP | GT | NG | 85 | 0.064 | 47496.152 | 170984.7793 | 34329.954 | 123586.8457 | Distributed from 923 Generation And Fuel | 1975
22862 | 2022 | TX | T H Wharton | 3469 | GT1 |  | OP | GT | NG | 16.3 | 0.064 | 9108.086 | 32788.8473 | 6583.274 | 23699.5968 | Distributed from 923 Generation And Fuel | 1967
22863 | 2022 | TX | Tahoka Wind | 61921 | TAH |  | OP | WT | WND | 300 | 0.451 | 1185689 | 4268446.2524 | 444054 | 1598581.6113 | Distributed from 923 Generation And Fuel | 2018
22864 | 2022 | TX | Taygete Energy Project LLC | 62483 | PV1 |  | OP | PV | SUN | 255 | 0.262 | 585868 | 2109107.9271 | 313017 | 1126852.1852 | Distributed from 923 Generation And Fuel | 2021
22865 | 2022 | TX | T-Bone Wind (10) LLC | 56836 | 1 |  | OP | WT | WND | 8.8 | 0.084 | 6470 | 23291.8137 | 2553 | 9190.7265 | Distributed from 923 Generation And Fuel | 2008
22866 | 2022 | TX | TECO CHP-1 | 57504 | CHP1 |  | OP | GT | NG | 48 | 0.34 | 142773 | 513978.6882 | 74054 | 266592.2673 | Distributed from 923 Generation And Fuel | 2010
22867 | 2022 | TX | Tenaska Frontier Generation Station | 55062 | GTG1 |  | OP | CT | NG | 183.2 | 0.534 | 856852 | 3084642.5229 | 480021 | 1728061.7755 | EIA-923 Generator File | 2000
22868 | 2022 | TX | Tenaska Frontier Generation Station | 55062 | GTG2 |  | OP | CT | NG | 183.2 | 0.471 | 756141 | 2722085.8233 | 432739 | 1557847.9372 | EIA-923 Generator File | 2000
22869 | 2022 | TX | Tenaska Frontier Generation Station | 55062 | GTG3 |  | OP | CT | NG | 183.2 | 0.541 | 868603 | 3126945.7844 | 472682 | 1701641.5869 | EIA-923 Generator File | 2000
22870 | 2022 | TX | Tenaska Frontier Generation Station | 55062 | STG1 | 3 | OP | CA | NG | 390.1 | 0.536 | 1831277 | 6592544.4596 | 1079920 | 3887680.8986 | EIA-923 Generator File | 2000
22871 | 2022 | TX | Tenaska Gateway Generating Station | 55132 | GTG1 |  | OP | CT | NG | 183.2 | 0.493 | 791211 | 2848336.8133 | 465412 | 1675469.7962 | EIA-923 Generator File | 2001
22872 | 2022 | TX | Tenaska Gateway Generating Station | 55132 | GTG2 |  | OP | CT | NG | 183.2 | 0.493 | 791239 | 2848437.6125 | 483982 | 1742321.2614 | EIA-923 Generator File | 2001
22873 | 2022 | TX | Tenaska Gateway Generating Station | 55132 | GTG3 |  | OP | CT | NG | 183.2 | 0.454 | 729354 | 2625653.3948 | 401768 | 1446353.2292 | EIA-923 Generator File | 2001
22874 | 2022 | TX | Tenaska Gateway Generating Station | 55132 | STG1 | 3 | OP | CA | NG | 390 | 0.48 | 1638599 | 5898909.2087 | 977844 | 3520210.2383 | EIA-923 Generator File | 2001
22875 | 2022 | TX | Tenderloin Wind (6) LLC | 56562 | JDW6 |  | OP | WT | WND | 10 | 0.04 | 3496 | 12585.4993 | 1379 | 4964.3603 | Distributed from 923 Generation And Fuel | 2007
22876 | 2022 | TX | Tenet Hospital | 50241 | 9541 |  | OP | IC | NG | 2.1 | 0 | 0 | 0 | 0 | 0 | Distributed from 923 Generation And Fuel | 1987
22877 | 2022 | TX | Tenet Hospital | 50241 | 9542 |  | OP | IC | NG | 2.1 | 0 | 0 | 0 | 0 | 0 | Distributed from 923 Generation And Fuel | 1987
22878 | 2022 | TX | Texas City Plant Union Carbide | 50153 | STG |  | OP | ST | PUR | 45 | 0.149 | 58607 | 210983.5121 | 39859 | 143491.2521 | Distributed from 923 Generation And Fuel | 1996
22879 | 2022 | TX | Texas City Power Plant | 52088 | GEN1 | 3 | OP | CA | NG | 141 | 0.363 | 448978 | 1616307.8695 | 240140 | 864497.084 | EIA-923 Generator File | 1987
22880 | 2022 | TX | Texas City Power Plant | 52088 | GEN2 |  | OP | CT | NG | 103 | 0.369 | 332814 | 1198120.815 | 202098 | 727546.9796 | EIA-923 Generator File | 1987
22881 | 2022 | TX | Texas City Power Plant | 52088 | GEN3 |  | OP | CT | NG | 103 | 0.507 | 457125 | 1645636.8349 | 178073 | 641057.6715 | EIA-923 Generator File | 1987
22882 | 2022 | TX | Texas City Power Plant | 52088 | GEN4 |  | OP | CT | NG | 103 | 0.513 | 463061 | 1667006.2639 | 229163 | 824980.2002 | EIA-923 Generator File | 1987
22883 | 2022 | TX | Texas Petrochemicals | 50229 | TG2 | 1 | OP | ST | NG | 35 | 0.755 | 231636 | 833882.9289 | 100466 | 361674.7066 | EIA-923 Generator File | 1972
22884 | 2022 | TX | TG East | 64639 | ESCA |  | OP | WT | WND | 336 | 0.301 | 886505 | 3191392.4689 | 378662 | 1363172.2946 | Distributed from 923 Generation And Fuel | 2022
22885 | 2022 | TX | The Methodist Hospital, Gas Turbine | 59381 | GT-1 |  | OP | GT | NG | 5 | 0.388 | 16978 | 61120.311 | 8806 | 31701.3464 | Distributed from 923 Generation And Fuel | 2010
22886 | 2022 | TX | Thomas C Ferguson | 4937 | CT-1 |  | OP | CT | NG | 185.3 | 0.616 | 999758 | 3599100.0072 | 483954 | 1742220.4622 | EIA-923 Generator File | 2014
22887 | 2022 | TX | Thomas C Ferguson | 4937 | CT-2 |  | OP | CT | NG | 185.3 | 0.601 | 975479 | 3511696.3064 | 475508 | 1711815.1055 | EIA-923 Generator File | 2014
22888 | 2022 | TX | Thomas C Ferguson | 4937 | STG | 2 | OP | CA | NG | 204 | 0.654 | 1168743 | 4207441.1405 | 568934 | 2048146.0148 | EIA-923 Generator File | 2014
22889 | 2022 | TX | Ticona Polymers Inc | 10243 | GEN5 |  | OP | GT | NG | 44.2 | 0.668 | 258837 | 931805.7456 | 134254 | 483310.5335 | Distributed from 923 Generation And Fuel | 1989
22890 | 2022 | TX | Titan Solar Project | 63320 | IPTTN |  | OP | PV | SUN | 260 | 0.316 | 718981 | 2588310.8935 | 352213 | 1267956.6563 | Distributed from 923 Generation And Fuel | 2021
22891 | 2022 | TX | Toledo Bend | 6595 | 1 |  | OP | HY | WAT | 40.5 | 0.122 | 43245.5 | 155682.5545 | 19099.5 | 68757.6499 | Distributed from 923 Generation And Fuel | 1969
22892 | 2022 | TX | Toledo Bend | 6595 | 2 |  | OP | HY | WAT | 40.5 | 0.122 | 43245.5 | 155682.5545 | 19099.5 | 68757.6499 | Distributed from 923 Generation And Fuel | 1969
22893 | 2022 | TX | Tolk | 6194 | 1 | 1 | OP | ST | SUB | 567.9 | 0.22 | 1092433 | 3932727.3382 | 722379 | 2600543.5957 | EIA-923 Generator File | 1982 | 2037
22894 | 2022 | TX | Tolk | 6194 | 2 | 1 | OP | ST | SUB | 567.9 | 0.301 | 1495520 | 5383828.9294 | 1056431 | 3803121.175 | EIA-923 Generator File | 1985 | 2037
22895 | 2022 | TX | Topaz Generating | 63688 | CTG-1 |  | OP | GT | NG | 60.5 | 0.125 | 66389.1 | 238998.848 | 43487.9 | 156555.1876 | Distributed from 923 Generation And Fuel | 2021
22896 | 2022 | TX | Topaz Generating | 63688 | CTG-2 |  | OP | GT | NG | 60.5 | 0.125 | 66389.1 | 238998.848 | 43487.9 | 156555.1876 | Distributed from 923 Generation And Fuel | 2021
22897 | 2022 | TX | Topaz Generating | 63688 | CTG-3 |  | OP | GT | NG | 60.5 | 0.125 | 66389.1 | 238998.848 | 43487.9 | 156555.1876 | Distributed from 923 Generation And Fuel | 2021
22898 | 2022 | TX | Topaz Generating | 63688 | CTG-4 |  | OP | GT | NG | 60.5 | 0.125 | 66389.1 | 238998.848 | 43487.9 | 156555.1876 | Distributed from 923 Generation And Fuel | 2021
22899 | 2022 | TX | Topaz Generating | 63688 | CTG-5 |  | OP | GT | NG | 60.5 | 0.125 | 66389.1 | 238998.848 | 43487.9 | 156555.1876 | Distributed from 923 Generation And Fuel | 2021
22900 | 2022 | TX | Topaz Generating | 63688 | CTG-6 |  | OP | GT | NG | 60.5 | 0.125 | 66389.1 | 238998.848 | 43487.9 | 156555.1876 | Distributed from 923 Generation And Fuel | 2021
22901 | 2022 | TX | Topaz Generating | 63688 | CTG-7 |  | OP | GT | NG | 60.5 | 0.125 | 66389.1 | 238998.848 | 43487.9 | 156555.1876 | Distributed from 923 Generation And Fuel | 2021
22902 | 2022 | TX | Topaz Generating | 63688 | CTG-8 |  | OP | GT | NG | 60.5 | 0.125 | 66389.1 | 238998.848 | 43487.9 | 156555.1876 | Distributed from 923 Generation And Fuel | 2021
22903 | 2022 | TX | Topaz Generating | 63688 | CTG-9 |  | OP | GT | NG | 60.5 | 0.125 | 66389.1 | 238998.848 | 43487.9 | 156555.1876 | Distributed from 923 Generation And Fuel | 2021
22904 | 2022 | TX | Topaz Generating | 63688 | CTG10 |  | OP | GT | NG | 60.5 | 0.125 | 66389.1 | 238998.848 | 43487.9 | 156555.1876 | Distributed from 923 Generation And Fuel | 2021
22905 | 2022 | TX | Torrecillas Wind Energy, LLC | 61969 | TWE |  | OP | WT | WND | 300 | 0.407 | 1069719 | 3850957.5923 | 490370 | 1765317.8775 | Distributed from 923 Generation And Fuel | 2019
22906 | 2022 | TX | Toyah Power Station | 65836 | TOYAH |  | OP | BA | MWH | 10.4 |  | GENYRONL: 2021
22907 | 2022 | TX | Toyota HQ Plan | 61895 | TOYHQ |  | OP | PV | SUN | 7.7 | 0.167 | 11244 | 40478.0762 | 5941 | 21387.4289 | Distributed from 923 Generation And Fuel | 2017
22908 | 2022 | TX | TP 4 | 3586 | 1 |  | OS | HY | WAT | 2.4 | 0 | 0 | 0 | 0 | 0 | Distributed from 923 Generation And Fuel | 1932
22909 | 2022 | TX | TPE Erath Solar, LLC | 64892 | ERATH |  | OP | PV | SUN | 9.9 | 0.3 | 26056 | 93800.8496 | 13768 | 49564.4035 | Distributed from 923 Generation And Fuel | 2021
22910 | 2022 | TX | TPE Whitney Solar, LLC | 63180 | TXWHT |  | OP | PV | SUN | 9.9 | 0.217 | 18845 | 67841.4573 | 9958 | 35848.5132 | Distributed from 923 Generation And Fuel | 2017
22911 | 2022 | TX | Trent Wind Farm LP | 55968 | WTG1 |  | OP | WT | WND | 152 | 0.412 | 548790 | 1975628.195 | 216537 | 779526.9638 | Distributed from 923 Generation And Fuel | 2001
22912 | 2022 | TX | Tres City Power LLC | 61241 | VC-1 |  | OP | GT | NG | 50 | 0.034 | 14947 | 53808.7695 | 7271 | 26175.3906 | Distributed from 923 Generation And Fuel | 2020
22913 | 2022 | TX | Tres City Power LLC | 61241 | VC-2 |  | OP | GT | NG | 50 | 0.034 | 14947 | 53808.7695 | 7271 | 26175.3906 | Distributed from 923 Generation And Fuel | 2020
22914 | 2022 | TX | Tres Port Power, LLC | 61242 | VP-1 |  | OP | GT | NG | 50 | 0.058 | 25193 | 90694.0744 | 11110.5 | 39997.48 | Distributed from 923 Generation And Fuel | 2019
22915 | 2022 | TX | Tres Port Power, LLC | 61242 | VP-2 |  | OP | GT | NG | 50 | 0.058 | 25193 | 90694.0744 | 11110.5 | 39997.48 | Distributed from 923 Generation And Fuel | 2019
22916 | 2022 | TX | Trinidad (TX) | 3507 | 6 | 1 | OP | ST | NG | 239.3 | 0.03 | 62064 | 223428.6126 | 44002 | 158405.9328 | EIA-923 Generator File | 1965
22917 | 2022 | TX | Trinidad (TX) | 3507 | D1 |  | OP | IC | DFO | 2 | 0 | 1.5 | 5.4 | 0.5 | 1.8 | Distributed from 923 Generation And Fuel | 1966
22918 | 2022 | TX | Trinidad (TX) | 3507 | D2 |  | OP | IC | DFO | 2 | 0 | 1.5 | 5.4 | 0.5 | 1.8 | Distributed from 923 Generation And Fuel | 1966
22919 | 2022 | TX | Trinity Hills | 57520 | 1 |  | OP | WT | WND | 198 | 0.473 | 820092 | 2952307.5815 | 321694 | 1158089.1353 | Distributed from 923 Generation And Fuel | 2011
22920 | 2022 | TX | Triple Butte I | 64917 | TRBT1 |  | OP | BA | MWH | 7.5 |  | GENYRONL: 2021
22921 | 2022 | TX | Tri-Tip Wind (9) LLC | 56837 | 1 |  | OP | WT | WND | 10 | 0.059 | 5202 | 18727.0502 | 2053 | 7390.7409 | Distributed from 923 Generation And Fuel | 2008
22922 | 2022 | TX | Tumbleweed | 65578 | TWD1 |  | OP | IC | DFO | 0.6 | 0.006 | 34.067 | 122.6402 | 13.2 | 47.5196 | Distributed from 923 Generation And Fuel | 2013
22923 | 2022 | TX | Tumbleweed | 65578 | TWD10 |  | OP | IC | DFO | 0.6 | 0.006 | 34.067 | 122.6402 | 13.2 | 47.5196 | Distributed from 923 Generation And Fuel | 2013
22924 | 2022 | TX | Tumbleweed | 65578 | TWD11 |  | OP | IC | DFO | 0.6 | 0.006 | 34.067 | 122.6402 | 13.2 | 47.5196 | Distributed from 923 Generation And Fuel | 2013
22925 | 2022 | TX | Tumbleweed | 65578 | TWD12 |  | OP | IC | DFO | 0.6 | 0.006 | 34.067 | 122.6402 | 13.2 | 47.5196 | Distributed from 923 Generation And Fuel | 2013
22926 | 2022 | TX | Tumbleweed | 65578 | TWD13 |  | OP | IC | DFO | 0.6 | 0.006 | 34.067 | 122.6402 | 13.2 | 47.5196 | Distributed from 923 Generation And Fuel | 2013
22927 | 2022 | TX | Tumbleweed | 65578 | TWD14 |  | OP | IC | DFO | 0.6 | 0.006 | 34.067 | 122.6402 | 13.2 | 47.5196 | Distributed from 923 Generation And Fuel | 2013
22928 | 2022 | TX | Tumbleweed | 65578 | TWD15 |  | OP | IC | DFO | 0.6 | 0.006 | 34.067 | 122.6402 | 13.2 | 47.5196 | Distributed from 923 Generation And Fuel | 2013
22929 | 2022 | TX | Tumbleweed | 65578 | TWD2 |  | OP | IC | DFO | 0.6 | 0.006 | 34.067 | 122.6402 | 13.2 | 47.5196 | Distributed from 923 Generation And Fuel | 2013
22930 | 2022 | TX | Tumbleweed | 65578 | TWD3 |  | OP | IC | DFO | 0.6 | 0.006 | 34.067 | 122.6402 | 13.2 | 47.5196 | Distributed from 923 Generation And Fuel | 2013
22931 | 2022 | TX | Tumbleweed | 65578 | TWD4 |  | OP | IC | DFO | 0.6 | 0.006 | 34.067 | 122.6402 | 13.2 | 47.5196 | Distributed from 923 Generation And Fuel | 2013
22932 | 2022 | TX | Tumbleweed | 65578 | TWD5 |  | OP | IC | DFO | 0.6 | 0.006 | 34.067 | 122.6402 | 13.2 | 47.5196 | Distributed from 923 Generation And Fuel | 2013
22933 | 2022 | TX | Tumbleweed | 65578 | TWD6 |  | OP | IC | DFO | 0.6 | 0.006 | 34.067 | 122.6402 | 13.2 | 47.5196 | Distributed from 923 Generation And Fuel | 2013
22934 | 2022 | TX | Tumbleweed | 65578 | TWD7 |  | OP | IC | DFO | 0.6 | 0.006 | 34.067 | 122.6402 | 13.2 | 47.5196 | Distributed from 923 Generation And Fuel | 2013
22935 | 2022 | TX | Tumbleweed | 65578 | TWD8 |  | OP | IC | DFO | 0.6 | 0.006 | 34.067 | 122.6402 | 13.2 | 47.5196 | Distributed from 923 Generation And Fuel | 2013
22936 | 2022 | TX | Tumbleweed | 65578 | TWD9 |  | OP | IC | DFO | 0.6 | 0.006 | 34.067 | 122.6402 | 13.2 | 47.5196 | Distributed from 923 Generation And Fuel | 2013
22937 | 2022 | TX | Turkey Track Wind Energy LLC | 56774 | 1 |  | OP | WT | WND | 169.5 | 0.212 | 314803 | 1133281.7337 | 124213 | 447163.2227 | Distributed from 923 Generation And Fuel | 2008
22938 | 2022 | TX | TX Hereford Wind | 58773 | GEN1 |  | OP | WT | WND | 200 | 0.434 | 759694 | 2734876.521 | 282466 | 1016869.465 | Distributed from 923 Generation And Fuel | 2014
22939 | 2022 | TX | TX Jumbo Road Wind | 59621 | JRWND |  | OP | WT | WND | 299.7 | 0.381 | 1001229 | 3604395.5648 | 366912 | 1320872.633 | Distributed from 923 Generation And Fuel | 2015
22940 | 2022 | TX | TX11 Republic Road Storage | 65694 | TX11 |  | OP | BA | MWH | 50 | -0.002 | -999 | -3596.3712 | 0 | 0 | Distributed from 923 Generation And Fuel | 2022
22941 | 2022 | TX | TX12 Silicon Hill Storage | 65695 | TX12 |  | OP | BA | MWH | 100 | 0 | 33 | 118.799 | 0 | 0 | Distributed from 923 Generation And Fuel | 2022
22942 | 2022 | TX | TX13 Endurance Park Storage | 65696 | TX13 |  | OP | BA | MWH | 50 |  | GENYRONL: 2022
22943 | 2022 | TX | TX2 Port Lavaca | 64425 | TX2 |  | OP | BA | MWH | 9.9 |  | GENYRONL: 2020
22944 | 2022 | TX | TX23 Roughneck Storage | 65701 | TX23 |  | OP | BA | MWH | 50 |  | GENYRONL: 2022
22945 | 2022 | TX | TX7 Flat Top | 64423 | TX7 |  | OP | BA | MWH | 9.9 |  | GENYRONL: 2020
22946 | 2022 | TX | TX8 Worsham | 64424 | TX8 |  | OP | BA | MWH | 9.9 |  | GENYRONL: 2020
22947 | 2022 | TX | Ty Cooke | 3602 | 1 | 1 | OA | ST | NG | 44 | 0 | 0 | 0 | 0 | 0 | EIA-923 Generator File | 1965
22948 | 2022 | TX | Ty Cooke | 3602 | 2 | 1 | OA | ST | NG | 53.6 | 0 | 0 | 0 | 0 | 0 | EIA-923 Generator File | 1978
22949 | 2022 | TX | Ty Cooke | 3602 | GT2 |  | OP | GT | NG | 18.5 | 0.018 | 2880.975 | 10371.427 | 1494.16 | 5378.933 | Distributed from 923 Generation And Fuel | 1971
22950 | 2022 | TX | Ty Cooke | 3602 | GT3 |  | OP | GT | NG | 22 | 0.018 | 3426.025 | 12333.5913 | 1776.84 | 6396.5728 | Distributed from 923 Generation And Fuel | 1974
22951 | 2022 | TX | Tyler Bluff Wind Project, LLC | 60502 | GEN1 |  | OP | WT | WND | 125.6 | 0.354 | 389641 | 1402696.3784 | 140640 | 506299.9496 | Distributed from 923 Generation And Fuel | 2016
22952 | 2022 | TX | UL Advanced Wind Turbine Test Facility | 61589 | MT-1 |  | OP | WT | WND | 0.1 | 0.255 | 223.6 | 804.9536 | 88.229 | 317.6219 | Distributed from 923 Generation And Fuel | 2016
22953 | 2022 | TX | UL Advanced Wind Turbine Test Facility | 61589 | UT-1 |  | OP | WT | WND | 3.4 | 0.255 | 7602.4 | 27368.4211 | 2999.771 | 10799.0892 | Distributed from 923 Generation And Fuel | 2018
22954 | 2022 | TX | Union Carbide Seadrift Cogen | 50150 | GE10 | 3 | OP | ST | NG | 15 | 0.434 | 57074.8 | 205467.6363 | 27511.14 | 99039.3117 | EIA-923 Generator File | 1964
22955 | 2022 | TX | Union Carbide Seadrift Cogen | 50150 | GE11 |  | OP | GT | NG | 35 | 0.539 | 165136.581 | 594486.9357 | 85653.077 | 308348.6104 | Distributed from 923 Generation And Fuel | 2000
22956 | 2022 | TX | Union Carbide Seadrift Cogen | 50150 | GEN5 | 3 | OP | ST | NG | 15 | 0.43 | 56500.56 | 203400.3888 | 23585.55 | 84907.3007 | EIA-923 Generator File | 1987
22957 | 2022 | TX | Union Carbide Seadrift Cogen | 50150 | GEN6 |  | OP | GT | NG | 35 | 0.539 | 165136.581 | 594486.9357 | 85653.077 | 308348.6104 | Distributed from 923 Generation And Fuel | 1987
22958 | 2022 | TX | Union Carbide Seadrift Cogen | 50150 | GEN7 | 2 | OA | ST | NG | 6 | 0 | 0 | 0 | 0 | 0 | EIA-923 Generator File | 1987
22959 | 2022 | TX | Union Carbide Seadrift Cogen | 50150 | GEN8 |  | OP | GT | NG | 35 | 0.539 | 165136.581 | 594486.9357 | 85653.077 | 308348.6104 | Distributed from 923 Generation And Fuel | 1987
22960 | 2022 | TX | Union Carbide Seadrift Cogen | 50150 | GEN9 | 3 | OP | ST | NG | 15 | 0.442 | 58141.8 | 209308.8055 | 23939.6 | 86181.8705 | EIA-923 Generator File | 1987
22961 | 2022 | TX | Union Carbide Seadrift Cogen | 50150 | IGT |  | OP | GT | NG | 12 | 0.539 | 56618.256 | 203824.091 | 29366.769 | 105719.5226 | Distributed from 923 Generation And Fuel | 1969
22962 | 2022 | TX | Upton County Solar | 60581 | UCTX |  | OP | PV | SUN | 150 | 0.274 | 359879 | 1295554.0356 | 201280 | 724602.2032 | Distributed from 923 Generation And Fuel | 2017
22963 | 2022 | TX | V H Braunig | 3612 | 1 | 1 | OP | ST | NG | 225 | 0.162 | 319102 | 1148758.0099 | 226919 | 816901.8648 | EIA-923 Generator File | 1966 | 2025
22964 | 2022 | TX | V H Braunig | 3612 | 2 | 1 | OP | ST | NG | 252 | 0.056 | 124043 | 446551.2276 | 88750 | 319497.444 | EIA-923 Generator File | 1968 | 2025
22965 | 2022 | TX | V H Braunig | 3612 | 3 | 1 | OP | ST | NG | 417 | 0.281 | 1027675 | 3699600.4032 | 494525 | 1780275.7578 | EIA-923 Generator File | 1970 | 2025
22966 | 2022 | TX | V H Braunig | 3612 | 5 |  | OP | GT | NG | 61 | 0.09 | 48079.5 | 173084.8153 | 29909.75 | 107674.2386 | Distributed from 923 Generation And Fuel | 2010
22967 | 2022 | TX | V H Braunig | 3612 | 6 |  | OP | GT | NG | 61 | 0.09 | 48079.5 | 173084.8153 | 29909.75 | 107674.2386 | Distributed from 923 Generation And Fuel | 2010
22968 | 2022 | TX | V H Braunig | 3612 | 7 |  | OP | GT | NG | 61 | 0.09 | 48079.5 | 173084.8153 | 29909.75 | 107674.2386 | Distributed from 923 Generation And Fuel | 2010
22969 | 2022 | TX | V H Braunig | 3612 | 8 |  | OP | GT | NG | 61 | 0.09 | 48079.5 | 173084.8153 | 29909.75 | 107674.2386 | Distributed from 923 Generation And Fuel | 2010
22970 | 2022 | TX | V H Braunig | 3612 | 1 | 1 | OP | CT | NG | 187.5 | 0.509 | 835912 | 3009259.1259 | 463365 | 1668100.6552 | Distributed from 923 Generation And Fuel | 2000
22971 | 2022 | TX | V H Braunig | 3612 | 2 | 1 | OP | CT | NG | 187.5 | 0.509 | 835912 | 3009259.1259 | 463365 | 1668100.6552 | Distributed from 923 Generation And Fuel | 2000
22972 | 2022 | TX | V H Braunig | 3612 | 3 | 1 | OP | CA | NG | 200 | 0.563 | 987201 | 3553895.1688 | 532301 | 1916268.2699 | Distributed from 923 Generation And Fuel | 2000
22973 | 2022 | TX | Valero Refinery Corpus Christi West | 50121 | PRU | 1 | OP | ST | WH | 12 | 0 | 15 | 53.9996 | 6 | 21.5998 | Distributed from 923 Generation And Fuel | 1983
22974 | 2022 | TX | Valero Refinery Corpus Christi West | 50121 | TG1 | 1 | OP | ST | PC | 28.6 | 0.29 | 72653 | 261548.7076 | 28761 | 103538.7717 | EIA-923 Generator File | 1983
22975 | 2022 | TX | Valero Refinery Corpus Christi West | 50121 | TG2 | 1 | OP | ST | PC | 28.6 | 0.314 | 78587 | 282910.9367 | 34644 | 124717.4023 | EIA-923 Generator File | 1983
22976 | 2022 | TX | Vancourt Solar Interconnections | 65662 | VAN1 |  | OP | PV | SUN | 45 | 0.046 | 18153 | 65350.2772 | 0 | 0 | Distributed from 923 Generation And Fuel | 2022
22977 | 2022 | TX | Vaquero | 65579 | VQ1 |  | OP | IC | DFO | 0.6 | 0.007 | 38.733 | 139.4377 | 15.067 | 54.2408 | Distributed from 923 Generation And Fuel | 2013
22978 | 2022 | TX | Vaquero | 65579 | VQ10 |  | OP | IC | DFO | 0.6 | 0.007 | 38.733 | 139.4377 | 15.067 | 54.2408 | Distributed from 923 Generation And Fuel | 2013
22979 | 2022 | TX | Vaquero | 65579 | VQ11 |  | OP | IC | DFO | 0.6 | 0.007 | 38.733 | 139.4377 | 15.067 | 54.2408 | Distributed from 923 Generation And Fuel | 2013
22980 | 2022 | TX | Vaquero | 65579 | VQ12 |  | OP | IC | DFO | 0.6 | 0.007 | 38.733 | 139.4377 | 15.067 | 54.2408 | Distributed from 923 Generation And Fuel | 2013
22981 | 2022 | TX | Vaquero | 65579 | VQ13 |  | OP | IC | DFO | 0.6 | 0.007 | 38.733 | 139.4377 | 15.067 | 54.2408 | Distributed from 923 Generation And Fuel | 2013
22982 | 2022 | TX | Vaquero | 65579 | VQ14 |  | OP | IC | DFO | 0.6 | 0.007 | 38.733 | 139.4377 | 15.067 | 54.2408 | Distributed from 923 Generation And Fuel | 2013
22983 | 2022 | TX | Vaquero | 65579 | VQ15 |  | OP | IC | DFO | 0.6 | 0.007 | 38.733 | 139.4377 | 15.067 | 54.2408 | Distributed from 923 Generation And Fuel | 2013
22984 | 2022 | TX | Vaquero | 65579 | VQ2 |  | OP | IC | DFO | 0.6 | 0.007 | 38.733 | 139.4377 | 15.067 | 54.2408 | Distributed from 923 Generation And Fuel | 2013
22985 | 2022 | TX | Vaquero | 65579 | VQ3 |  | OP | IC | DFO | 0.6 | 0.007 | 38.733 | 139.4377 | 15.067 | 54.2408 | Distributed from 923 Generation And Fuel | 2013
22986 | 2022 | TX | Vaquero | 65579 | VQ4 |  | OP | IC | DFO | 0.6 | 0.007 | 38.733 | 139.4377 | 15.067 | 54.2408 | Distributed from 923 Generation And Fuel | 2013
22987 | 2022 | TX | Vaquero | 65579 | VQ5 |  | OP | IC | DFO | 0.6 | 0.007 | 38.733 | 139.4377 | 15.067 | 54.2408 | Distributed from 923 Generation And Fuel | 2013
22988 | 2022 | TX | Vaquero | 65579 | VQ6 |  | OP | IC | DFO | 0.6 | 0.007 | 38.733 | 139.4377 | 15.067 | 54.2408 | Distributed from 923 Generation And Fuel | 2013
22989 | 2022 | TX | Vaquero | 65579 | VQ7 |  | OP | IC | DFO | 0.6 | 0.007 | 38.733 | 139.4377 | 15.067 | 54.2408 | Distributed from 923 Generation And Fuel | 2013
22990 | 2022 | TX | Vaquero | 65579 | VQ8 |  | OP | IC | DFO | 0.6 | 0.007 | 38.733 | 139.4377 | 15.067 | 54.2408 | Distributed from 923 Generation And Fuel | 2013
22991 | 2022 | TX | Vaquero | 65579 | VQ9 |  | OP | IC | DFO | 0.6 | 0.007 | 38.733 | 139.4377 | 15.067 | 54.2408 | Distributed from 923 Generation And Fuel | 2013
22992 | 2022 | TX | Verizon Hidden Ridge Solar Project | 65571 | VH600 |  | OP | PV | SUN | 1 | 0 | 1.034 | 3.7224 | 0.345 | 1.242 | Distributed from 923 Generation And Fuel | 2022
22993 | 2022 | TX | Verizon Hidden Ridge Solar Project | 65571 | VH700 |  | OP | PV | SUN | 1.1 | 0 | 1.138 | 4.0968 | 0.379 | 1.3644 | Distributed from 923 Generation And Fuel | 2022
22994 | 2022 | TX | Verizon Hidden Ridge Solar Project | 65571 | VH750 |  | OP | PV | SUN | 0.8 | 0 | 0.828 | 2.9808 | 0.276 | 0.99359 | Distributed from 923 Generation And Fuel | 2022
22995 | 2022 | TX | Victoria | 3443 | 5 | 1 | OP | CA | NG | 180 | 0.235 | 370594 | 1334127.727 | 267745 | 963874.289 | EIA-923 Generator File | 1963
22996 | 2022 | TX | Victoria | 3443 | 7 |  | OP | CT | NG | 196.9 | 0.35 | 604203 | 2175113.3991 | 427947 | 1540596.8752 | EIA-923 Generator File | 2009
22997 | 2022 | TX | Victoria Port Power II LLC | 61966 | VP2-1 |  | OP | GT | NG | 50 | 0.131 | 57531 | 207109.9431 | 29840 | 107423.1406 | Distributed from 923 Generation And Fuel | 2022
22998 | 2022 | TX | Victoria Port Power II LLC | 61966 | VP2-2 |  | OP | GT | NG | 50 | 0.131 | 57531 | 207109.9431 | 29840 | 107423.1406 | Distributed from 923 Generation And Fuel | 2022
22999 | 2022 | TX | Victoria Texas Plant | 10790 | GEN1 |  | OP | GT | NG | 102.4 | 0.631 | 566189 | 2038264.0939 | 293671 | 1057207.1423 | Distributed from 923 Generation And Fuel | 1987
23000 | 2022 | TX | Villa Cavasos | 65580 | VC1 |  | OP | IC | DFO | 0.6 | 0.006 | 29.867 | 107.5203 | 11.6 | 41.7597 | Distributed from 923 Generation And Fuel | 2013
23001 | 2022 | TX | Villa Cavasos | 65580 | VC10 |  | OP | IC | DFO | 0.6 | 0.006 | 29.867 | 107.5203 | 11.6 | 41.7597 | Distributed from 923 Generation And Fuel | 2013
23002 | 2022 | TX | Villa Cavasos | 65580 | VC11 |  | OP | IC | DFO | 0.6 | 0.006 | 29.867 | 107.5203 | 11.6 | 41.7597 | Distributed from 923 Generation And Fuel | 2013
23003 | 2022 | TX | Villa Cavasos | 65580 | VC12 |  | OP | IC | DFO | 0.6 | 0.006 | 29.867 | 107.5203 | 11.6 | 41.7597 | Distributed from 923 Generation And Fuel | 2013
23004 | 2022 | TX | Villa Cavasos | 65580 | VC13 |  | OP | IC | DFO | 0.6 | 0.006 | 29.867 | 107.5203 | 11.6 | 41.7597 | Distributed from 923 Generation And Fuel | 2013
23005 | 2022 | TX | Villa Cavasos | 65580 | VC14 |  | OP | IC | DFO | 0.6 | 0.006 | 29.867 | 107.5203 | 11.6 | 41.7597 | Distributed from 923 Generation And Fuel | 2013
23006 | 2022 | TX | Villa Cavasos | 65580 | VC15 |  | OP | IC | DFO | 0.6 | 0.006 | 29.867 | 107.5203 | 11.6 | 41.7597 | Distributed from 923 Generation And Fuel | 2013
23007 | 2022 | TX | Villa Cavasos | 65580 | VC2 |  | OP | IC | DFO | 0.6 | 0.006 | 29.867 | 107.5203 | 11.6 | 41.7597 | Distributed from 923 Generation And Fuel | 2013
23008 | 2022 | TX | Villa Cavasos | 65580 | VC3 |  | OP | IC | DFO | 0.6 | 0.006 | 29.867 | 107.5203 | 11.6 | 41.7597 | Distributed from 923 Generation And Fuel | 2013
23009 | 2022 | TX | Villa Cavasos | 65580 | VC4 |  | OP | IC | DFO | 0.6 | 0.006 | 29.867 | 107.5203 | 11.6 | 41.7597 | Distributed from 923 Generation And Fuel | 2013
23010 | 2022 | TX | Villa Cavasos | 65580 | VC5 |  | OP | IC | DFO | 0.6 | 0.006 | 29.867 | 107.5203 | 11.6 | 41.7597 | Distributed from 923 Generation And Fuel | 2013
23011 | 2022 | TX | Villa Cavasos | 65580 | VC6 |  | OP | IC | DFO | 0.6 | 0.006 | 29.867 | 107.5203 | 11.6 | 41.7597 | Distributed from 923 Generation And Fuel | 2013
23012 | 2022 | TX | Villa Cavasos | 65580 | VC7 |  | OP | IC | DFO | 0.6 | 0.006 | 29.867 | 107.5203 | 11.6 | 41.7597 | Distributed from 923 Generation And Fuel | 2013
23013 | 2022 | TX | Villa Cavasos | 65580 | VC8 |  | OP | IC | DFO | 0.6 | 0.006 | 29.867 | 107.5203 | 11.6 | 41.7597 | Distributed from 923 Generation And Fuel | 2013
23014 | 2022 | TX | Villa Cavasos | 65580 | VC9 |  | OP | IC | DFO | 0.6 | 0.006 | 29.867 | 107.5203 | 11.6 | 41.7597 | Distributed from 923 Generation And Fuel | 2013
23015 | 2022 | TX | Village Creek Water Reclamation Facility | 54520 | SD1 |  | SB | IC | NG | 0.9 | 0 | 0 | 0 | 0 | 0 | Distributed from 923 Generation And Fuel | 1994
23016 | 2022 | TX | Village Creek Water Reclamation Facility | 54520 | SD2 |  | SB | IC | NG | 0.9 | 0 | 0 | 0 | 0 | 0 | Distributed from 923 Generation And Fuel | 1994
23017 | 2022 | TX | Village Creek Water Reclamation Facility | 54520 | TG1 |  | OP | GT | NG | 5.3 | 0.272 | 12650 | 45539.6357 | 5194 | 18698.2504 | Distributed from 923 Generation And Fuel | 2001
23018 | 2022 | TX | Village Creek Water Reclamation Facility | 54520 | TG2 |  | OP | GT | NG | 5.3 | 0.272 | 12650 | 45539.6357 | 5194 | 18698.2504 | Distributed from 923 Generation And Fuel | 2001
23019 | 2022 | TX | W A Parish | 3470 | 1 | 1 | OP | ST | NG | 187.8 | 0.08 | 131941 | 474983.8001 | 87674 | 315623.875 | EIA-923 Generator File | 1958 | 2026
23020 | 2022 | TX | W A Parish | 3470 | 2 | 1 | OP | ST | NG | 187.8 | 0.121 | 199672 | 718813.4495 | 150565 | 542029.6638 | EIA-923 Generator File | 1958 | 2026
23021 | 2022 | TX | W A Parish | 3470 | 3 | 1 | OP | ST | NG | 299.2 | 0.101 | 265990 | 957556.3395 | 202871 | 730329.7574 | EIA-923 Generator File | 1961 | 2026
23022 | 2022 | TX | W A Parish | 3470 | 4 | 1 | OP | ST | NG | 580.5 | 0.181 | 918222 | 3305572.7554 | 647276 | 2330174.9586 | EIA-923 Generator File | 1968 | 2026
23023 | 2022 | TX | W A Parish | 3470 | 5 | 1 | OP | ST | SUB | 734.1 | 0.548 | 3524086 | 12686608.1071 | 1809662 | 6514731.0822 | EIA-923 Generator File | 1977
23024 | 2022 | TX | W A Parish | 3470 | 6 | 1 | OP | ST | SUB | 734.1 | 0.551 | 3544421 | 12759813.5215 | 1563492 | 5628526.1718 | EIA-923 Generator File | 1978
23025 | 2022 | TX | W A Parish | 3470 | 7 | 1 | OP | ST | SUB | 614.6 | 0.605 | 3257045 | 11725268.1979 | 1591879 | 5730718.5543 | EIA-923 Generator File | 1980
23026 | 2022 | TX | W A Parish | 3470 | 8 | 1 | OP | ST | SUB | 654 | 0.223 | 1278092 | 4601094.3912 | 87355 | 314475.4842 | EIA-923 Generator File | 1982
23027 | 2022 | TX | W A Parish | 3470 | GT1 |  | OP | GT | NG | 16.3 | 0.018 | 2554 | 9194.3264 | 2286 | 8229.5342 | Distributed from 923 Generation And Fuel | 1967
23028 | 2022 | TX | W.A. Parish Carbon Capture Plant | 58378 | GT2 |  | OA | GT | NG | 82.2 | 0 | 0 | 0 | 0 | 0 | Distributed from 923 Generation And Fuel | 2013
23029 | 2022 | TX | Wagyu | 63273 | 1215 |  | OP | PV | SUN | 120 | 0.225 | 236599 | 851749.586 | 125678 | 452437.1805 | Distributed from 923 Generation And Fuel | 2020
23030 | 2022 | TX | Wake Wind Energy Center | 58766 | 1 |  | OP | WT | WND | 257.3 | 0.442 | 996729 | 3588195.6944 | 393282 | 1415803.8736 | Distributed from 923 Generation And Fuel | 2016
23031 | 2022 | TX | WAL1040 | 64813 | GEN1 |  | OP | IC | NG | 0.4 | 0.037 | 130.667 | 470.3974 | 67.667 | 243.5993 | Distributed from 923 Generation And Fuel | 2019
23032 | 2022 | TX | WAL1040 | 64813 | GEN2 |  | OP | IC | NG | 0.4 | 0.037 | 130.667 | 470.3974 | 67.667 | 243.5993 | Distributed from 923 Generation And Fuel | 2019
23033 | 2022 | TX | WAL1040 | 64813 | GEN3 |  | OP | IC | NG | 0.4 | 0.037 | 130.667 | 470.3974 | 67.667 | 243.5993 | Distributed from 923 Generation And Fuel | 2019
23034 | 2022 | TX | WAL1062 | 64814 | GEN1 |  | OP | IC | NG | 0.4 | 0.031 | 109.667 | 394.798 | 57 | 205.1984 | Distributed from 923 Generation And Fuel | 2021
23035 | 2022 | TX | WAL1062 | 64814 | GEN2 |  | OP | IC | NG | 0.4 | 0.031 | 109.667 | 394.798 | 57 | 205.1984 | Distributed from 923 Generation And Fuel | 2021
23036 | 2022 | TX | WAL1062 | 64814 | GEN3 |  | OP | IC | NG | 0.4 | 0.031 | 109.667 | 394.798 | 57 | 205.1984 | Distributed from 923 Generation And Fuel | 2021
23037 | 2022 | TX | WAL1103 | 64815 | GEN1 |  | OP | IC | NG | 0.4 | 0.035 | 123 | 442.7965 | 63.667 | 229.1994 | Distributed from 923 Generation And Fuel | 2019
23038 | 2022 | TX | WAL1103 | 64815 | GEN2 |  | OP | IC | NG | 0.4 | 0.035 | 123 | 442.7965 | 63.667 | 229.1994 | Distributed from 923 Generation And Fuel | 2019
23039 | 2022 | TX | WAL1103 | 64815 | GEN3 |  | OP | IC | NG | 0.4 | 0.035 | 123 | 442.7965 | 63.667 | 229.1994 | Distributed from 923 Generation And Fuel | 2019
23040 | 2022 | TX | WAL1232 | 64816 | GEN1 |  | OP | IC | NG | 0.4 | 0.027 | 93 | 334.7973 | 48.333 | 173.9974 | Distributed from 923 Generation And Fuel | 2020
23041 | 2022 | TX | WAL1232 | 64816 | GEN2 |  | OP | IC | NG | 0.4 | 0.027 | 93 | 334.7973 | 48.333 | 173.9974 | Distributed from 923 Generation And Fuel | 2020
23042 | 2022 | TX | WAL1232 | 64816 | GEN3 |  | OP | IC | NG | 0.4 | 0.027 | 93 | 334.7973 | 48.333 | 173.9974 | Distributed from 923 Generation And Fuel | 2020
23043 | 2022 | TX | WAL1272 | 64829 | GEN1 |  | OP | IC | NG | 0.4 | 0.021 | 75.333 | 271.1966 | 39 | 140.3989 | Distributed from 923 Generation And Fuel | 2021
23044 | 2022 | TX | WAL1272 | 64829 | GEN2 |  | OP | IC | NG | 0.4 | 0.021 | 75.333 | 271.1966 | 39 | 140.3989 | Distributed from 923 Generation And Fuel | 2021
23045 | 2022 | TX | WAL1272 | 64829 | GEN3 |  | OP | IC | NG | 0.4 | 0.021 | 75.333 | 271.1966 | 39 | 140.3989 | Distributed from 923 Generation And Fuel | 2021
23046 | 2022 | TX | WAL1455 | 64883 | GEN1 |  | OP | IC | NG | 0.4 | 0.015 | 53.667 | 193.1997 | 28 | 100.7992 | Distributed from 923 Generation And Fuel | 2021
23047 | 2022 | TX | WAL1455 | 64883 | GEN2 |  | OP | IC | NG | 0.4 | 0.015 | 53.667 | 193.1997 | 28 | 100.7992 | Distributed from 923 Generation And Fuel | 2021
23048 | 2022 | TX | WAL1455 | 64883 | GEN3 |  | OP | IC | NG | 0.4 | 0.015 | 53.667 | 193.1997 | 28 | 100.7992 | Distributed from 923 Generation And Fuel | 2021
23049 | 2022 | TX | WAL1801 | 64884 | GEN1 |  | OP | IC | NG | 0.4 | 0 | 0 | 0 | 0 | 0 | Distributed from 923 Generation And Fuel | 2022
23050 | 2022 | TX | WAL1801 | 64884 | GEN2 |  | OP | IC | NG | 0.4 | 0 | 0 | 0 | 0 | 0 | Distributed from 923 Generation And Fuel | 2022
23051 | 2022 | TX | WAL1801 | 64884 | GEN3 |  | OP | IC | NG | 0.4 | 0 | 0 | 0 | 0 | 0 | Distributed from 923 Generation And Fuel | 2022
23052 | 2022 | TX | WAL194 | 64769 | GEN1 |  | OP | IC | NG | 0.4 | 0.027 | 95 | 341.9973 | 49.333 | 177.5974 | Distributed from 923 Generation And Fuel | 2021
23053 | 2022 | TX | WAL194 | 64769 | GEN2 |  | OP | IC | NG | 0.4 | 0.027 | 95 | 341.9973 | 49.333 | 177.5974 | Distributed from 923 Generation And Fuel | 2021
23054 | 2022 | TX | WAL194 | 64769 | GEN3 |  | OP | IC | NG | 0.4 | 0.027 | 95 | 341.9973 | 49.333 | 177.5974 | Distributed from 923 Generation And Fuel | 2021
23055 | 2022 | TX | WAL202 | 64770 | GEN1 |  | OP | IC | DFO | 1.3 | 0.007 | 76 | 273.5978 | 30 | 107.9991 | Distributed from 923 Generation And Fuel | 2020
23056 | 2022 | TX | WAL2257 | 64885 | GEN1 |  | OP | IC | NG | 0.4 | 0.037 | 128.333 | 461.9951 | 66.667 | 239.9993 | Distributed from 923 Generation And Fuel | 2021
23057 | 2022 | TX | WAL2257 | 64885 | GEN2 |  | OP | IC | NG | 0.4 | 0.037 | 128.333 | 461.9951 | 66.667 | 239.9993 | Distributed from 923 Generation And Fuel | 2021
23058 | 2022 | TX | WAL2257 | 64885 | GEN3 |  | OP | IC | NG | 0.4 | 0.037 | 128.333 | 461.9951 | 66.667 | 239.9993 | Distributed from 923 Generation And Fuel | 2021
23059 | 2022 | TX | WAL2439 | 64886 | GEN1 |  | OP | IC | NG | 0.4 | 0.024 | 84.667 | 304.7988 | 44 | 158.3987 | Distributed from 923 Generation And Fuel | 2021
23060 | 2022 | TX | WAL2439 | 64886 | GEN2 |  | OP | IC | NG | 0.4 | 0.024 | 84.667 | 304.7988 | 44 | 158.3987 | Distributed from 923 Generation And Fuel | 2021
23061 | 2022 | TX | WAL2439 | 64886 | GEN3 |  | OP | IC | NG | 0.4 | 0.024 | 84.667 | 304.7988 | 44 | 158.3987 | Distributed from 923 Generation And Fuel | 2021
23062 | 2022 | TX | WAL266 | 64771 | GEN1 |  | OP | IC | NG | 0.4 | 0.025 | 86.333 | 310.7963 | 44.667 | 160.7999 | Distributed from 923 Generation And Fuel | 2021
23063 | 2022 | TX | WAL266 | 64771 | GEN2 |  | OP | IC | NG | 0.4 | 0.025 | 86.333 | 310.7963 | 44.667 | 160.7999 | Distributed from 923 Generation And Fuel | 2021
23064 | 2022 | TX | WAL266 | 64771 | GEN3 |  | OP | IC | NG | 0.4 | 0.025 | 86.333 | 310.7963 | 44.667 | 160.7999 | Distributed from 923 Generation And Fuel | 2021
23065 | 2022 | TX | WAL2667 | 64887 | GEN1 |  | OP | IC | NG | 0.4 | 0.023 | 80 | 287.9977 | 41.333 | 148.7976 | Distributed from 923 Generation And Fuel | 2021
23066 | 2022 | TX | WAL2667 | 64887 | GEN2 |  | OP | IC | NG | 0.4 | 0.023 | 80 | 287.9977 | 41.333 | 148.7976 | Distributed from 923 Generation And Fuel | 2021
23067 | 2022 | TX | WAL2667 | 64887 | GEN3 |  | OP | IC | NG | 0.4 | 0.023 | 80 | 287.9977 | 41.333 | 148.7976 | Distributed from 923 Generation And Fuel | 2021
23068 | 2022 | TX | WAL2724 | 64888 | GEN1 |  | OP | IC | NG | 0.4 | 0.024 | 85.333 | 307.1963 | 44.333 | 159.5975 | Distributed from 923 Generation And Fuel | 2020
23069 | 2022 | TX | WAL2724 | 64888 | GEN2 |  | OP | IC | NG | 0.4 | 0.024 | 85.333 | 307.1963 | 44.333 | 159.5975 | Distributed from 923 Generation And Fuel | 2020
23070 | 2022 | TX | WAL2724 | 64888 | GEN3 |  | OP | IC | NG | 0.4 | 0.024 | 85.333 | 307.1963 | 44.333 | 159.5975 | Distributed from 923 Generation And Fuel | 2020
23071 | 2022 | TX | WAL284 | 64772 | GEN1 |  | OP | IC | NG | 0.4 | 0.027 | 95.333 | 343.1961 | 49.333 | 177.5974 | Distributed from 923 Generation And Fuel | 2021
23072 | 2022 | TX | WAL284 | 64772 | GEN2 |  | OP | IC | NG | 0.4 | 0.027 | 95.333 | 343.1961 | 49.333 | 177.5974 | Distributed from 923 Generation And Fuel | 2021
23073 | 2022 | TX | WAL284 | 64772 | GEN3 |  | OP | IC | NG | 0.4 | 0.027 | 95.333 | 343.1961 | 49.333 | 177.5974 | Distributed from 923 Generation And Fuel | 2021
23074 | 2022 | TX | WAL2883 | 64889 | GEN1 |  | OP | IC | NG | 0.4 | 0.024 | 83.333 | 299.9964 | 43.333 | 155.9976 | Distributed from 923 Generation And Fuel | 2021
23075 | 2022 | TX | WAL2883 | 64889 | GEN2 |  | OP | IC | NG | 0.4 | 0.024 | 83.333 | 299.9964 | 43.333 | 155.9976 | Distributed from 923 Generation And Fuel | 2021
23076 | 2022 | TX | WAL2883 | 64889 | GEN3 |  | OP | IC | NG | 0.4 | 0.024 | 83.333 | 299.9964 | 43.333 | 155.9976 | Distributed from 923 Generation And Fuel | 2021
23077 | 2022 | TX | WAL2980 | 64890 | GEN1 |  | OP | IC | NG | 0.4 | 0.031 | 110.333 | 397.1956 | 57.333 | 206.3971 | Distributed from 923 Generation And Fuel | 2021
23078 | 2022 | TX | WAL2980 | 64890 | GEN2 |  | OP | IC | NG | 0.4 | 0.031 | 110.333 | 397.1956 | 57.333 | 206.3971 | Distributed from 923 Generation And Fuel | 2021
23079 | 2022 | TX | WAL2980 | 64890 | GEN3 |  | OP | IC | NG | 0.4 | 0.031 | 110.333 | 397.1956 | 57.333 | 206.3971 | Distributed from 923 Generation And Fuel | 2021
23080 | 2022 | TX | WAL2993 | 64891 | GEN1 |  | OP | IC | NG | 0.4 | 0.026 | 91 | 327.5974 | 47.333 | 170.3974 | Distributed from 923 Generation And Fuel | 2021
23081 | 2022 | TX | WAL2993 | 64891 | GEN2 |  | OP | IC | NG | 0.4 | 0.026 | 91 | 327.5974 | 47.333 | 170.3974 | Distributed from 923 Generation And Fuel | 2021
23082 | 2022 | TX | WAL2993 | 64891 | GEN3 |  | OP | IC | NG | 0.4 | 0.026 | 91 | 327.5974 | 47.333 | 170.3974 | Distributed from 923 Generation And Fuel | 2021
23083 | 2022 | TX | WAL3224 | 64893 | GEN1 |  | OP | IC | NG | 0.4 | 0.019 | 65.667 | 236.3993 | 37 | 133.1989 | Distributed from 923 Generation And Fuel | 2022
23084 | 2022 | TX | WAL3224 | 64893 | GEN2 |  | OP | IC | NG | 0.4 | 0.019 | 65.667 | 236.3993 | 37 | 133.1989 | Distributed from 923 Generation And Fuel | 2022
23085 | 2022 | TX | WAL3224 | 64893 | GEN3 |  | OP | IC | NG | 0.4 | 0.019 | 65.667 | 236.3993 | 37 | 133.1989 | Distributed from 923 Generation And Fuel | 2022
23086 | 2022 | TX | WAL3226 | 64895 | GEN1 |  | OP | IC | NG | 0.4 | 0.04 | 141.333 | 508.7947 | 73.333 | 263.9967 | Distributed from 923 Generation And Fuel | 2019
23087 | 2022 | TX | WAL3226 | 64895 | GEN2 |  | OP | IC | NG | 0.4 | 0.04 | 141.333 | 508.7947 | 73.333 | 263.9967 | Distributed from 923 Generation And Fuel | 2019
23088 | 2022 | TX | WAL3226 | 64895 | GEN3 |  | OP | IC | NG | 0.4 | 0.04 | 141.333 | 508.7947 | 73.333 | 263.9967 | Distributed from 923 Generation And Fuel | 2019
23089 | 2022 | TX | WAL3284 | 64896 | GEN1 |  | OP | IC | NG | 0.4 | 0.022 | 77.333 | 278.3966 | 40 | 143.9988 | Distributed from 923 Generation And Fuel | 2021
23090 | 2022 | TX | WAL3284 | 64896 | GEN2 |  | OP | IC | NG | 0.4 | 0.022 | 77.333 | 278.3966 | 40 | 143.9988 | Distributed from 923 Generation And Fuel | 2021
23091 | 2022 | TX | WAL3284 | 64896 | GEN3 |  | OP | IC | NG | 0.4 | 0.022 | 77.333 | 278.3966 | 40 | 143.9988 | Distributed from 923 Generation And Fuel | 2021
23092 | 2022 | TX | WAL3285 | 64897 | GEN1 |  | OP | IC | NG | 0.4 | 0.032 | 110.667 | 398.398 | 57.333 | 206.3971 | Distributed from 923 Generation And Fuel | 2021
23093 | 2022 | TX | WAL3285 | 64897 | GEN2 |  | OP | IC | NG | 0.4 | 0.032 | 110.667 | 398.398 | 57.333 | 206.3971 | Distributed from 923 Generation And Fuel | 2021
23094 | 2022 | TX | WAL3285 | 64897 | GEN3 |  | OP | IC | NG | 0.4 | 0.032 | 110.667 | 398.398 | 57.333 | 206.3971 | Distributed from 923 Generation And Fuel | 2021
23095 | 2022 | TX | WAL3297 | 64898 | GEN1 |  | OP | IC | NG | 0.4 | 0.037 | 128.333 | 461.9951 | 66.667 | 239.9993 | Distributed from 923 Generation And Fuel | 2020
23096 | 2022 | TX | WAL3297 | 64898 | GEN2 |  | OP | IC | NG | 0.4 | 0.037 | 128.333 | 461.9951 | 66.667 | 239.9993 | Distributed from 923 Generation And Fuel | 2020
23097 | 2022 | TX | WAL3297 | 64898 | GEN3 |  | OP | IC | NG | 0.4 | 0.037 | 128.333 | 461.9951 | 66.667 | 239.9993 | Distributed from 923 Generation And Fuel | 2020
23098 | 2022 | TX | WAL3298 | 64899 | GEN1 |  | OP | IC | NG | 0.4 | 0.022 | 78.333 | 281.9965 | 40.667 | 146.4 | Distributed from 923 Generation And Fuel | 2020
23099 | 2022 | TX | WAL3298 | 64899 | GEN2 |  | OP | IC | NG | 0.4 | 0.022 | 78.333 | 281.9965 | 40.667 | 146.4 | Distributed from 923 Generation And Fuel | 2020
23100 | 2022 | TX | WAL3298 | 64899 | GEN3 |  | OP | IC | NG | 0.4 | 0.022 | 78.333 | 281.9965 | 40.667 | 146.4 | Distributed from 923 Generation And Fuel | 2020
23101 | 2022 | TX | WAL3302 | 64900 | GEN1 |  | OP | IC | NG | 0.4 | 0.031 | 109 | 392.3969 | 56.667 | 203.9996 | Distributed from 923 Generation And Fuel | 2021
23102 | 2022 | TX | WAL3302 | 64900 | GEN2 |  | OP | IC | NG | 0.4 | 0.031 | 109 | 392.3969 | 56.667 | 203.9996 | Distributed from 923 Generation And Fuel | 2021
23103 | 2022 | TX | WAL3302 | 64900 | GEN3 |  | OP | IC | NG | 0.4 | 0.031 | 109 | 392.3969 | 56.667 | 203.9996 | Distributed from 923 Generation And Fuel | 2021
23104 | 2022 | TX | WAL3320 | 64901 | GEN1 |  | OP | IC | NG | 0.4 | 0.032 | 113.333 | 407.9955 | 58.667 | 211.1995 | Distributed from 923 Generation And Fuel | 2021
23105 | 2022 | TX | WAL3320 | 64901 | GEN2 |  | OP | IC | NG | 0.4 | 0.032 | 113.333 | 407.9955 | 58.667 | 211.1995 | Distributed from 923 Generation And Fuel | 2021
23106 | 2022 | TX | WAL3320 | 64901 | GEN3 |  | OP | IC | NG | 0.4 | 0.032 | 113.333 | 407.9955 | 58.667 | 211.1995 | Distributed from 923 Generation And Fuel | 2021
23107 | 2022 | TX | WAL3390 | 64902 | GEN1 |  | OP | IC | NG | 0.4 | 0.029 | 103 | 370.797 | 53.333 | 191.9973 | Distributed from 923 Generation And Fuel | 2020
23108 | 2022 | TX | WAL3390 | 64902 | GEN2 |  | OP | IC | NG | 0.4 | 0.029 | 103 | 370.797 | 53.333 | 191.9973 | Distributed from 923 Generation And Fuel | 2020
23109 | 2022 | TX | WAL3390 | 64902 | GEN3 |  | OP | IC | NG | 0.4 | 0.029 | 103 | 370.797 | 53.333 | 191.9973 | Distributed from 923 Generation And Fuel | 2020
23110 | 2022 | TX | WAL3406 | 64922 | GEN1 |  | OP | IC | NG | 0.4 | 0.025 | 89.333 | 321.5962 | 50 | 179.9986 | Distributed from 923 Generation And Fuel | 2022
23111 | 2022 | TX | WAL3406 | 64922 | GEN2 |  | OP | IC | NG | 0.4 | 0.025 | 89.333 | 321.5962 | 50 | 179.9986 | Distributed from 923 Generation And Fuel | 2022
23112 | 2022 | TX | WAL3406 | 64922 | GEN3 |  | OP | IC | NG | 0.4 | 0.025 | 89.333 | 321.5962 | 50 | 179.9986 | Distributed from 923 Generation And Fuel | 2022
23113 | 2022 | TX | WAL3425 | 64923 | GEN1 |  | OP | IC | NG | 0.4 | 0.028 | 96.667 | 347.9984 | 50 | 179.9986 | Distributed from 923 Generation And Fuel | 2021
23114 | 2022 | TX | WAL3425 | 64923 | GEN2 |  | OP | IC | NG | 0.4 | 0.028 | 96.667 | 347.9984 | 50 | 179.9986 | Distributed from 923 Generation And Fuel | 2021
23115 | 2022 | TX | WAL3425 | 64923 | GEN3 |  | OP | IC | NG | 0.4 | 0.028 | 96.667 | 347.9984 | 50 | 179.9986 | Distributed from 923 Generation And Fuel | 2021
23116 | 2022 | TX | WAL3432 | 64924 | GEN1 |  | OP | IC | NG | 0.4 | 0.018 | 61.667 | 221.9994 | 32 | 115.1991 | Distributed from 923 Generation And Fuel | 2021
23117 | 2022 | TX | WAL3432 | 64924 | GEN2 |  | OP | IC | NG | 0.4 | 0.018 | 61.667 | 221.9994 | 32 | 115.1991 | Distributed from 923 Generation And Fuel | 2021
23118 | 2022 | TX | WAL3432 | 64924 | GEN3 |  | OP | IC | NG | 0.4 | 0.018 | 61.667 | 221.9994 | 32 | 115.1991 | Distributed from 923 Generation And Fuel | 2021
23119 | 2022 | TX | WAL3500 | 64925 | GEN1 |  | OP | IC | NG | 0.4 | 0.026 | 92 | 331.1974 | 47.667 | 171.5998 | Distributed from 923 Generation And Fuel | 2021
23120 | 2022 | TX | WAL3500 | 64925 | GEN2 |  | OP | IC | NG | 0.4 | 0.026 | 92 | 331.1974 | 47.667 | 171.5998 | Distributed from 923 Generation And Fuel | 2021
23121 | 2022 | TX | WAL3500 | 64925 | GEN3 |  | OP | IC | NG | 0.4 | 0.026 | 92 | 331.1974 | 47.667 | 171.5998 | Distributed from 923 Generation And Fuel | 2021
23122 | 2022 | TX | WAL3510 | 64926 | GEN1 |  | OP | IC | NG | 1.3 | 0.027 | 311 | 1119.591 | 161 | 579.5954 | Distributed from 923 Generation And Fuel | 2019
23123 | 2022 | TX | WAL3518 | 64933 | GEN1 |  | OP | IC | NG | 0.4 | 0.029 | 102 | 367.1971 | 53 | 190.7985 | Distributed from 923 Generation And Fuel | 2021
23124 | 2022 | TX | WAL3518 | 64933 | GEN2 |  | OP | IC | NG | 0.4 | 0.029 | 102 | 367.1971 | 53 | 190.7985 | Distributed from 923 Generation And Fuel | 2021
23125 | 2022 | TX | WAL3518 | 64933 | GEN3 |  | OP | IC | NG | 0.4 | 0.029 | 102 | 367.1971 | 53 | 190.7985 | Distributed from 923 Generation And Fuel | 2021
23126 | 2022 | TX | WAL3572 | 64934 | GEN1 |  | OP | IC | NG | 1.3 | 0.016 | 185 | 665.9947 | 96 | 345.5972 | Distributed from 923 Generation And Fuel | 2019
23127 | 2022 | TX | WAL3584 | 64935 | GEN1 |  | OP | IC | NG | 0.4 | 0.031 | 108.333 | 389.9957 | 56.333 | 202.7972 | Distributed from 923 Generation And Fuel | 2021
23128 | 2022 | TX | WAL3584 | 64935 | GEN2 |  | OP | IC | NG | 0.4 | 0.031 | 108.333 | 389.9957 | 56.333 | 202.7972 | Distributed from 923 Generation And Fuel | 2021
23129 | 2022 | TX | WAL3584 | 64935 | GEN3 |  | OP | IC | NG | 0.4 | 0.031 | 108.333 | 389.9957 | 56.333 | 202.7972 | Distributed from 923 Generation And Fuel | 2021
23130 | 2022 | TX | WAL3631 | 64936 | GEN1 |  | OP | IC | NG | 0.4 | 0.03 | 106 | 381.5969 | 55 | 197.9984 | Distributed from 923 Generation And Fuel | 2020
23131 | 2022 | TX | WAL3631 | 64936 | GEN2 |  | OP | IC | NG | 0.4 | 0.03 | 106 | 381.5969 | 55 | 197.9984 | Distributed from 923 Generation And Fuel | 2020
23132 | 2022 | TX | WAL3631 | 64936 | GEN3 |  | OP | IC | NG | 0.4 | 0.03 | 106 | 381.5969 | 55 | 197.9984 | Distributed from 923 Generation And Fuel | 2020
23133 | 2022 | TX | WAL3773 | 64937 | GEN1 |  | OP | IC | NG | 0.4 | 0.031 | 107.333 | 386.3957 | 55.667 | 200.3996 | Distributed from 923 Generation And Fuel | 2020
23134 | 2022 | TX | WAL3773 | 64937 | GEN2 |  | OP | IC | NG | 0.4 | 0.031 | 107.333 | 386.3957 | 55.667 | 200.3996 | Distributed from 923 Generation And Fuel | 2020
23135 | 2022 | TX | WAL3773 | 64937 | GEN3 |  | OP | IC | NG | 0.4 | 0.031 | 107.333 | 386.3957 | 55.667 | 200.3996 | Distributed from 923 Generation And Fuel | 2020
23136 | 2022 | TX | WAL3777 | 64938 | GEN1 |  | OP | IC | DFO | 1.3 | 0.014 | 163 | 586.7953 | 63 | 226.7982 | Distributed from 923 Generation And Fuel | 2020
23137 | 2022 | TX | WAL3827 | 64939 | GEN1 |  | OP | IC | NG | 0.4 | 0.023 | 82 | 295.1976 | 42.667 | 153.6 | Distributed from 923 Generation And Fuel | 2020
23138 | 2022 | TX | WAL3827 | 64939 | GEN2 |  | OP | IC | NG | 0.4 | 0.023 | 82 | 295.1976 | 42.667 | 153.6 | Distributed from 923 Generation And Fuel | 2020
23139 | 2022 | TX | WAL3827 | 64939 | GEN3 |  | OP | IC | NG | 0.4 | 0.023 | 82 | 295.1976 | 42.667 | 153.6 | Distributed from 923 Generation And Fuel | 2020
23140 | 2022 | TX | WAL3886 | 64940 | GEN1 |  | OP | IC | NG | 0.4 | 0.032 | 112.667 | 405.598 | 58.333 | 209.9971 | Distributed from 923 Generation And Fuel | 2021
23141 | 2022 | TX | WAL3886 | 64940 | GEN2 |  | OP | IC | NG | 0.4 | 0.032 | 112.667 | 405.598 | 58.333 | 209.9971 | Distributed from 923 Generation And Fuel | 2021
23142 | 2022 | TX | WAL3886 | 64940 | GEN3 |  | OP | IC | NG | 0.4 | 0.032 | 112.667 | 405.598 | 58.333 | 209.9971 | Distributed from 923 Generation And Fuel | 2021
23143 | 2022 | TX | WAL407 | 64773 | GEN1 |  | OP | IC | NG | 0.4 | 0.025 | 88 | 316.7975 | 45.667 | 164.3999 | Distributed from 923 Generation And Fuel | 2021
23144 | 2022 | TX | WAL407 | 64773 | GEN2 |  | OP | IC | NG | 0.4 | 0.025 | 88 | 316.7975 | 45.667 | 164.3999 | Distributed from 923 Generation And Fuel | 2021
23145 | 2022 | TX | WAL407 | 64773 | GEN3 |  | OP | IC | NG | 0.4 | 0.025 | 88 | 316.7975 | 45.667 | 164.3999 | Distributed from 923 Generation And Fuel | 2021
23146 | 2022 | TX | WAL414 | 64774 | GEN1 |  | OP | IC | NG | 0.4 | 0.017 | 58.667 | 211.1995 | 30.333 | 109.1979 | Distributed from 923 Generation And Fuel | 2021
23147 | 2022 | TX | WAL414 | 64774 | GEN2 |  | OP | IC | NG | 0.4 | 0.017 | 58.667 | 211.1995 | 30.333 | 109.1979 | Distributed from 923 Generation And Fuel | 2021
23148 | 2022 | TX | WAL414 | 64774 | GEN3 |  | OP | IC | NG | 0.4 | 0.017 | 58.667 | 211.1995 | 30.333 | 109.1979 | Distributed from 923 Generation And Fuel | 2021
23149 | 2022 | TX | WAL4298 | 64942 | GEN1 |  | OP | IC | NG | 0.4 | 0.01 | 35 | 125.999 | 18 | 64.7995 | Distributed from 923 Generation And Fuel | 2021
23150 | 2022 | TX | WAL4298 | 64942 | GEN2 |  | OP | IC | NG | 0.4 | 0.01 | 35 | 125.999 | 18 | 64.7995 | Distributed from 923 Generation And Fuel | 2021
23151 | 2022 | TX | WAL4298 | 64942 | GEN3 |  | OP | IC | NG | 0.4 | 0.01 | 35 | 125.999 | 18 | 64.7995 | Distributed from 923 Generation And Fuel | 2021
23152 | 2022 | TX | WAL447 | 64775 | GEN1 |  | OP | IC | NG | 0.4 | 0.025 | 87.333 | 314.3963 | 45.333 | 163.1975 | Distributed from 923 Generation And Fuel | 2021
23153 | 2022 | TX | WAL447 | 64775 | GEN2 |  | OP | IC | NG | 0.4 | 0.025 | 87.333 | 314.3963 | 45.333 | 163.1975 | Distributed from 923 Generation And Fuel | 2021
23154 | 2022 | TX | WAL447 | 64775 | GEN3 |  | OP | IC | NG | 0.4 | 0.025 | 87.333 | 314.3963 | 45.333 | 163.1975 | Distributed from 923 Generation And Fuel | 2021
23155 | 2022 | TX | WAL4509 | 64943 | GEN1 |  | OP | IC | NG | 0.4 | 0.028 | 99.667 | 358.7983 | 51.667 | 185.9997 | Distributed from 923 Generation And Fuel | 2020
23156 | 2022 | TX | WAL4509 | 64943 | GEN2 |  | OP | IC | NG | 0.4 | 0.028 | 99.667 | 358.7983 | 51.667 | 185.9997 | Distributed from 923 Generation And Fuel | 2020
23157 | 2022 | TX | WAL4509 | 64943 | GEN3 |  | OP | IC | NG | 0.4 | 0.028 | 99.667 | 358.7983 | 51.667 | 185.9997 | Distributed from 923 Generation And Fuel | 2020
23158 | 2022 | TX | WAL4512 | 64944 | GEN1 |  | OP | IC | NG | 0.4 | 0.035 | 122.667 | 441.5977 | 63.667 | 229.1994 | Distributed from 923 Generation And Fuel | 2020
23159 | 2022 | TX | WAL4512 | 64944 | GEN2 |  | OP | IC | NG | 0.4 | 0.035 | 122.667 | 441.5977 | 63.667 | 229.1994 | Distributed from 923 Generation And Fuel | 2020
23160 | 2022 | TX | WAL4512 | 64944 | GEN3 |  | OP | IC | NG | 0.4 | 0.035 | 122.667 | 441.5977 | 63.667 | 229.1994 | Distributed from 923 Generation And Fuel | 2020
23161 | 2022 | TX | WAL452 | 64776 | GEN1 |  | OP | IC | NG | 0.4 | 0.023 | 81.667 | 293.9988 | 42.333 | 152.3976 | Distributed from 923 Generation And Fuel | 2021
23162 | 2022 | TX | WAL452 | 64776 | GEN2 |  | OP | IC | NG | 0.4 | 0.023 | 81.667 | 293.9988 | 42.333 | 152.3976 | Distributed from 923 Generation And Fuel | 2021
23163 | 2022 | TX | WAL452 | 64776 | GEN3 |  | OP | IC | NG | 0.4 | 0.023 | 81.667 | 293.9988 | 42.333 | 152.3976 | Distributed from 923 Generation And Fuel | 2021
23164 | 2022 | TX | WAL4526 | 64945 | GEN1 |  | OP | IC | NG | 0.4 | 0.026 | 89.667 | 322.7986 | 46.667 | 167.9999 | Distributed from 923 Generation And Fuel | 2021
23165 | 2022 | TX | WAL4526 | 64945 | GEN2 |  | OP | IC | NG | 0.4 | 0.026 | 89.667 | 322.7986 | 46.667 | 167.9999 | Distributed from 923 Generation And Fuel | 2021
23166 | 2022 | TX | WAL4526 | 64945 | GEN3 |  | OP | IC | NG | 0.4 | 0.026 | 89.667 | 322.7986 | 46.667 | 167.9999 | Distributed from 923 Generation And Fuel | 2021
23167 | 2022 | TX | WAL4538 | 64946 | GEN1 |  | OP | IC | NG | 0.4 | 0.01 | 36.667 | 132.0001 | 19 | 68.3995 | Distributed from 923 Generation And Fuel | 2019
23168 | 2022 | TX | WAL4538 | 64946 | GEN2 |  | OP | IC | NG | 0.4 | 0.01 | 36.667 | 132.0001 | 19 | 68.3995 | Distributed from 923 Generation And Fuel | 2019
23169 | 2022 | TX | WAL4538 | 64946 | GEN3 |  | OP | IC | NG | 0.4 | 0.01 | 36.667 | 132.0001 | 19 | 68.3995 | Distributed from 923 Generation And Fuel | 2019
23170 | 2022 | TX | WAL456 | 64777 | GEN1 |  | OP | IC | NG | 0.4 | 0.03 | 104.333 | 375.5958 | 54 | 194.3984 | Distributed from 923 Generation And Fuel | 2021
23171 | 2022 | TX | WAL456 | 64777 | GEN2 |  | OP | IC | NG | 0.4 | 0.03 | 104.333 | 375.5958 | 54 | 194.3984 | Distributed from 923 Generation And Fuel | 2021
23172 | 2022 | TX | WAL456 | 64777 | GEN3 |  | OP | IC | NG | 0.4 | 0.03 | 104.333 | 375.5958 | 54 | 194.3984 | Distributed from 923 Generation And Fuel | 2021
23173 | 2022 | TX | WAL461 | 64778 | GEN1 |  | OP | IC | NG | 0.4 | 0.032 | 111 | 399.5968 | 57.667 | 207.5995 | Distributed from 923 Generation And Fuel | 2021
23174 | 2022 | TX | WAL461 | 64778 | GEN2 |  | OP | IC | NG | 0.4 | 0.032 | 111 | 399.5968 | 57.667 | 207.5995 | Distributed from 923 Generation And Fuel | 2021
23175 | 2022 | TX | WAL461 | 64778 | GEN3 |  | OP | IC | NG | 0.4 | 0.032 | 111 | 399.5968 | 57.667 | 207.5995 | Distributed from 923 Generation And Fuel | 2021
23176 | 2022 | TX | WAL462 | 64791 | GEN1 |  | OP | IC | NG | 1.3 | 0.021 | 234 | 842.3933 | 121 | 435.5965 | Distributed from 923 Generation And Fuel | 2019
23177 | 2022 | TX | WAL504 | 64792 | GEN1 |  | OP | IC | NG | 0.4 | 0.001 | 2 | 7.1999 | 1.333 | 4.7988 | Distributed from 923 Generation And Fuel | 2022
23178 | 2022 | TX | WAL504 | 64792 | GEN2 |  | OP | IC | NG | 0.4 | 0.001 | 2 | 7.1999 | 1.333 | 4.7988 | Distributed from 923 Generation And Fuel | 2022
23179 | 2022 | TX | WAL504 | 64792 | GEN3 |  | OP | IC | NG | 0.4 | 0.001 | 2 | 7.1999 | 1.333 | 4.7988 | Distributed from 923 Generation And Fuel | 2022
23180 | 2022 | TX | WAL5045 | 64947 | GEN1 |  | OP | IC | NG | 0.4 | 0.042 | 145.667 | 524.397 | 75.667 | 272.399 | Distributed from 923 Generation And Fuel | 2020
23181 | 2022 | TX | WAL5045 | 64947 | GEN2 |  | OP | IC | NG | 0.4 | 0.042 | 145.667 | 524.397 | 75.667 | 272.399 | Distributed from 923 Generation And Fuel | 2020
23182 | 2022 | TX | WAL5045 | 64947 | GEN3 |  | OP | IC | NG | 0.4 | 0.042 | 145.667 | 524.397 | 75.667 | 272.399 | Distributed from 923 Generation And Fuel | 2020
23183 | 2022 | TX | WAL5080 | 64948 | GEN1 |  | OP | IC | NG | 0.4 | 0.032 | 110.667 | 398.398 | 67 | 241.1981 | Distributed from 923 Generation And Fuel | 2022
23184 | 2022 | TX | WAL5080 | 64948 | GEN2 |  | OP | IC | NG | 0.4 | 0.032 | 110.667 | 398.398 | 67 | 241.1981 | Distributed from 923 Generation And Fuel | 2022
23185 | 2022 | TX | WAL5080 | 64948 | GEN3 |  | OP | IC | NG | 0.4 | 0.032 | 110.667 | 398.398 | 67 | 241.1981 | Distributed from 923 Generation And Fuel | 2022
23186 | 2022 | TX | WAL5091 | 64949 | GEN1 |  | OP | IC | NG | 0.4 | 0.04 | 140.667 | 506.3971 | 73 | 262.7979 | Distributed from 923 Generation And Fuel | 2020
23187 | 2022 | TX | WAL5091 | 64949 | GEN2 |  | OP | IC | NG | 0.4 | 0.04 | 140.667 | 506.3971 | 73 | 262.7979 | Distributed from 923 Generation And Fuel | 2020
23188 | 2022 | TX | WAL5091 | 64949 | GEN3 |  | OP | IC | NG | 0.4 | 0.04 | 140.667 | 506.3971 | 73 | 262.7979 | Distributed from 923 Generation And Fuel | 2020
23189 | 2022 | TX | WAL5116 | 64950 | GEN1 |  | OP | IC | NG | 0.4 | 0.033 | 117.333 | 422.3954 | 61 | 219.5982 | Distributed from 923 Generation And Fuel | 2020
23190 | 2022 | TX | WAL5116 | 64950 | GEN2 |  | OP | IC | NG | 0.4 | 0.033 | 117.333 | 422.3954 | 61 | 219.5982 | Distributed from 923 Generation And Fuel | 2020
23191 | 2022 | TX | WAL5116 | 64950 | GEN3 |  | OP | IC | NG | 0.4 | 0.033 | 117.333 | 422.3954 | 61 | 219.5982 | Distributed from 923 Generation And Fuel | 2020
23192 | 2022 | TX | WAL5165 | 64951 | GEN1 |  | OP | IC | NG | 0.4 | 0.033 | 115.333 | 415.1955 | 59.667 | 214.7995 | Distributed from 923 Generation And Fuel | 2021
23193 | 2022 | TX | WAL5165 | 64951 | GEN2 |  | OP | IC | NG | 0.4 | 0.033 | 115.333 | 415.1955 | 59.667 | 214.7995 | Distributed from 923 Generation And Fuel | 2021
23194 | 2022 | TX | WAL5165 | 64951 | GEN3 |  | OP | IC | NG | 0.4 | 0.033 | 115.333 | 415.1955 | 59.667 | 214.7995 | Distributed from 923 Generation And Fuel | 2021
23195 | 2022 | TX | WAL5211 | 64952 | GEN1 |  | OP | IC | DFO | 1.3 | 0.02 | 223 | 802.7936 | 87 | 313.1975 | Distributed from 923 Generation And Fuel | 2020
23196 | 2022 | TX | WAL522 | 64793 | GEN1 |  | OP | IC | NG | 0.4 | 0.03 | 104.667 | 376.7982 | 54.333 | 195.5972 | Distributed from 923 Generation And Fuel | 2020
23197 | 2022 | TX | WAL522 | 64793 | GEN2 |  | OP | IC | NG | 0.4 | 0.03 | 104.667 | 376.7982 | 54.333 | 195.5972 | Distributed from 923 Generation And Fuel | 2020
23198 | 2022 | TX | WAL522 | 64793 | GEN3 |  | OP | IC | NG | 0.4 | 0.03 | 104.667 | 376.7982 | 54.333 | 195.5972 | Distributed from 923 Generation And Fuel | 2020
23199 | 2022 | TX | WAL5287 | 64953 | GE N3 |  | OP | IC | NG | 0.4 | 0.031 | 108 | 388.7969 | 56 | 201.5984 | Distributed from 923 Generation And Fuel | 2020
23200 | 2022 | TX | WAL5287 | 64953 | GEN1 |  | OP | IC | NG | 0.4 | 0.031 | 108 | 388.7969 | 56 | 201.5984 | Distributed from 923 Generation And Fuel | 2020
23201 | 2022 | TX | WAL5287 | 64953 | GEN2 |  | OP | IC | NG | 0.4 | 0.031 | 108 | 388.7969 | 56 | 201.5984 | Distributed from 923 Generation And Fuel | 2020
23202 | 2022 | TX | WAL529 | 64794 | GEN1 |  | OP | IC | NG | 1.3 | 0.017 | 196 | 705.5944 | 102 | 367.1971 | Distributed from 923 Generation And Fuel | 2019
23203 | 2022 | TX | WAL5311 | 64954 | GEN1 |  | OP | IC | DFO | 1.3 | 0.022 | 247 | 889.1929 | 96 | 345.5972 | Distributed from 923 Generation And Fuel | 2020
23204 | 2022 | TX | WAL5312 | 64955 | GEN1 |  | OP | IC | NG | 0.4 | 0.022 | 75.667 | 272.399 | 39.333 | 141.5977 | Distributed from 923 Generation And Fuel | 2021
23205 | 2022 | TX | WAL5312 | 64955 | GEN2 |  | OP | IC | NG | 0.4 | 0.022 | 75.667 | 272.399 | 39.333 | 141.5977 | Distributed from 923 Generation And Fuel | 2021
23206 | 2022 | TX | WAL5312 | 64955 | GEN3 |  | OP | IC | NG | 0.4 | 0.022 | 75.667 | 272.399 | 39.333 | 141.5977 | Distributed from 923 Generation And Fuel | 2021
23207 | 2022 | TX | WAL5316 | 64956 | GEN1 |  | OP | IC | NG | 0.4 | 0.029 | 100 | 359.9971 | 52 | 187.1985 | Distributed from 923 Generation And Fuel | 2020
23208 | 2022 | TX | WAL5316 | 64956 | GEN2 |  | OP | IC | NG | 0.4 | 0.029 | 100 | 359.9971 | 52 | 187.1985 | Distributed from 923 Generation And Fuel | 2020
23209 | 2022 | TX | WAL5316 | 64956 | GEN3 |  | OP | IC | NG | 0.4 | 0.029 | 100 | 359.9971 | 52 | 187.1985 | Distributed from 923 Generation And Fuel | 2020
23210 | 2022 | TX | WAL536 | 64795 | GEN1 |  | OP | IC | NG | 0.4 | 0.024 | 85.333 | 307.1963 | 44.333 | 159.5975 | Distributed from 923 Generation And Fuel | 2021
23211 | 2022 | TX | WAL536 | 64795 | GEN2 |  | OP | IC | NG | 0.4 | 0.024 | 85.333 | 307.1963 | 44.333 | 159.5975 | Distributed from 923 Generation And Fuel | 2021
23212 | 2022 | TX | WAL536 | 64795 | GEN3 |  | OP | IC | NG | 0.4 | 0.024 | 85.333 | 307.1963 | 44.333 | 159.5975 | Distributed from 923 Generation And Fuel | 2021
23213 | 2022 | TX | WAL537 | 64796 | GEN1 |  | OP | IC | NG | 0.4 | 0 | 0 | 0 | 0 | 0 | Distributed from 923 Generation And Fuel | 2021
23214 | 2022 | TX | WAL537 | 64796 | GEN2 |  | OP | IC | NG | 0.4 | 0 | 0 | 0 | 0 | 0 | Distributed from 923 Generation And Fuel | 2021
23215 | 2022 | TX | WAL537 | 64796 | GEN3 |  | OP | IC | NG | 0.4 | 0 | 0 | 0 | 0 | 0 | Distributed from 923 Generation And Fuel | 2021
23216 | 2022 | TX | WAL5388 | 64957 | GEN1 |  | OP | IC | NG | 1.3 | 0.025 | 286 | 1029.5918 | 148 | 532.7957 | Distributed from 923 Generation And Fuel | 2020
23217 | 2022 | TX | WAL546 | 64797 | GEN1 |  | OP | IC | NG | 0.4 | 0.021 | 73 | 262.7979 | 38 | 136.7989 | Distributed from 923 Generation And Fuel | 2020
23218 | 2022 | TX | WAL546 | 64797 | GEN2 |  | OP | IC | NG | 0.4 | 0.021 | 73 | 262.7979 | 38 | 136.7989 | Distributed from 923 Generation And Fuel | 2020
23219 | 2022 | TX | WAL546 | 64797 | GEN3 |  | OP | IC | NG | 0.4 | 0.021 | 73 | 262.7979 | 38 | 136.7989 | Distributed from 923 Generation And Fuel | 2020
23220 | 2022 | TX | WAL5479 | 64958 | GEN1 |  | OP | IC | NG | 0.4 | 0 | 0 | 0 | 0 | 0 | Distributed from 923 Generation And Fuel | 2021
23221 | 2022 | TX | WAL5479 | 64958 | GEN2 |  | OP | IC | NG | 0.4 | 0 | 0 | 0 | 0 | 0 | Distributed from 923 Generation And Fuel | 2021
23222 | 2022 | TX | WAL5479 | 64958 | GEN3 |  | OP | IC | NG | 0.4 | 0 | 0 | 0 | 0 | 0 | Distributed from 923 Generation And Fuel | 2021
23223 | 2022 | TX | WAL5480 | 64959 | GEN1 |  | OP | IC | NG | 0.4 | 0.032 | 113.333 | 407.9955 | 58.667 | 211.1995 | Distributed from 923 Generation And Fuel | 2021
23224 | 2022 | TX | WAL5480 | 64959 | GEN2 |  | OP | IC | NG | 0.4 | 0.032 | 113.333 | 407.9955 | 58.667 | 211.1995 | Distributed from 923 Generation And Fuel | 2021
23225 | 2022 | TX | WAL5480 | 64959 | GEN3 |  | OP | IC | NG | 0.4 | 0.032 | 113.333 | 407.9955 | 58.667 | 211.1995 | Distributed from 923 Generation And Fuel | 2021
23226 | 2022 | TX | WAL5612 | 64960 | GEN1 |  | OP | IC | NG | 0.4 | 0.023 | 80.667 | 290.3989 | 42 | 151.1988 | Distributed from 923 Generation And Fuel | 2021
23227 | 2022 | TX | WAL5612 | 64960 | GEN2 |  | OP | IC | NG | 0.4 | 0.023 | 80.667 | 290.3989 | 42 | 151.1988 | Distributed from 923 Generation And Fuel | 2021
23228 | 2022 | TX | WAL5612 | 64960 | GEN3 |  | OP | IC | NG | 0.4 | 0.023 | 80.667 | 290.3989 | 42 | 151.1988 | Distributed from 923 Generation And Fuel | 2021
23229 | 2022 | TX | WAL565 | 64798 | GEN1 |  | OP | IC | NG | 0.4 | 0.019 | 66.667 | 239.9993 | 40.333 | 145.1976 | Distributed from 923 Generation And Fuel | 2022
23230 | 2022 | TX | WAL565 | 64798 | GEN2 |  | OP | IC | NG | 0.4 | 0.019 | 66.667 | 239.9993 | 40.333 | 145.1976 | Distributed from 923 Generation And Fuel | 2022
23231 | 2022 | TX | WAL565 | 64798 | GEN3 |  | OP | IC | NG | 0.4 | 0.019 | 66.667 | 239.9993 | 40.333 | 145.1976 | Distributed from 923 Generation And Fuel | 2022
23232 | 2022 | TX | WAL5713 | 64961 | GEN1 |  | OP | IC | NG | 0.4 | 0.025 | 89 | 320.3974 | 46 | 165.5987 | Distributed from 923 Generation And Fuel | 2021
23233 | 2022 | TX | WAL5713 | 64961 | GEN2 |  | OP | IC | NG | 0.4 | 0.025 | 89 | 320.3974 | 46 | 165.5987 | Distributed from 923 Generation And Fuel | 2021
23234 | 2022 | TX | WAL5713 | 64961 | GEN3 |  | OP | IC | NG | 0.4 | 0.025 | 89 | 320.3974 | 46 | 165.5987 | Distributed from 923 Generation And Fuel | 2021
23235 | 2022 | TX | WAL5764 | 64962 | GEN1 |  | OP | IC | NG | 0.4 | 0.025 | 86 | 309.5975 | 44.667 | 160.7999 | Distributed from 923 Generation And Fuel | 2021
23236 | 2022 | TX | WAL5764 | 64962 | GEN2 |  | OP | IC | NG | 0.4 | 0.025 | 86 | 309.5975 | 44.667 | 160.7999 | Distributed from 923 Generation And Fuel | 2021
23237 | 2022 | TX | WAL5764 | 64962 | GEN3 |  | OP | IC | NG | 0.4 | 0.025 | 86 | 309.5975 | 44.667 | 160.7999 | Distributed from 923 Generation And Fuel | 2021
23238 | 2022 | TX | WAL602 | 64799 | GEN1 |  | OP | IC | NG | 0.4 | 0.028 | 99 | 356.3971 | 51.333 | 184.7973 | Distributed from 923 Generation And Fuel | 2020
23239 | 2022 | TX | WAL602 | 64799 | GEN2 |  | OP | IC | NG | 0.4 | 0.028 | 99 | 356.3971 | 51.333 | 184.7973 | Distributed from 923 Generation And Fuel | 2020
23240 | 2022 | TX | WAL602 | 64799 | GEN3 |  | OP | IC | NG | 0.4 | 0.028 | 99 | 356.3971 | 51.333 | 184.7973 | Distributed from 923 Generation And Fuel | 2020
23241 | 2022 | TX | WAL6929 | 64963 | GEN1 |  | OP | IC | NG | 0.4 | 0.024 | 83.667 | 301.1988 | 43.333 | 155.9976 | Distributed from 923 Generation And Fuel | 2020
23242 | 2022 | TX | WAL6929 | 64963 | GEN2 |  | OP | IC | NG | 0.4 | 0.024 | 83.667 | 301.1988 | 43.333 | 155.9976 | Distributed from 923 Generation And Fuel | 2020
23243 | 2022 | TX | WAL6929 | 64963 | GEN3 |  | OP | IC | NG | 0.4 | 0.024 | 83.667 | 301.1988 | 43.333 | 155.9976 | Distributed from 923 Generation And Fuel | 2020
23244 | 2022 | TX | WAL744 | 64800 | GEN1 |  | OP | IC | NG | 0.4 | 0.04 | 138.667 | 499.1972 | 72 | 259.1979 | Distributed from 923 Generation And Fuel | 2020
23245 | 2022 | TX | WAL744 | 64800 | GEN2 |  | OP | IC | NG | 0.4 | 0.04 | 138.667 | 499.1972 | 72 | 259.1979 | Distributed from 923 Generation And Fuel | 2020
23246 | 2022 | TX | WAL744 | 64800 | GEN3 |  | OP | IC | NG | 0.4 | 0.04 | 138.667 | 499.1972 | 72 | 259.1979 | Distributed from 923 Generation And Fuel | 2020
23247 | 2022 | TX | WAL752 | 64801 | GEN1 |  | OP | IC | NG | 0.4 | 0.02 | 70 | 251.998 | 36.333 | 130.7978 | Distributed from 923 Generation And Fuel | 2020
23248 | 2022 | TX | WAL752 | 64801 | GEN2 |  | OP | IC | NG | 0.4 | 0.02 | 70 | 251.998 | 36.333 | 130.7978 | Distributed from 923 Generation And Fuel | 2020
23249 | 2022 | TX | WAL752 | 64801 | GEN3 |  | OP | IC | NG | 0.4 | 0.02 | 70 | 251.998 | 36.333 | 130.7978 | Distributed from 923 Generation And Fuel | 2020
23250 | 2022 | TX | WAL768 | 64802 | GEN1 |  | OP | IC | NG | 0.4 | 0.022 | 78.333 | 281.9965 | 40.667 | 146.4 | Distributed from 923 Generation And Fuel | 2019
23251 | 2022 | TX | WAL768 | 64802 | GEN2 |  | OP | IC | NG | 0.4 | 0.022 | 78.333 | 281.9965 | 40.667 | 146.4 | Distributed from 923 Generation And Fuel | 2019
23252 | 2022 | TX | WAL768 | 64802 | GEN3 |  | OP | IC | NG | 0.4 | 0.022 | 78.333 | 281.9965 | 40.667 | 146.4 | Distributed from 923 Generation And Fuel | 2019
23253 | 2022 | TX | WAL772 | 64803 | GEN1 |  | OP | IC | NG | 0.4 | 0.029 | 101 | 363.5971 | 52.333 | 188.3973 | Distributed from 923 Generation And Fuel | 2021
23254 | 2022 | TX | WAL772 | 64803 | GEN2 |  | OP | IC | NG | 0.4 | 0.029 | 101 | 363.5971 | 52.333 | 188.3973 | Distributed from 923 Generation And Fuel | 2021
23255 | 2022 | TX | WAL772 | 64803 | GEN3 |  | OP | IC | NG | 0.4 | 0.029 | 101 | 363.5971 | 52.333 | 188.3973 | Distributed from 923 Generation And Fuel | 2021
23256 | 2022 | TX | WAL791 | 64804 | GEN1 |  | OP | IC | NG | 0.4 | 0.009 | 31.333 | 112.7979 | 16.333 | 58.7983 | Distributed from 923 Generation And Fuel | 2021
23257 | 2022 | TX | WAL791 | 64804 | GEN2 |  | OP | IC | NG | 0.4 | 0.009 | 31.333 | 112.7979 | 16.333 | 58.7983 | Distributed from 923 Generation And Fuel | 2021
23258 | 2022 | TX | WAL791 | 64804 | GEN3 |  | OP | IC | NG | 0.4 | 0.009 | 31.333 | 112.7979 | 16.333 | 58.7983 | Distributed from 923 Generation And Fuel | 2021
23259 | 2022 | TX | WAL849 | 64805 | GEN1 |  | OP | IC | NG | 0.4 | 0.028 | 97.333 | 350.396 | 50.333 | 181.1974 | Distributed from 923 Generation And Fuel | 2020
23260 | 2022 | TX | WAL849 | 64805 | GEN2 |  | OP | IC | NG | 0.4 | 0.028 | 97.333 | 350.396 | 50.333 | 181.1974 | Distributed from 923 Generation And Fuel | 2020
23261 | 2022 | TX | WAL849 | 64805 | GEN3 |  | OP | IC | NG | 0.4 | 0.028 | 97.333 | 350.396 | 50.333 | 181.1974 | Distributed from 923 Generation And Fuel | 2020
23262 | 2022 | TX | WAL872 | 64806 | GEN1 |  | OP | IC | NG | 0.4 | 0.031 | 108 | 388.7969 | 56 | 201.5984 | Distributed from 923 Generation And Fuel | 2020
23263 | 2022 | TX | WAL872 | 64806 | GEN2 |  | OP | IC | NG | 0.4 | 0.031 | 108 | 388.7969 | 56 | 201.5984 | Distributed from 923 Generation And Fuel | 2020
23264 | 2022 | TX | WAL872 | 64806 | GEN3 |  | OP | IC | NG | 0.4 | 0.031 | 108 | 388.7969 | 56 | 201.5984 | Distributed from 923 Generation And Fuel | 2020
23265 | 2022 | TX | WAL896 | 64807 | GEN1 |  | OP | IC | NG | 0.4 | 0.029 | 100.333 | 361.1959 | 52 | 187.1985 | Distributed from 923 Generation And Fuel | 2021
23266 | 2022 | TX | WAL896 | 64807 | GEN2 |  | OP | IC | NG | 0.4 | 0.029 | 100.333 | 361.1959 | 52 | 187.1985 | Distributed from 923 Generation And Fuel | 2021
23267 | 2022 | TX | WAL896 | 64807 | GEN3 |  | OP | IC | NG | 0.4 | 0.029 | 100.333 | 361.1959 | 52 | 187.1985 | Distributed from 923 Generation And Fuel | 2021
23268 | 2022 | TX | WAL897 | 64808 | GEN1 |  | OP | IC | NG | 1.3 | 0.011 | 125 | 449.9964 | 65 | 233.9981 | Distributed from 923 Generation And Fuel | 2021
23269 | 2022 | TX | WAL940 | 64809 | GEN1 |  | OP | IC | NG | 0.4 | 0.03 | 104 | 374.397 | 54 | 194.3984 | Distributed from 923 Generation And Fuel | 2020
23270 | 2022 | TX | WAL940 | 64809 | GEN2 |  | OP | IC | NG | 0.4 | 0.03 | 104 | 374.397 | 54 | 194.3984 | Distributed from 923 Generation And Fuel | 2020
23271 | 2022 | TX | WAL940 | 64809 | GEN3 |  | OP | IC | NG | 0.4 | 0.03 | 104 | 374.397 | 54 | 194.3984 | Distributed from 923 Generation And Fuel | 2020
23272 | 2022 | TX | WAL947 | 64810 | GEN1 |  | OP | IC | NG | 0.4 | 0.026 | 90.333 | 325.1962 | 47 | 169.1986 | Distributed from 923 Generation And Fuel | 2020
23273 | 2022 | TX | WAL947 | 64810 | GEN2 |  | OP | IC | NG | 0.4 | 0.026 | 90.333 | 325.1962 | 47 | 169.1986 | Distributed from 923 Generation And Fuel | 2020
23274 | 2022 | TX | WAL947 | 64810 | GEN3 |  | OP | IC | NG | 0.4 | 0.026 | 90.333 | 325.1962 | 47 | 169.1986 | Distributed from 923 Generation And Fuel | 2020
23275 | 2022 | TX | WAL972 | 64812 | GEN1 |  | OP | IC | NG | 0.4 | 0.004 | 13 | 46.7996 | 6.667 | 24.001 | Distributed from 923 Generation And Fuel | 2020
23276 | 2022 | TX | WAL972 | 64812 | GEN2 |  | OP | IC | NG | 0.4 | 0.004 | 13 | 46.7996 | 6.667 | 24.001 | Distributed from 923 Generation And Fuel | 2020
23277 | 2022 | TX | WAL972 | 64812 | GEN3 |  | OP | IC | NG | 0.4 | 0.004 | 13 | 46.7996 | 6.667 | 24.001 | Distributed from 923 Generation And Fuel | 2020
23278 | 2022 | TX | Walnut Springs Solar | 61370 | GEN1 |  | OP | PV | SUN | 5 | 0.255 | 11173 | 40222.4782 | 5904 | 21254.23 | Distributed from 923 Generation And Fuel | 2016
23279 | 2022 | TX | Wasson CO2 Removal Plant | 52122 | GEN1 |  | OP | GT | NG | 23.4 | 0.623 | 127787 | 460029.5198 | 66281 | 238609.6911 | Distributed from 923 Generation And Fuel | 1988
23280 | 2022 | TX | Webberville Solar Project | 57699 | AES1 |  | OP | PV | SUN | 30 | 0.239 | 62767 | 225959.3923 | 33167 | 119400.2448 | Distributed from 923 Generation And Fuel | 2011
23281 | 2022 | TX | Welsh | 6139 | 1 | 1 | OP | ST | SUB | 558 | 0.461 | 2252876 | 8110288.7177 | 1093711 | 3937328.1014 | EIA-923 Generator File | 1977 | 2028
23282 | 2022 | TX | Welsh | 6139 | 3 | 1 | OP | ST | SUB | 558 | 0.404 | 1977075 | 7117413.0607 | 926157 | 3334138.5269 | EIA-923 Generator File | 1982 | 2028
23283 | 2022 | TX | West Moore Solar II | 61625 | GEN1 |  | OP | PV | SUN | 5 | 0.167 | 7316 | 26337.3893 | 3866 | 13917.4887 | Distributed from 923 Generation And Fuel | 2018
23284 | 2022 | TX | West of the Pecos Solar | 62415 | WOTP1 |  | OP | PV | SUN | 100 | 0.295 | 258052 | 928979.7682 | 134719 | 484984.5201 | Distributed from 923 Generation And Fuel | 2019
23285 | 2022 | TX | West Raymond Wind Farm LLC | 62855 | WRAYM |  | OP | WT | WND | 239.8 | 0.381 | 799603 | 2878547.7716 | 320150 | 1152530.7798 | Distributed from 923 Generation And Fuel | 2021
23286 | 2022 | TX | Western Trail Wind, LLC | 64149 | WTW |  | OP | WT | WND | 366.6 | 0.415 | 1333058 | 4798970.4082 | 504845 | 1817427.4606 | Distributed from 923 Generation And Fuel | 2022
23287 | 2022 | TX | Westhollow Technology Center | 54330 | 1 |  | OP | GT | NG | 3.7 | 0.626 | 20282 | 73014.6159 | 10520 | 37871.697 | Distributed from 923 Generation And Fuel | 1988
23288 | 2022 | TX | Westover | 65581 | WSI1 |  | OP | IC | DFO | 0.6 | 0.005 | 24.467 | 88.0805 | 9.533 | 34.3185 | Distributed from 923 Generation And Fuel | 2013
23289 | 2022 | TX | Westover | 65581 | WSI10 |  | OP | IC | DFO | 0.6 | 0.005 | 24.467 | 88.0805 | 9.533 | 34.3185 | Distributed from 923 Generation And Fuel | 2013
23290 | 2022 | TX | Westover | 65581 | WSI11 |  | OP | IC | DFO | 0.6 | 0.005 | 24.467 | 88.0805 | 9.533 | 34.3185 | Distributed from 923 Generation And Fuel | 2013
23291 | 2022 | TX | Westover | 65581 | WSI12 |  | OP | IC | DFO | 0.6 | 0.005 | 24.467 | 88.0805 | 9.533 | 34.3185 | Distributed from 923 Generation And Fuel | 2013
23292 | 2022 | TX | Westover | 65581 | WSI13 |  | OP | IC | DFO | 0.6 | 0.005 | 24.467 | 88.0805 | 9.533 | 34.3185 | Distributed from 923 Generation And Fuel | 2013
23293 | 2022 | TX | Westover | 65581 | WSI14 |  | OP | IC | DFO | 0.6 | 0.005 | 24.467 | 88.0805 | 9.533 | 34.3185 | Distributed from 923 Generation And Fuel | 2013
23294 | 2022 | TX | Westover | 65581 | WSI15 |  | OP | IC | DFO | 0.6 | 0.005 | 24.467 | 88.0805 | 9.533 | 34.3185 | Distributed from 923 Generation And Fuel | 2013
23295 | 2022 | TX | Westover | 65581 | WSI2 |  | OP | IC | DFO | 0.6 | 0.005 | 24.467 | 88.0805 | 9.533 | 34.3185 | Distributed from 923 Generation And Fuel | 2013
23296 | 2022 | TX | Westover | 65581 | WSI3 |  | OP | IC | DFO | 0.6 | 0.005 | 24.467 | 88.0805 | 9.533 | 34.3185 | Distributed from 923 Generation And Fuel | 2013
23297 | 2022 | TX | Westover | 65581 | WSI4 |  | OP | IC | DFO | 0.6 | 0.005 | 24.467 | 88.0805 | 9.533 | 34.3185 | Distributed from 923 Generation And Fuel | 2013
23298 | 2022 | TX | Westover | 65581 | WSI5 |  | OP | IC | DFO | 0.6 | 0.005 | 24.467 | 88.0805 | 9.533 | 34.3185 | Distributed from 923 Generation And Fuel | 2013
23299 | 2022 | TX | Westover | 65581 | WSI6 |  | OP | IC | DFO | 0.6 | 0.005 | 24.467 | 88.0805 | 9.533 | 34.3185 | Distributed from 923 Generation And Fuel | 2013
23300 | 2022 | TX | Westover | 65581 | WSI7 |  | OP | IC | DFO | 0.6 | 0.005 | 24.467 | 88.0805 | 9.533 | 34.3185 | Distributed from 923 Generation And Fuel | 2013
23301 | 2022 | TX | Westover | 65581 | WSI8 |  | OP | IC | DFO | 0.6 | 0.005 | 24.467 | 88.0805 | 9.533 | 34.3185 | Distributed from 923 Generation And Fuel | 2013
23302 | 2022 | TX | Westover | 65581 | WSI9 |  | OP | IC | DFO | 0.6 | 0.005 | 24.467 | 88.0805 | 9.533 | 34.3185 | Distributed from 923 Generation And Fuel | 2013
23303 | 2022 | TX | WestRock (TX) | 50101 | GEN1 | 7 | OP | ST | BLQ | 7.5 | 0.92 | 60431.679 | 217552.304 | 26801.013 | 96482.8749 | EIA-923 Generator File | 1954
23304 | 2022 | TX | WestRock (TX) | 50101 | GEN2 | 7 | OP | ST | BLQ | 32.6 | 0.606 | 173175.7 | 623427.5326 | 93412.223 | 336281.3125 | EIA-923 Generator File | 1965
23305 | 2022 | TX | WestRock (TX) | 50101 | GEN3 | 7 | OP | ST | BLQ | 17.6 | 0.839 | 129279.43 | 465402.2248 | 54629.546 | 196664.7923 | EIA-923 Generator File | 1986
23306 | 2022 | TX | Westside Landfill Gas Recovery | 57020 | GEN1 |  | OP | IC | LFG | 1.6 | 0.54 | 7572.5 | 27260.7819 | 3156.5 | 11363.3091 | Distributed from 923 Generation And Fuel | 2010
23307 | 2022 | TX | Westside Landfill Gas Recovery | 57020 | GEN2 |  | OP | IC | LFG | 1.6 | 0.54 | 7572.5 | 27260.7819 | 3156.5 | 11363.3091 | Distributed from 923 Generation And Fuel | 2010
23308 | 2022 | TX | Whirlwind Energy Center | 56673 | WEC |  | OP | WT | WND | 59.8 | 0.352 | 184566 | 664432.2845 | 72825 | 262167.9027 | Distributed from 923 Generation And Fuel | 2007
23309 | 2022 | TX | White Mesa Wind | 64710 | WM001 |  | OP | WT | WND | 500.6 | 0.419 | 1835536 | 6607876.737 | 728410 | 2622255.022 | Distributed from 923 Generation And Fuel | 2021
23310 | 2022 | TX | Whitesboro Solar | 61410 | GEN1 |  | OP | PV | SUN | 5 | 0.257 | 11264 | 40550.0756 | 5952 | 21427.0286 | Distributed from 923 Generation And Fuel | 2017
23311 | 2022 | TX | Whitesboro Solar II | 61411 | GEN1 |  | OP | PV | SUN | 5 | 0.237 | 10401 | 37443.3005 | 5496 | 19785.4417 | Distributed from 923 Generation And Fuel | 2017
23312 | 2022 | TX | Whitetail | 58021 | 1 |  | OP | WT | WND | 92 | 0.278 | 223746 | 805479.1562 | 88284 | 317819.8574 | Distributed from 923 Generation And Fuel | 2012
23313 | 2022 | TX | Whitewright Solar | 61524 | GEN1 |  | OP | PV | SUN | 10 | 0.225 | 19671 | 70815.0335 | 10394 | 37418.1007 | Distributed from 923 Generation And Fuel | 2017
23314 | 2022 | TX | Whitney | 6414 | 1 |  | OP | HY | WAT | 20.9 | 0.016 | 2977 | 10717.1143 | 1315 | 4733.9621 | Distributed from 923 Generation And Fuel | 1953
23315 | 2022 | TX | Whitney | 6414 | 2 |  | OP | HY | WAT | 20.9 | 0.016 | 2977 | 10717.1143 | 1315 | 4733.9621 | Distributed from 923 Generation And Fuel | 1953
23316 | 2022 | TX | Wildcat Creek Wind Farm LLC | 62715 | WCCWF |  | OP | WT | WND | 180.1 | 0.364 | 575051 | 2070167.0387 | 193985 | 698340.4133 | Distributed from 923 Generation And Fuel | 2021
23317 | 2022 | TX | Wildcat Ranch Wind Project | 61674 | WT |  | OP | WT | WND | 150 | 0.496 | 651691 | 2346068.8314 | 244654 | 880747.354 | Distributed from 923 Generation And Fuel | 2018
23318 | 2022 | TX | Wildorado Wind LLC | 56432 | 1 |  | OP | WT | WND | 161 | 0.489 | 689694 | 2482878.537 | 272134 | 979674.5626 | Distributed from 923 Generation And Fuel | 2007
23319 | 2022 | TX | Wilkes | 3478 | 1 | 1 | OP | ST | NG | 180 | 0.111 | 175779 | 632799.3376 | 135321 | 487151.7028 | EIA-923 Generator File | 1964
23320 | 2022 | TX | Wilkes | 3478 | 2 | 1 | OP | ST | NG | 351 | 0.088 | 269553 | 970383.0369 | 180007 | 648020.0158 | EIA-923 Generator File | 1970
23321 | 2022 | TX | Wilkes | 3478 | 3 | 1 | OP | ST | NG | 351 | 0.192 | 591230 | 2128410.9727 | 361184 | 1300251.998 | EIA-923 Generator File | 1971
23322 | 2022 | TX | Willow Springs Wind Farm | 60901 | WSPWF |  | OP | WT | WND | 250 | 0.403 | 883146 | 3179300.1656 | 346194 | 1246288.4297 | Distributed from 923 Generation And Fuel | 2017
23323 | 2022 | TX | Winchester Power Park | 56674 | CGT1 |  | OP | GT | NG | 60.5 | 0.04 | 21094.5 | 75939.5925 | 16436.75 | 59171.8266 | Distributed from 923 Generation And Fuel | 2010
23324 | 2022 | TX | Winchester Power Park | 56674 | CGT2 |  | OP | GT | NG | 60.5 | 0.04 | 21094.5 | 75939.5925 | 16436.75 | 59171.8266 | Distributed from 923 Generation And Fuel | 2010
23325 | 2022 | TX | Winchester Power Park | 56674 | CGT3 |  | OP | GT | NG | 60.5 | 0.04 | 21094.5 | 75939.5925 | 16436.75 | 59171.8266 | Distributed from 923 Generation And Fuel | 2010
23326 | 2022 | TX | Winchester Power Park | 56674 | CGT4 |  | OP | GT | NG | 60.5 | 0.04 | 21094.5 | 75939.5925 | 16436.75 | 59171.8266 | Distributed from 923 Generation And Fuel | 2010
23327 | 2022 | TX | Windthorst-2 | 59238 | WND2 |  | OP | WT | WND | 67.6 | 0.388 | 229480 | 826121.391 | 90546 | 325962.9923 | Distributed from 923 Generation And Fuel | 2014
23328 | 2022 | TX | Wise County Power LLC | 55320 | GT1 |  | OP | CT | NG | 261 | 0.406 | 929369 | 3345701.6344 | 559564 | 2014414.2847 | EIA-923 Generator File | 2004
23329 | 2022 | TX | Wise County Power LLC | 55320 | GT2 |  | OP | CT | NG | 261 | 0.41 | 937158 | 3373741.8101 | 559265 | 2013337.8933 | EIA-923 Generator File | 2004
23330 | 2022 | TX | Wise County Power LLC | 55320 | ST1 | 2 | OP | CA | NG | 299.7 | 0.395 | 1036250 | 3730470.1562 | 647494 | 2330959.7523 | EIA-923 Generator File | 2004
23331 | 2022 | TX | Wolf Hollow I LP | 55139 | CTG1 |  | OP | CT | NG | 243.9 | 0.379 | 809400 | 2913816.6895 | 495396 | 1783411.3327 | EIA-923 Generator File | 2003
23332 | 2022 | TX | Wolf Hollow I LP | 55139 | CTG2 |  | OP | CT | NG | 243.9 | 0.37 | 789586 | 2842486.8601 | 501886 | 1806775.1458 | EIA-923 Generator File | 2003
23333 | 2022 | TX | Wolf Hollow I LP | 55139 | ST | 2 | OP | CA | NG | 300.6 | 0.319 | 839390 | 3021779.8258 | 535243 | 1926859.3851 | EIA-923 Generator File | 2003
23334 | 2022 | TX | Wolf Hollow II | 59812 | CGT4 |  | OP | CT | NG | 360 | 0.61 | 1924791 | 6929192.1665 | 1058742 | 3811440.7085 | EIA-923 Generator File | 2017
23335 | 2022 | TX | Wolf Hollow II | 59812 | CGT5 |  | OP | CT | NG | 360 | 0.624 | 1968917 | 7088044.4956 | 1059405 | 3813827.4894 | EIA-923 Generator File | 2017
23336 | 2022 | TX | Wolf Hollow II | 59812 | STG6 | 2 | OP | CA | NG | 511.2 | 0.477 | 2134931 | 7685690.1145 | 1216055 | 4377762.9779 | EIA-923 Generator File | 2017
23337 | 2022 | TX | Wolf Ridge Wind | 58080 | 1 |  | OP | WT | WND | 112.5 | 0.412 | 406274 | 1462574.6994 | 160304 | 577089.7833 | Distributed from 923 Generation And Fuel | 2008
23338 | 2022 | TX | Woodall Gas Plant | 57952 | GEN1 |  | OS | IC | NG | 1 |  | GENYRONL: 2012
23339 | 2022 | TX | Woodall Gas Plant | 57952 | GEN2 |  | OS | IC | NG | 1 |  | GENYRONL: 2012
23340 | 2022 | TX | Woodall Gas Plant | 57952 | GEN3 |  | OS | IC | NG | 1 |  | GENYRONL: 2012
23341 | 2022 | TX | Woodville Renewable Power Project | 58944 | G1 | 1 | OS | ST | WDS | 49.9 |  | GENYRONL: 2014
23342 | 2022 | TX | Woodward Mountain I | 55796 | 01 |  | OP | WT | WND | 82 | 0.249 | 178724 | 643401.2528 | 70520 | 253869.969 | Distributed from 923 Generation And Fuel | 2001
23343 | 2022 | TX | Woodward Mountain II | 55795 | 01 |  | OP | WT | WND | 78 | 0.249 | 170006 | 612016.7039 | 67080 | 241486.0681 | Distributed from 923 Generation And Fuel | 2001
23344 | 2022 | TX | Works 4 | 54364 | L1G |  | SB | IC | DFO | 2 | 0.003 | 57.551 | 207.1819 | 22.449 | 80.8158 | Distributed from 923 Generation And Fuel | 1975 | 2027
23345 | 2022 | TX | Works 4 | 54364 | L1PG |  | SB | IC | DFO | 0.9 | 0.003 | 25.898 | 93.2321 | 10.102 | 36.3669 | Distributed from 923 Generation And Fuel | 1980
23346 | 2022 | TX | Works 4 | 54364 | L2G |  | SB | IC | DFO | 2 | 0.003 | 57.551 | 207.1819 | 22.449 | 80.8158 | Distributed from 923 Generation And Fuel | 1974 | 2024
23347 | 2022 | TX | Yellow Jacket | 61873 | GEN1 |  | OP | PV | SUN | 5 | 0.25 | 10931 | 39351.2852 | 5776 | 20793.4337 | Distributed from 923 Generation And Fuel | 2018
23348 | 2022 | TX | Young Wind | 65763 | WYOUN |  | OP | WT | WND | 500 | 0.018 | 76966 | 277075.3834 | 0 | 0 | Distributed from 923 Generation And Fuel | 2022
23349 | 2022 | TX | Zapata | 64322 | ZPT1 |  | OP | BA | MWH | 9.9 | -0.005 | -457 | -1645.1868 | -241 | -867.5931 | Distributed from 923 Generation And Fuel | 2022
23350 | 2022 | TX | Zapata | 64322 | ZPT2 |  | OP | BA | MWH | 9.9 | -0.005 | -457 | -1645.1868 | -241 | -867.5931 | Distributed from 923 Generation And Fuel | 2022
23351 | 2022 | UT | Bartholomew | 3688 | 2 |  | OP | HY | WAT | 1 | 0.072 | 633 | 2278.7818 | 287 | 1033.1917 | Distributed from 923 Generation And Fuel | 1988
23352 | 2022 | UT | Beryl Solar Plant | 58598 | BSP1 |  | OP | PV | SUN | 3 | 0.238 | 6249 | 22496.22 | 3234 | 11642.3069 | Distributed from 923 Generation And Fuel | 2015
23353 | 2022 | UT | Bloomington Power Plant | 7767 | 1 |  | OP | IC | DFO | 1.7 | 0.002 | 33.333 | 119.9978 | 13.833 | 49.7984 | Distributed from 923 Generation And Fuel | 1999
23354 | 2022 | UT | Bloomington Power Plant | 7767 | 2 |  | OP | IC | DFO | 1.7 | 0.002 | 33.333 | 119.9978 | 13.833 | 49.7984 | Distributed from 923 Generation And Fuel | 1999
23355 | 2022 | UT | Bloomington Power Plant | 7767 | 3 |  | OP | IC | DFO | 1.7 | 0.002 | 33.333 | 119.9978 | 13.833 | 49.7984 | Distributed from 923 Generation And Fuel | 1999
23356 | 2022 | UT | Bloomington Power Plant | 7767 | 4 |  | OP | IC | DFO | 1.7 | 0.002 | 33.333 | 119.9978 | 13.833 | 49.7984 | Distributed from 923 Generation And Fuel | 1999
23357 | 2022 | UT | Bloomington Power Plant | 7767 | 5 |  | OP | IC | DFO | 1.7 | 0.002 | 33.333 | 119.9978 | 13.833 | 49.7984 | Distributed from 923 Generation And Fuel | 1999
23358 | 2022 | UT | Bloomington Power Plant | 7767 | 6 |  | OP | IC | DFO | 1.7 | 0.002 | 33.333 | 119.9978 | 13.833 | 49.7984 | Distributed from 923 Generation And Fuel | 1999
23359 | 2022 | UT | Bloomington Solar I | 62805 | BLOOM |  | OP | PV | SUN | 2 | 0.248 | 4338 | 15616.6751 | 2245 | 8081.9353 | Distributed from 923 Generation And Fuel | 2018
23360 | 2022 | UT | Blue Mountain Biogas | 58130 | BMB N |  | OP | IC | OBG | 1.6 | 0.06 | 842 | 3031.1758 | 351 | 1263.5899 | Distributed from 923 Generation And Fuel | 2012
23361 | 2022 | UT | Blue Mountain Biogas | 58130 | BMB S |  | OP | IC | OBG | 1.6 | 0.06 | 842 | 3031.1758 | 351 | 1263.5899 | Distributed from 923 Generation And Fuel | 2012
23362 | 2022 | UT | Blundell | 299 | 1 | 1 | OP | ST | GEO | 30.7 | 0.668 | 179628.578 | 646657.7075 | 69752.045 | 251105.3532 | Distributed from 923 Generation And Fuel | 1984
23363 | 2022 | UT | Blundell | 299 | 2 | 1 | OP | ST | GEO | 14.1 | 0.668 | 82500.422 | 296999.1432 | 32035.955 | 115328.5154 | Distributed from 923 Generation And Fuel | 2007
23364 | 2022 | UT | Bonanza | 7790 | 1 | 1 | OP | ST | BIT | 499.5 | 0.789 | 3450643 | 12422215.4223 | 1440424 | 5185484.9161 | EIA-923 Generator File | 1986
23365 | 2022 | UT | Boulder | 3699 | 1 |  | OP | HY | WAT | 1.4 | 0.507 | 6215 | 22373.821 | 2820.333 | 10153.1176 | Distributed from 923 Generation And Fuel | 1958
23366 | 2022 | UT | Boulder | 3699 | 2 |  | OP | HY | WAT | 1.4 | 0.507 | 6215 | 22373.821 | 2820.333 | 10153.1176 | Distributed from 923 Generation And Fuel | 1958
23367 | 2022 | UT | Boulder | 3699 | 3 |  | OP | HY | WAT | 1.4 | 0.507 | 6215 | 22373.821 | 2820.333 | 10153.1176 | Distributed from 923 Generation And Fuel | 1961
23368 | 2022 | UT | Bountiful City | 3665 | 1A |  | OP | GT | NG | 5.2 | 0.12 | 5469.579 | 19690.3269 | 2263.368 | 8148.0596 | Distributed from 923 Generation And Fuel | 2001
23369 | 2022 | UT | Bountiful City | 3665 | 2A |  | OP | GT | NG | 12.6 | 0.12 | 13253.211 | 47711.1779 | 5484.316 | 19743.3797 | Distributed from 923 Generation And Fuel | 2012
23370 | 2022 | UT | Bountiful City | 3665 | 3A |  | OP | GT | NG | 12.6 | 0.12 | 13253.211 | 47711.1779 | 5484.316 | 19743.3797 | Distributed from 923 Generation And Fuel | 2012
23371 | 2022 | UT | Brigham City | 3666 | 1 |  | OP | HY | WAT | 0.6 | 0.32 | 1683 | 6058.7515 | 763.667 | 2749.1792 | Distributed from 923 Generation And Fuel | 1921
23372 | 2022 | UT | Brigham City | 3666 | 2 |  | OP | HY | WAT | 0.6 | 0.32 | 1683 | 6058.7515 | 763.667 | 2749.1792 | Distributed from 923 Generation And Fuel | 1921
23373 | 2022 | UT | Brigham City | 3666 | 8182 |  | OP | HY | WAT | 0.6 | 0.32 | 1683 | 6058.7515 | 763.667 | 2749.1792 | Distributed from 923 Generation And Fuel | 1964
23374 | 2022 | UT | Buckhorn Solar Plant | 58600 | BSP1 |  | OP | PV | SUN | 3 | 0.224 | 5899 | 21236.2301 | 3053 | 10990.7121 | Distributed from 923 Generation And Fuel | 2015
23375 | 2022 | UT | BYU Central Heating Plant | 63423 | GEN1 |  | OP | GT | NG | 16.5 | 0.785 | 113438 | 408373.533 | 46941 | 168986.2481 | Distributed from 923 Generation And Fuel | 2019
23376 | 2022 | UT | Causey | 7548 | 1 |  | OP | HY | WAT | 1.5 | 0.156 | 2049.545 | 7378.303 | 930 | 3347.9732 | Distributed from 923 Generation And Fuel | 1998
23377 | 2022 | UT | Causey | 7548 | 2 |  | OP | HY | WAT | 0.6 | 0.156 | 819.818 | 2951.3212 | 372 | 1339.1893 | Distributed from 923 Generation And Fuel | 1998
23378 | 2022 | UT | Causey | 7548 | MINI |  | OP | HY | WAT | 0.1 | 0.156 | 136.636 | 491.8857 | 62 | 223.1982 | Distributed from 923 Generation And Fuel | 2021
23379 | 2022 | UT | Cedar Valley Solar Plant | 58599 | CVSP1 |  | OP | PV | SUN | 3 | 0.243 | 6374 | 22946.2164 | 3299 | 11876.305 | Distributed from 923 Generation And Fuel | 2015
23380 | 2022 | UT | Central Energy Plant USU | 58139 | TURBI |  | OP | GT | NG | 5 | 0.497 | 21758 | 78328.1734 | 10504 | 37814.0975 | Distributed from 923 Generation And Fuel | 2004
23381 | 2022 | UT | Clover Creek Solar Community Solar | 63061 | CLVR |  | OP | PV | SUN | 80 | 0.295 | 206991 | 745161.6387 | 113008 | 406825.5454 | Distributed from 923 Generation And Fuel | 2021
23382 | 2022 | UT | Cove Mountain Solar | 62469 | GEN01 |  | OP | PV | SUN | 58 | 0.318 | 161570 | 581647.3468 | 82341 | 296425.2286 | Distributed from 923 Generation And Fuel | 2020
23383 | 2022 | UT | Cove Mountain Solar 2 | 62470 | GEN01 |  | OP | PV | SUN | 122 | 0.31 | 331287 | 1192623.659 | 169598 | 610547.9156 | Distributed from 923 Generation And Fuel | 2020
23384 | 2022 | UT | Currant Creek | 56102 | CT1A |  | OP | CT | NG | 172 | 0.588 | 885874 | 3189120.887 | 299965 | 1079865.3611 | EIA-923 Generator File | 2005
23385 | 2022 | UT | Currant Creek | 56102 | CT1B |  | OP | CT | NG | 172 | 0.626 | 943267 | 3395734.0341 | 373557 | 1344794.4416 | EIA-923 Generator File | 2005
23386 | 2022 | UT | Currant Creek | 56102 | ST1 | 2 | OP | CA | NG | 305 | 0.366 | 976838 | 3516588.6673 | 391957 | 1411033.9117 | EIA-923 Generator File | 2006
23387 | 2022 | UT | Cutler Hydro | 3646 | 1 |  | OP | HY | WAT | 15 | 0.097 | 12746.5 | 45887.0329 | 5784 | 20822.2334 | Distributed from 923 Generation And Fuel | 1927
23388 | 2022 | UT | Cutler Hydro | 3646 | 2 |  | OP | HY | WAT | 15 | 0.097 | 12746.5 | 45887.0329 | 5784 | 20822.2334 | Distributed from 923 Generation And Fuel | 1927
23389 | 2022 | UT | Deer Creek (UT) | 6404 | 1 |  | OP | HY | WAT | 2.4 | 0.43 | 9037 | 32532.9397 | 4101 | 14763.4819 | Distributed from 923 Generation And Fuel | 1958
23390 | 2022 | UT | Deer Creek (UT) | 6404 | 2 |  | OP | HY | WAT | 2.4 | 0.43 | 9037 | 32532.9397 | 4101 | 14763.4819 | Distributed from 923 Generation And Fuel | 1958
23391 | 2022 | UT | Echo Dam | 4263 | 3 |  | OP | HY | WAT | 1 | 0.173 | 1514.545 | 5452.3184 | 687.273 | 2474.163 | Distributed from 923 Generation And Fuel | 1987
23392 | 2022 | UT | Echo Dam | 4263 | NA1 |  | OP | HY | WAT | 1.7 | 0.173 | 2574.727 | 9268.943 | 1168.364 | 4206.0768 | Distributed from 923 Generation And Fuel | 1987
23393 | 2022 | UT | Echo Dam | 4263 | NA2 |  | OP | HY | WAT | 1.7 | 0.173 | 2574.727 | 9268.943 | 1168.364 | 4206.0768 | Distributed from 923 Generation And Fuel | 1987
23394 | 2022 | UT | Enel Cove Fort | 58570 | 1-G1A |  | OP | BT | GEO | 12.5 | 0.669 | 73215.5 | 263573.6914 | 28430.5 | 102348.9812 | Distributed from 923 Generation And Fuel | 2013
23395 | 2022 | UT | Enel Cove Fort | 58570 | 2-GIA |  | OP | BT | GEO | 12.5 | 0.669 | 73215.5 | 263573.6914 | 28430.5 | 102348.9812 | Distributed from 923 Generation And Fuel | 2013
23396 | 2022 | UT | Enterprise Solar, LLC | 59386 | ENTS1 |  | OP | PV | SUN | 80 | 0.325 | 227590 | 819317.4455 | 114753 | 413107.4951 | Distributed from 923 Generation And Fuel | 2016
23397 | 2022 | UT | Escalante Solar I, LLC | 59387 | ESCS1 |  | OP | PV | SUN | 80 | 0.307 | 215238 | 774850.6012 | 113022 | 406875.945 | Distributed from 923 Generation And Fuel | 2016
23398 | 2022 | UT | Escalante Solar II, LLC | 59388 | ESCS2 |  | OP | PV | SUN | 80 | 0.299 | 209687 | 754867.1611 | 109535 | 394322.8454 | Distributed from 923 Generation And Fuel | 2016
23399 | 2022 | UT | Escalante Solar III, LLC | 59389 | ESCS3 |  | OP | PV | SUN | 80 | 0.302 | 211610 | 761789.9057 | 111031 | 399708.4023 | Distributed from 923 Generation And Fuel | 2016
23400 | 2022 | UT | Fiddler's Canyon #1 | 59787 | FID1 |  | OP | PV | SUN | 3 | 0.235 | 6187 | 22273.0218 | 3202 | 11527.1078 | Distributed from 923 Generation And Fuel | 2015
23401 | 2022 | UT | Fiddler's Canyon #2 | 59786 | FID2 |  | OP | PV | SUN | 3 | 0.245 | 6428 | 23140.6149 | 3326 | 11973.5042 | Distributed from 923 Generation And Fuel | 2015
23402 | 2022 | UT | Fiddler's Canyon 3 | 59932 | FID3 |  | OP | PV | SUN | 3 | 0.266 | 7002 | 25206.9983 | 3623 | 13042.6957 | Distributed from 923 Generation And Fuel | 2015
23403 | 2022 | UT | Flaming Gorge | 6405 | 1 |  | OP | HY | WAT | 50.6 | 0.297 | 131858.333 | 474686.2013 | 59835 | 215404.2768 | Distributed from 923 Generation And Fuel | 1963
23404 | 2022 | UT | Flaming Gorge | 6405 | 2 |  | OP | HY | WAT | 50.6 | 0.297 | 131858.333 | 474686.2013 | 59835 | 215404.2768 | Distributed from 923 Generation And Fuel | 1963
23405 | 2022 | UT | Flaming Gorge | 6405 | 3 |  | OP | HY | WAT | 50.6 | 0.297 | 131858.333 | 474686.2013 | 59835 | 215404.2768 | Distributed from 923 Generation And Fuel | 1964
23406 | 2022 | UT | Gadsby | 3648 | 1 | 1 | OP | ST | NG | 69 | 0.019 | 11781 | 42411.2607 | 11437 | 41172.8706 | EIA-923 Generator File | 1951 | 2032
23407 | 2022 | UT | Gadsby | 3648 | 2 | 1 | OP | ST | NG | 69 | 0.041 | 24635 | 88685.2905 | 22961 | 82658.9387 | EIA-923 Generator File | 1952 | 2032
23408 | 2022 | UT | Gadsby | 3648 | 3 | 1 | OP | ST | NG | 133.6 | 0.068 | 79057 | 284602.9232 | 51631 | 185870.113 | EIA-923 Generator File | 1955 | 2032
23409 | 2022 | UT | Gadsby | 3648 | 4 |  | OP | GT | NG | 71 | 0.002 | 1116 | 4017.5679 | 760 | 2735.9781 | Distributed from 923 Generation And Fuel | 2002 | 2032
23410 | 2022 | UT | Gadsby | 3648 | 5 |  | OP | GT | NG | 71 | 0.002 | 1116 | 4017.5679 | 760 | 2735.9781 | Distributed from 923 Generation And Fuel | 2002 | 2032
23411 | 2022 | UT | Gadsby | 3648 | 6 |  | OP | GT | NG | 71 | 0.002 | 1116 | 4017.5679 | 760 | 2735.9781 | Distributed from 923 Generation And Fuel | 2002 | 2032
23412 | 2022 | UT | Gateway | 3697 | 1 |  | OP | HY | WAT | 2 | 0.2 | 3508.5 | 12630.499 | 1592 | 5731.1542 | Distributed from 923 Generation And Fuel | 1958
23413 | 2022 | UT | Gateway | 3697 | 2 |  | OP | HY | WAT | 2 | 0.2 | 3508.5 | 12630.499 | 1592 | 5731.1542 | Distributed from 923 Generation And Fuel | 1958
23414 | 2022 | UT | Granite | 3651 | 1 |  | OP | HY | WAT | 2 | 0.197 | 3460 | 12455.9004 | 1570 | 5651.9548 | Distributed from 923 Generation And Fuel | 1896
23415 | 2022 | UT | Granite Mountain Solar East, LLC | 59946 | GMSE |  | OP | PV | SUN | 80 | 0.29 | 203530 | 732702.1384 | 102529 | 369101.4472 | Distributed from 923 Generation And Fuel | 2016
23416 | 2022 | UT | Granite Mountain Solar West, LLC | 59945 | GMSW |  | OP | PV | SUN | 50.4 | 0.251 | 110658 | 398365.6131 | 58689 | 211278.7098 | Distributed from 923 Generation And Fuel | 2016
23417 | 2022 | UT | Granite Peak Solar Plant | 58604 | GPSP1 |  | OP | PV | SUN | 3 | 0.242 | 6360 | 22895.8168 | 3291 | 11847.5052 | Distributed from 923 Generation And Fuel | 2015
23418 | 2022 | UT | Graphite Solar I | 64186 | 394 |  | OP | PV | SUN | 80 | 0.155 | 108427 | 390334.0773 | 69831 | 251389.5889 | Distributed from 923 Generation And Fuel | 2022
23419 | 2022 | UT | Greenville Solar Plant | 58603 | GVSP1 |  | OP | PV | SUN | 2.2 | 0.243 | 4691 | 16887.4649 | 2428 | 8740.7301 | Distributed from 923 Generation And Fuel | 2015
23420 | 2022 | UT | Gunnison Solar | 65618 | 524 |  | OP | PV | SUN | 1.5 | 0.079 | 1040 | 3743.97 | 352 | 1267.1899 | Distributed from 923 Generation And Fuel | 2022
23421 | 2022 | UT | Heber City | 7111 | 1 |  | OP | IC | NG | 1.4 | 0.165 | 2027.182 | 7297.7968 | 838.855 | 3019.8538 | Distributed from 923 Generation And Fuel | 2004
23422 | 2022 | UT | Heber City | 7111 | 11 |  | OP | IC | NG | 1.9 | 0.165 | 2751.176 | 9904.1544 | 1138.447 | 4098.3764 | Distributed from 923 Generation And Fuel | 2015
23423 | 2022 | UT | Heber City | 7111 | 12 |  | OP | IC | NG | 2.3 | 0.165 | 3330.371 | 11989.2397 | 1378.119 | 4961.1887 | Distributed from 923 Generation And Fuel | 2015
23424 | 2022 | UT | Heber City | 7111 | 13 |  | OP | IC | NG | 2.5 | 0.165 | 3619.969 | 13031.7841 | 1497.956 | 5392.5985 | Distributed from 923 Generation And Fuel | 2022
23425 | 2022 | UT | Heber City | 7111 | 2 |  | OP | IC | NG | 1.4 | 0.165 | 2027.182 | 7297.7968 | 838.855 | 3019.8538 | Distributed from 923 Generation And Fuel | 2004
23426 | 2022 | UT | Heber City | 7111 | 4 |  | OP | IC | NG | 1.9 | 0.165 | 2751.176 | 9904.1544 | 1138.447 | 4098.3764 | Distributed from 923 Generation And Fuel | 2003
23427 | 2022 | UT | Heber City | 7111 | NA10 |  | OP | IC | NG | 1.9 | 0.165 | 2751.176 | 9904.1544 | 1138.447 | 4098.3764 | Distributed from 923 Generation And Fuel | 2002
23428 | 2022 | UT | Heber City | 7111 | NA9 |  | OP | IC | NG | 1.9 | 0.165 | 2751.176 | 9904.1544 | 1138.447 | 4098.3764 | Distributed from 923 Generation And Fuel | 2003
23429 | 2022 | UT | Heber City | 7111 | NA6 |  | RE | IC | NG | 0.7 | 0.165 | 1013.591 | 3648.8984 | 419.428 | 1509.9287 | Distributed from 923 Generation And Fuel | 2001 | 2022
23430 | 2022 | UT | Hill AFB LFG Facility, Bldg #737 | 60349 | LFGG1 |  | OP | IC | LFG | 0.6 | 0.523 | 2747.217 | 9889.9021 | 1138.435 | 4098.3332 | Distributed from 923 Generation And Fuel | 2005
23431 | 2022 | UT | Hill AFB LFG Facility, Bldg #737 | 60349 | LFGG2 |  | OP | IC | LFG | 0.7 | 0.523 | 3205.087 | 11538.2209 | 1328.174 | 4781.3881 | Distributed from 923 Generation And Fuel | 2005
23432 | 2022 | UT | Hill AFB LFG Facility, Bldg #737 | 60349 | LFGG3 |  | OP | IC | LFG | 1 | 0.523 | 4578.696 | 16483.1737 | 1897.391 | 6830.553 | Distributed from 923 Generation And Fuel | 2008
23433 | 2022 | UT | HTW Plant 303 COGEN | 58597 | CGN1 |  | OP | GT | NG | 7.4 | 0.646 | 41857 | 150683.9945 | 14111 | 50799.1936 | Distributed from 923 Generation And Fuel | 2008
23434 | 2022 | UT | Hunter | 6165 | 1 | 1 | OP | ST | BIT | 525 | 0.415 | 1908254 | 6869659.4427 | 1303017 | 4690823.6734 | EIA-923 Generator File | 1978
23435 | 2022 | UT | Hunter | 6165 | 2 | 1 | OP | ST | BIT | 525 | 0.613 | 2818792 | 10147570.0194 | 1240150 | 4464504.284 | EIA-923 Generator File | 1980
23436 | 2022 | UT | Hunter | 6165 | 3 | 1 | OP | ST | BIT | 527.2 | 0.575 | 2654138 | 9554820.3614 | 1267134 | 4561645.9068 | EIA-923 Generator File | 1983
23437 | 2022 | UT | Hunter Solar LLC (UT) | 62656 | HUSOL |  | OP | PV | SUN | 100 | 0.311 | 272812 | 982115.3431 | 137331 | 494387.6449 | Distributed from 923 Generation And Fuel | 2021
23438 | 2022 | UT | Huntington | 8069 | 1 | 1 | OP | ST | BIT | 541.3 | 0.564 | 2673894 | 9625941.3925 | 1248076 | 4493037.6557 | EIA-923 Generator File | 1977 | 2036
23439 | 2022 | UT | Huntington | 8069 | 2 | 1 | OP | ST | BIT | 496 | 0.69 | 2999221 | 10797109.2231 | 1272695 | 4581665.3467 | EIA-923 Generator File | 1974 | 2036
23440 | 2022 | UT | Hurricane City Power | 57899 | 1 |  | SB | IC | DFO | 1.7 | 0.062 | 929.709 | 3346.9256 | 384.695 | 1384.8909 | Distributed from 923 Generation And Fuel | 2001
23441 | 2022 | UT | Hurricane City Power | 57899 | 2 |  | SB | IC | DFO | 1.7 | 0.062 | 929.709 | 3346.9256 | 384.695 | 1384.8909 | Distributed from 923 Generation And Fuel | 1999
23442 | 2022 | UT | Hurricane City Power | 57899 | 3 |  | SB | IC | DFO | 1.7 | 0.062 | 929.709 | 3346.9256 | 384.695 | 1384.8909 | Distributed from 923 Generation And Fuel | 1999
23443 | 2022 | UT | Hurricane City Power | 57899 | 4 |  | OP | IC | NG | 2 | 0.062 | 1093.775 | 3937.5585 | 452.583 | 1629.2858 | Distributed from 923 Generation And Fuel | 2004
23444 | 2022 | UT | Hurricane City Power | 57899 | 5 |  | OP | IC | NG | 2 | 0.062 | 1093.775 | 3937.5585 | 452.583 | 1629.2858 | Distributed from 923 Generation And Fuel | 2004
23445 | 2022 | UT | Hurricane City Power | 57899 | 6 |  | OP | IC | NG | 2 | 0.062 | 1093.775 | 3937.5585 | 452.583 | 1629.2858 | Distributed from 923 Generation And Fuel | 2006
23446 | 2022 | UT | Hurricane City Power | 57899 | 7 |  | OP | IC | NG | 2 | 0.062 | 1093.775 | 3937.5585 | 452.583 | 1629.2858 | Distributed from 923 Generation And Fuel | 2007
23447 | 2022 | UT | Hurricane City Power | 57899 | 8 |  | OP | IC | NG | 2 | 0.062 | 1093.775 | 3937.5585 | 452.583 | 1629.2858 | Distributed from 923 Generation And Fuel | 2007
23448 | 2022 | UT | Hydro II | 7034 | 1 |  | OP | HY | WAT | 3.3 | 0.212 | 6114.5 | 22012.0239 | 2774.5 | 9988.1201 | Distributed from 923 Generation And Fuel | 1986
23449 | 2022 | UT | Hydro II | 7034 | 2 |  | OP | HY | WAT | 3.3 | 0.212 | 6114.5 | 22012.0239 | 2774.5 | 9988.1201 | Distributed from 923 Generation And Fuel | 1986
23450 | 2022 | UT | Hydro III | 3675 | HY1 |  | OP | HY | WAT | 0.7 | -0.007 | -45.5 | -163.7987 | -20.5 | -73.7994 | Distributed from 923 Generation And Fuel | 1925
23451 | 2022 | UT | Hydro III | 3675 | HY2 |  | OP | HY | WAT | 0.7 | -0.007 | -45.5 | -163.7987 | -20.5 | -73.7994 | Distributed from 923 Generation And Fuel | 1925
23452 | 2022 | UT | Hydro Plant No 3 | 925 | 2 |  | OP | HY | WAT | 0.7 | 0.073 | 447.25 | 1610.0871 | 203 | 730.7942 | Distributed from 923 Generation And Fuel | 1984
23453 | 2022 | UT | Hydro Plant No 3 | 925 | 3 |  | OP | HY | WAT | 2.1 | 0.073 | 1341.75 | 4830.2614 | 609 | 2192.3825 | Distributed from 923 Generation And Fuel | 1984
23454 | 2022 | UT | Intermountain Power Project | 6481 | 1 | 1 | OP | ST | BIT | 820 | 0.365 | 2623605 | 9444902.4408 | 1179704 | 4246900.4248 | EIA-923 Generator File | 1986 | 2025
23455 | 2022 | UT | Intermountain Power Project | 6481 | 2 | 1 | OP | ST | BIT | 820 | 0.402 | 2886709 | 10392069.2634 | 1684441 | 6063939.0885 | EIA-923 Generator File | 1987 | 2025
23456 | 2022 | UT | Iron Springs Solar, LLC | 59941 | ISS |  | OP | PV | SUN | 80 | 0.296 | 207255 | 746112.0311 | 102526 | 369090.6473 | Distributed from 923 Generation And Fuel | 2016
23457 | 2022 | UT | Jordanelle Dam Hydroelectric Project | 61853 | GEN 1 |  | OP | HY | WAT | 6.5 | 0.273 | 15572.5 | 56060.5515 | 7066.5 | 25439.1965 | Distributed from 923 Generation And Fuel | 2008
23458 | 2022 | UT | Jordanelle Dam Hydroelectric Project | 61853 | GEN 2 |  | OP | HY | WAT | 6.5 | 0.273 | 15572.5 | 56060.5515 | 7066.5 | 25439.1965 | Distributed from 923 Generation And Fuel | 2008
23459 | 2022 | UT | Kennecott Power Plant | 56163 | RCHP |  | OA | GT | NG | 6.4 | 0 | 0 | 0 | 0 | 0 | Distributed from 923 Generation And Fuel | 2010
23460 | 2022 | UT | Kennecott Power Plant | 56163 | SM58 |  | OP | ST | WH | 31.8 | 0.35 | 97383 | 350575.9954 | 28962 | 104262.3659 | Distributed from 923 Generation And Fuel | 1995
23461 | 2022 | UT | Lagoon Cogeneration Facility | 50942 | 1 |  | SB | IC | NG | 1 | 0 | 0 | 0 | 0 | 0 | Distributed from 923 Generation And Fuel | 1996
23462 | 2022 | UT | Lagoon Cogeneration Facility | 50942 | 2 |  | SB | IC | NG | 1 | 0 | 0 | 0 | 0 | 0 | Distributed from 923 Generation And Fuel | 1989
23463 | 2022 | UT | Lagoon Cogeneration Facility | 50942 | 3 |  | SB | IC | NG | 1 | 0 | 0 | 0 | 0 | 0 | Distributed from 923 Generation And Fuel | 1989
23464 | 2022 | UT | Laho Solar Plant | 58602 | LSP1 |  | OP | PV | SUN | 3 | 0.219 | 5743 | 20674.6346 | 2972 | 10699.1144 | Distributed from 923 Generation And Fuel | 2015
23465 | 2022 | UT | Lake Creek Dam | 159 | 1 |  | OP | HY | WAT | 1.5 | 0.235 | 3091 | 11127.511 | 1403 | 5050.7596 | Distributed from 923 Generation And Fuel | 1981
23466 | 2022 | UT | Lake Side Power Plant | 56237 | CT01 |  | OP | CT | NG | 203 | 0.582 | 1035427 | 3727507.3799 | 443520 | 1596659.2267 | EIA-923 Generator File | 2007
23467 | 2022 | UT | Lake Side Power Plant | 56237 | CT02 |  | OP | CT | NG | 203 | 0.515 | 915413 | 3295460.4363 | 315720 | 1136582.9073 | EIA-923 Generator File | 2007
23468 | 2022 | UT | Lake Side Power Plant | 56237 | CT21 |  | OP | CT | NG | 206 | 0.591 | 1065862 | 3837072.5034 | 418158 | 1505356.7571 | EIA-923 Generator File | 2014
23469 | 2022 | UT | Lake Side Power Plant | 56237 | CT22 |  | OP | CT | NG | 206 | 0.619 | 1117317 | 4022309.0215 | 434779 | 1565191.8785 | EIA-923 Generator File | 2014
23470 | 2022 | UT | Lake Side Power Plant | 56237 | ST01 | 2 | OP | CA | NG | 251 | 0.499 | 1096348 | 3946821.2254 | 435900 | 1569227.4462 | EIA-923 Generator File | 2007
23471 | 2022 | UT | Lake Side Power Plant | 56237 | ST2 | 2 | OP | CA | NG | 316 | 0.487 | 1348306 | 4853862.7691 | 550826 | 1982957.7363 | EIA-923 Generator File | 2014
23472 | 2022 | UT | Latigo Wind Park | 59965 | LTIGO |  | OP | WT | WND | 62.1 | 0.287 | 155951 | 561419.1086 | 48023 | 172881.4169 | Distributed from 923 Generation And Fuel | 2016
23473 | 2022 | UT | Little Cottonwood | 6537 | 1 |  | OP | HY | WAT | 2.4 | 0 | 0 | 0 | 0 | 0 | Distributed from 923 Generation And Fuel | 1983
23474 | 2022 | UT | Little Cottonwood | 6537 | 2 |  | OP | HY | WAT | 2.4 | 0 | 0 | 0 | 0 | 0 | Distributed from 923 Generation And Fuel | 1983
23475 | 2022 | UT | Logan City | 4251 | 1 |  | OP | GT | NG | 5.3 | 0.04 | 1864.333 | 6711.5451 | 771.333 | 2776.7766 | Distributed from 923 Generation And Fuel | 2002
23476 | 2022 | UT | Logan City | 4251 | 2 |  | OP | GT | NG | 5.3 | 0.04 | 1864.333 | 6711.5451 | 771.333 | 2776.7766 | Distributed from 923 Generation And Fuel | 2002
23477 | 2022 | UT | Logan City | 4251 | 3 |  | OP | GT | NG | 5.3 | 0.04 | 1864.333 | 6711.5451 | 771.333 | 2776.7766 | Distributed from 923 Generation And Fuel | 2002
23478 | 2022 | UT | Manti Lower | 1020 | 2 |  | OP | HY | WAT | 0.6 | 0.128 | 671 | 2415.5807 | 304.5 | 1096.1912 | Distributed from 923 Generation And Fuel | 1989
23479 | 2022 | UT | Manti Lower | 1020 | HC1 |  | OP | HY | WAT | 0.6 | 0.128 | 671 | 2415.5807 | 304.5 | 1096.1912 | Distributed from 923 Generation And Fuel | 1989
23480 | 2022 | UT | Manti Upper | 3676 | 1 |  | OP | HY | WAT | 0.6 | 0.1 | 526.875 | 1896.7348 | 239.25 | 861.2931 | Distributed from 923 Generation And Fuel | 1939
23481 | 2022 | UT | Manti Upper | 3676 | HC2 |  | OP | HY | WAT | 1 | 0.1 | 878.125 | 3161.2247 | 398.75 | 1435.4885 | Distributed from 923 Generation And Fuel | 1988
23482 | 2022 | UT | Milford 2 | 59958 | MIL2 |  | OP | PV | SUN | 3 | 0.232 | 6110 | 21995.824 | 3162 | 11383.1089 | Distributed from 923 Generation And Fuel | 2015
23483 | 2022 | UT | Milford Flat Solar Plant | 58601 | MFSP1 |  | OP | PV | SUN | 3 | 0.238 | 6257 | 22525.0198 | 3238 | 11656.7067 | Distributed from 923 Generation And Fuel | 2015
23484 | 2022 | UT | Milford Solar 1 | 62812 | MS1 |  | OP | PV | SUN | 99 | 0.298 | 258465 | 930466.5563 | 135301 | 487079.7034 | Distributed from 923 Generation And Fuel | 2020
23485 | 2022 | UT | Milford Wind Corridor I LLC | 57079 | 1 |  | OP | WT | WND | 203.5 | 0.198 | 353503 | 1272600.6192 | 162089 | 583515.7319 | Distributed from 923 Generation And Fuel | 2009
23486 | 2022 | UT | Milford Wind Corridor Stage II LLC | 57107 | 1 |  | OP | WT | WND | 102 | 0.19 | 170164 | 612585.4993 | 76511 | 275437.3965 | Distributed from 923 Generation And Fuel | 2011
23487 | 2022 | UT | Millcreek Power Generation | 56253 | MC1 |  | OP | GT | NG | 40 | 0.218 | 76270.5 | 274571.6034 | 71886 | 258787.5297 | Distributed from 923 Generation And Fuel | 2006
23488 | 2022 | UT | Millcreek Power Generation | 56253 | MC2 |  | OP | GT | NG | 40 | 0.218 | 76270.5 | 274571.6034 | 71886 | 258787.5297 | Distributed from 923 Generation And Fuel | 2010
23489 | 2022 | UT | Murray Turbine | 8010 | 1 |  | OP | GT | NG | 14 | 0.055 | 6713 | 24166.6067 | 2778 | 10000.72 | Distributed from 923 Generation And Fuel | 2001
23490 | 2022 | UT | Murray Turbine | 8010 | 2 |  | OP | GT | NG | 14 | 0.055 | 6713 | 24166.6067 | 2778 | 10000.72 | Distributed from 923 Generation And Fuel | 2001
23491 | 2022 | UT | Murray Turbine | 8010 | 3 |  | OP | GT | NG | 14 | 0.055 | 6713 | 24166.6067 | 2778 | 10000.72 | Distributed from 923 Generation And Fuel | 2002
23492 | 2022 | UT | Nebo Power Station | 56177 | GT1 |  | OP | CT | NG | 65 | 0.41 | 233278 | 839794.0816 | 139011 | 500435.5965 | EIA-923 Generator File | 2004
23493 | 2022 | UT | Nebo Power Station | 56177 | ST1 | 1 | OP | CA | NG | 75 | 0.237 | 155953 | 561426.3086 | 108394 | 390215.2783 | EIA-923 Generator File | 2004
23494 | 2022 | UT | Pavant Solar II LLC | 60449 | PSII |  | OP | PV | SUN | 50 | 0.266 | 116424 | 419123.047 | 60249 | 216894.6648 | Distributed from 923 Generation And Fuel | 2016
23495 | 2022 | UT | Pavant Solar III | 60886 | PSIII |  | OP | PV | SUN | 20 | 0.264 | 46190 | 166282.6697 | 23903 | 86050.1116 | Distributed from 923 Generation And Fuel | 2016
23496 | 2022 | UT | Pavant Solar, LLC | 59702 | 1 |  | OP | PV | SUN | 50 | 0.233 | 101973 | 367099.8632 | 54017 | 194459.6443 | Distributed from 923 Generation And Fuel | 2015
23497 | 2022 | UT | Payson | 7408 | 86-1 |  | OP | IC | NG | 2.6 | 0 | 1.072 | 3.8592 | 0.536 | 1.9296 | Distributed from 923 Generation And Fuel | 1988
23498 | 2022 | UT | Payson | 7408 | 86-2 |  | OP | IC | NG | 2.6 | 0 | 1.072 | 3.8592 | 0.536 | 1.9296 | Distributed from 923 Generation And Fuel | 1988
23499 | 2022 | UT | Payson | 7408 | 86-3 |  | OP | IC | NG | 2.5 | 0 | 1.031 | 3.7116 | 0.515 | 1.854 | Distributed from 923 Generation And Fuel | 1995
23500 | 2022 | UT | Payson | 7408 | 86-4 |  | OP | IC | NG | 2 | 0 | 0.825 | 2.97 | 0.412 | 1.4832 | Distributed from 923 Generation And Fuel | 1995
23501 | 2022 | UT | Pine View Dam | 7132 | NA1 |  | OP | HY | WAT | 1.8 | 0.121 | 1901 | 6843.5453 | 863 | 3106.7751 | Distributed from 923 Generation And Fuel | 1991
23502 | 2022 | UT | Pioneer | 3656 | 1 |  | OP | HY | WAT | 2.5 | 0.174 | 3819 | 13748.29 | 1733 | 6238.7501 | Distributed from 923 Generation And Fuel | 1910
23503 | 2022 | UT | Pioneer | 3656 | 2 |  | OP | HY | WAT | 2.5 | 0.174 | 3819 | 13748.29 | 1733 | 6238.7501 | Distributed from 923 Generation And Fuel | 1910
23504 | 2022 | UT | Provo Power Plant | 61508 | 1 |  | OP | IC | NG | 2.4 | 0.075 | 1566.6 | 5639.7149 | 648.2 | 2333.5013 | Distributed from 923 Generation And Fuel | 2018
23505 | 2022 | UT | Provo Power Plant | 61508 | 2 |  | OP | IC | NG | 2.4 | 0.075 | 1566.6 | 5639.7149 | 648.2 | 2333.5013 | Distributed from 923 Generation And Fuel | 2018
23506 | 2022 | UT | Provo Power Plant | 61508 | 3 |  | OP | IC | NG | 2.4 | 0.075 | 1566.6 | 5639.7149 | 648.2 | 2333.5013 | Distributed from 923 Generation And Fuel | 2018
23507 | 2022 | UT | Provo Power Plant | 61508 | 4 |  | OP | IC | NG | 2.4 | 0.075 | 1566.6 | 5639.7149 | 648.2 | 2333.5013 | Distributed from 923 Generation And Fuel | 2018
23508 | 2022 | UT | Provo Power Plant | 61508 | 5 |  | OP | IC | NG | 2.4 | 0.075 | 1566.6 | 5639.7149 | 648.2 | 2333.5013 | Distributed from 923 Generation And Fuel | 2018
23509 | 2022 | UT | Quail Creek Hydro Plant #1 | 52039 | 1 |  | OP | HY | WAT | 2.3 | 0.397 | 7998 | 28792.5697 | 193 | 694.7944 | Distributed from 923 Generation And Fuel | 1985
23510 | 2022 | UT | Quichapa 1 | 61119 | W5519 |  | OP | PV | SUN | 3 | 0.298 | 7821 | 28155.3748 | 4047 | 14569.0834 | Distributed from 923 Generation And Fuel | 2016
23511 | 2022 | UT | Quichapa 2 | 61120 | W5520 |  | OP | PV | SUN | 3 | 0.298 | 7834 | 28202.1744 | 4054 | 14594.2832 | Distributed from 923 Generation And Fuel | 2016
23512 | 2022 | UT | Quichapa 3 | 61121 | W5521 |  | OP | PV | SUN | 3 | 0.279 | 7340 | 26423.7886 | 3798 | 13672.6906 | Distributed from 923 Generation And Fuel | 2016
23513 | 2022 | UT | Sage Solar I-III | 62399 | 77778 |  | OP | PV | SUN | 57.6 | 0.248 | 125363 | 451303.1896 | 69534 | 250320.3974 | Distributed from 923 Generation And Fuel | 2019
23514 | 2022 | UT | Salt Lake Energy Systems | 56554 | Unit1 |  | OP | IC | LFG | 0.8 | 0.875 | 6131.5 | 22073.2234 | 2555.75 | 9200.6264 | Distributed from 923 Generation And Fuel | 2006
23515 | 2022 | UT | Salt Lake Energy Systems | 56554 | Unit2 |  | OP | IC | LFG | 0.8 | 0.875 | 6131.5 | 22073.2234 | 2555.75 | 9200.6264 | Distributed from 923 Generation And Fuel | 2006
23516 | 2022 | UT | Salt Lake Energy Systems | 56554 | Unit3 |  | OP | IC | LFG | 1.6 | 0.875 | 12263 | 44146.4468 | 5111.5 | 18401.2528 | Distributed from 923 Generation And Fuel | 2006
23517 | 2022 | UT | Salt Palace Solar Gen Plant | 58006 | 1 |  | OP | PV | SUN | 0.8 | 0.188 | 1315.077 | 4734.2393 | 680.615 | 2450.1944 | Distributed from 923 Generation And Fuel | 2012
23518 | 2022 | UT | Salt Palace Solar Gen Plant | 58006 | 2 |  | OP | PV | SUN | 0.5 | 0.188 | 821.923 | 2958.8991 | 425.385 | 1531.3737 | Distributed from 923 Generation And Fuel | 2012
23519 | 2022 | UT | Sigurd Solar LLC | 62666 | SGSOL |  | OP | PV | SUN | 80 | 0.291 | 203870 | 733926.1286 | 107764 | 387947.2964 | Distributed from 923 Generation And Fuel | 2021
23520 | 2022 | UT | Snake Creek | 3658 | 1 |  | OP | HY | WAT | 0.6 | 0.307 | 1611.5 | 5801.3536 | 731.5 | 2633.3789 | Distributed from 923 Generation And Fuel | 1910
23521 | 2022 | UT | Snake Creek | 3658 | 2 |  | OP | HY | WAT | 0.6 | 0.307 | 1611.5 | 5801.3536 | 731.5 | 2633.3789 | Distributed from 923 Generation And Fuel | 1910
23522 | 2022 | UT | Snowbird Power Plant | 10215 | 1138 |  | OP | IC | NG | 1.5 | 0.263 | 3458.077 | 12448.9776 | 0 | 0 | Distributed from 923 Generation And Fuel | 2022
23523 | 2022 | UT | Snowbird Power Plant | 10215 | 1258 |  | OP | IC | NG | 2.5 | 0.263 | 5763.462 | 20748.2972 | 0 | 0 | Distributed from 923 Generation And Fuel | 2022
23524 | 2022 | UT | Snowbird Power Plant | 10215 | 1260 |  | OP | IC | NG | 2.5 | 0.263 | 5763.462 | 20748.2972 | 0 | 0 | Distributed from 923 Generation And Fuel | 2022
23525 | 2022 | UT | Solomon Generating Facility | 65380 | 3 |  | OP | IC | NG | 14.9 | 0.083 | 10852 | 39066.8875 | 5387 | 19393.0449 | Distributed from 923 Generation And Fuel | 2022
23526 | 2022 | UT | South Milford Solar Plant | 59620 | SMS1 |  | OP | PV | SUN | 2.9 | 0.24 | 6098 | 21952.6244 | 3156 | 11361.5091 | Distributed from 923 Generation And Fuel | 2015
23527 | 2022 | UT | Spanish Fork | 3691 | 1 |  | OP | HY | WAT | 1.7 | 0.147 | 2186.861 | 7872.6366 | 992.139 | 3571.6718 | Distributed from 923 Generation And Fuel | 1983
23528 | 2022 | UT | Spanish Fork | 3691 | 2 |  | OP | HY | WAT | 1.7 | 0.147 | 2186.861 | 7872.6366 | 992.139 | 3571.6718 | Distributed from 923 Generation And Fuel | 1983
23529 | 2022 | UT | Spanish Fork | 3691 | 3 |  | OP | HY | WAT | 0.2 | 0.147 | 257.278 | 926.1934 | 116.722 | 420.1958 | Distributed from 923 Generation And Fuel | 1937
23530 | 2022 | UT | Spanish Fork Community Solar | 66413 | 10112 |  | OP | PV | SUN | 4 | 0.224 | 7834 | 28202.1744 | 4054 | 14594.2832 | Distributed from 923 Generation And Fuel | 2021
23531 | 2022 | UT | Spanish Fork Wind Park 2 LLC | 56751 | 1 |  | OP | WT | WND | 18.9 | 0.254 | 42121 | 151634.3869 | 17825 | 64169.4866 | Distributed from 923 Generation And Fuel | 2008
23532 | 2022 | UT | St George Red Rock | 7080 | 1 |  | SB | IC | DFO | 7 | 0.004 | 228.5 | 822.5934 | 94.5 | 340.1973 | Distributed from 923 Generation And Fuel | 1987
23533 | 2022 | UT | St George Red Rock | 7080 | 2 |  | SB | IC | DFO | 7 | 0.004 | 228.5 | 822.5934 | 94.5 | 340.1973 | Distributed from 923 Generation And Fuel | 1987
23534 | 2022 | UT | Stairs | 3659 | 3 |  | OP | HY | WAT | 1 | 0.391 | 3424 | 12326.3014 | 1554 | 5594.3552 | Distributed from 923 Generation And Fuel | 1912
23535 | 2022 | UT | Sunnyside Cogen Associates | 50951 | GEN1 | 1 | OP | ST | WC | 58.1 | 0.795 | 404807 | 1457293.5417 | 188866 | 679912.1607 | EIA-923 Generator File | 1993
23536 | 2022 | UT | Tesoro SLC Cogeneration Plant | 56509 | 1 |  | OP | GT | NG | 15.2 | 0.761 | 101317 | 364738.2821 | 40609.5 | 146193.0305 | Distributed from 923 Generation And Fuel | 2004
23537 | 2022 | UT | Tesoro SLC Cogeneration Plant | 56509 | 2 |  | OP | GT | NG | 15.2 | 0.761 | 101317 | 364738.2821 | 40609.5 | 146193.0305 | Distributed from 923 Generation And Fuel | 2004
23538 | 2022 | UT | Thermo No 1 | 57353 | 2 |  | OP | BT | GEO | 14 | 0.445 | 54570 | 196450.4284 | 21190 | 76283.3897 | Distributed from 923 Generation And Fuel | 2013
23539 | 2022 | UT | Three Peaks Power | 60432 | TPP |  | OP | PV | SUN | 80 | 0.308 | 215674 | 776420.1886 | 108450 | 390416.8767 | Distributed from 923 Generation And Fuel | 2016
23540 | 2022 | UT | Tooele Army Depot(CSG) | 59817 | BATT1 |  | OS | BA | MWH | 1 |  | GENYRONL: 2020
23541 | 2022 | UT | Tooele Army Depot(CSG) | 59817 | GEN01 |  | OP | WT | WND | 1.5 | 0.061 | 796.875 | 2868.7271 | 277.031 | 997.3036 | Distributed from 923 Generation And Fuel | 2010
23542 | 2022 | UT | Tooele Army Depot(CSG) | 59817 | GEN03 |  | OP | WT | WND | 1.7 | 0.061 | 903.125 | 3251.224 | 313.969 | 1130.2794 | Distributed from 923 Generation And Fuel | 2016
23543 | 2022 | UT | Tooele Army Depot(CSG) | 59817 | PV1 |  | OP | OT | SUN | 1.5 | 0 | 0 | 0 | 0 | 0 | Distributed from 923 Generation And Fuel | 2021
23544 | 2022 | UT | Tooele Army Depot(CSG) | 59817 | PV2 |  | OP | PV | SUN | 1.5 | 0.007 | 98 | 352.7972 | 51 | 183.5985 | Distributed from 923 Generation And Fuel
23545 | 2022 | UT | Trans-Jordan Generating Station | 56853 | 1 |  | OP | IC | LFG | 1.6 | 0.882 | 12360 | 44495.644 | 5152 | 18547.0516 | Distributed from 923 Generation And Fuel | 2009
23546 | 2022 | UT | Trans-Jordan Generating Station | 56853 | 2 |  | OP | IC | LFG | 1.6 | 0.882 | 12360 | 44495.644 | 5152 | 18547.0516 | Distributed from 923 Generation And Fuel | 2009
23547 | 2022 | UT | Trans-Jordan Generating Station | 56853 | 3 |  | OP | IC | LFG | 1.6 | 0.882 | 12360 | 44495.644 | 5152 | 18547.0516 | Distributed from 923 Generation And Fuel | 2009
23548 | 2022 | UT | Uintah | 3704 | 1 |  | OP | HY | WAT | 0.6 | 0.526 | 2765.5 | 9955.7204 | 1255 | 4517.9639 | Distributed from 923 Generation And Fuel | 1920
23549 | 2022 | UT | Uintah | 3704 | 2 |  | OP | HY | WAT | 0.6 | 0.526 | 2765.5 | 9955.7204 | 1255 | 4517.9639 | Distributed from 923 Generation And Fuel | 1940
23550 | 2022 | UT | Unit 4 | 7015 | 1 |  | OP | HY | WAT | 1.3 | 0.289 | 3289 | 11840.3053 | 1492 | 5371.157 | Distributed from 923 Generation And Fuel | 1993
23551 | 2022 | UT | Upper Beaver | 3643 | 1 |  | OP | HY | WAT | 1.3 | 0.364 | 4147.52 | 14930.9526 | 1881.88 | 6774.7138 | Distributed from 923 Generation And Fuel | 1907
23552 | 2022 | UT | Upper Beaver | 3643 | 2 |  | OP | HY | WAT | 1.2 | 0.364 | 3828.48 | 13782.4177 | 1737.12 | 6253.582 | Distributed from 923 Generation And Fuel | 1907
23553 | 2022 | UT | US Magnesium | 58191 | GT1 |  | OP | GT | NG | 16 | 0.105 | 14683 | 52858.3771 | 6118 | 22024.6238 | Distributed from 923 Generation And Fuel | 1972
23554 | 2022 | UT | US Magnesium | 58191 | GT2 |  | OA | GT | NG | 16 | 0.105 | 14683 | 52858.3771 | 6118 | 22024.6238 | Distributed from 923 Generation And Fuel | 1972
23555 | 2022 | UT | US Magnesium | 58191 | GT3 |  | OP | GT | NG | 16 | 0.105 | 14683 | 52858.3771 | 6118 | 22024.6238 | Distributed from 923 Generation And Fuel | 1972
23556 | 2022 | UT | Utah Red Hills Renewable Energy Park | 58660 | 1 |  | OP | PV | SUN | 80 | 0.291 | 204038 | 734530.9238 | 105588 | 380113.7591 | Distributed from 923 Generation And Fuel | 2015
23557 | 2022 | UT | Veyo Heat Recovery Project | 60421 | WHR1 |  | OP | ST | WH | 9.5 | 0.58 | 48284 | 173821.0094 | 19603 | 70570.2354 | Distributed from 923 Generation And Fuel | 2016
23558 | 2022 | UT | Wanship | 3698 | 1 |  | OP | HY | WAT | 1.9 | 0.383 | 6374 | 22946.2164 | 2892 | 10411.1167 | Distributed from 923 Generation And Fuel | 1958
23559 | 2022 | UT | Washington City Electric Generation | 59660 | 3 |  | OP | IC | NG | 2 | 0.07 | 1228 | 4420.7646 | 508 | 1828.7854 | Distributed from 923 Generation And Fuel | 2008
23560 | 2022 | UT | Washington City Electric Generation | 59660 | 4 |  | OP | IC | NG | 2 | 0.07 | 1228 | 4420.7646 | 508 | 1828.7854 | Distributed from 923 Generation And Fuel | 2008
23561 | 2022 | UT | Washington City Electric Generation | 59660 | 9 |  | OP | IC | NG | 2 | 0.07 | 1228 | 4420.7646 | 508 | 1828.7854 | Distributed from 923 Generation And Fuel | 2007
23562 | 2022 | UT | Weber | 3661 | 1 |  | OP | HY | WAT | 3.8 | 0.266 | 8847 | 31848.9452 | 4015 | 14453.8844 | Distributed from 923 Generation And Fuel | 1911
23563 | 2022 | UT | Weber State University - Davis Campus PV | 60821 | PV1 |  | OP | PV | SUN | 1.3 | 0.243 | 2767 | 9961.1203 | 1432 | 5155.1588 | Distributed from 923 Generation And Fuel | 2017
23564 | 2022 | UT | West Valley Generation Project | 55622 | U1 |  | OP | GT | NG | 43.4 | 0.264 | 100189.6 | 360679.6746 | 58323.6 | 209963.2803 | Distributed from 923 Generation And Fuel | 2002
23565 | 2022 | UT | West Valley Generation Project | 55622 | U2 |  | OP | GT | NG | 43.4 | 0.264 | 100189.6 | 360679.6746 | 58323.6 | 209963.2803 | Distributed from 923 Generation And Fuel | 2002
23566 | 2022 | UT | West Valley Generation Project | 55622 | U3 |  | OP | GT | NG | 43.4 | 0.264 | 100189.6 | 360679.6746 | 58323.6 | 209963.2803 | Distributed from 923 Generation And Fuel | 2001
23567 | 2022 | UT | West Valley Generation Project | 55622 | U4 |  | OP | GT | NG | 43.4 | 0.264 | 100189.6 | 360679.6746 | 58323.6 | 209963.2803 | Distributed from 923 Generation And Fuel | 2001
23568 | 2022 | UT | West Valley Generation Project | 55622 | U5 |  | OP | GT | NG | 43.4 | 0.264 | 100189.6 | 360679.6746 | 58323.6 | 209963.2803 | Distributed from 923 Generation And Fuel | 2002
23569 | 2022 | UT | Whitehead | 7028 | K1 |  | OP | IC | NG | 7 | 0.053 | 3245.516 | 11683.7641 | 1343.097 | 4835.1105 | Distributed from 923 Generation And Fuel | 1986
23570 | 2022 | UT | Whitehead | 7028 | K2 |  | OP | IC | NG | 7 | 0.053 | 3245.516 | 11683.7641 | 1343.097 | 4835.1105 | Distributed from 923 Generation And Fuel | 1986
23571 | 2022 | UT | Whitehead | 7028 | K3 |  | OP | IC | NG | 7 | 0.053 | 3245.516 | 11683.7641 | 1343.097 | 4835.1105 | Distributed from 923 Generation And Fuel | 2000
23572 | 2022 | UT | Whitehead | 7028 | K4 |  | OP | IC | NG | 5 | 0.053 | 2318.226 | 8345.5468 | 959.355 | 3453.6504 | Distributed from 923 Generation And Fuel | 2002
23573 | 2022 | UT | Whitehead | 7028 | K6CAT |  | OP | IC | NG | 2.5 | 0.053 | 1159.113 | 4172.7734 | 479.677 | 1726.8234 | Distributed from 923 Generation And Fuel | 2016
23574 | 2022 | UT | Whitehead | 7028 | K7CAT |  | OP | IC | NG | 2.5 | 0.053 | 1159.113 | 4172.7734 | 479.677 | 1726.8234 | Distributed from 923 Generation And Fuel | 2016
23575 | 2022 | VA | Altavista Power Station | 10773 | 1 | 2 | OP | ST | WDS | 71.1 | 0.536 | 334103 | 1202761.1779 | 149760 | 539131.6869 | EIA-923 Generator File | 1992 | 2028
23576 | 2022 | VA | Altavista Solar | 64019 | ATLA |  | OP | PV | SUN | 80 | 0.239 | 167722 | 603794.3696 | 83675 | 301227.5902 | Distributed from 923 Generation And Fuel | 2021
23577 | 2022 | VA | Amelia | 56681 | 1 |  | OP | IC | LFG | 0.3 | 0.147 | 387.146 | 1393.7145 | 160.958 | 579.4442 | Distributed from 923 Generation And Fuel | 2001
23578 | 2022 | VA | Amelia | 56681 | 10 |  | OP | IC | LFG | 0.3 | 0.147 | 387.146 | 1393.7145 | 160.958 | 579.4442 | Distributed from 923 Generation And Fuel | 2001
23579 | 2022 | VA | Amelia | 56681 | 11 |  | OP | IC | LFG | 0.3 | 0.147 | 387.146 | 1393.7145 | 160.958 | 579.4442 | Distributed from 923 Generation And Fuel | 2001
23580 | 2022 | VA | Amelia | 56681 | 12 |  | OP | IC | LFG | 0.3 | 0.147 | 387.146 | 1393.7145 | 160.958 | 579.4442 | Distributed from 923 Generation And Fuel | 2001
23581 | 2022 | VA | Amelia | 56681 | 13 |  | OP | IC | LFG | 0.3 | 0.147 | 387.146 | 1393.7145 | 160.958 | 579.4442 | Distributed from 923 Generation And Fuel | 2001
23582 | 2022 | VA | Amelia | 56681 | 14 |  | OP | IC | LFG | 0.3 | 0.147 | 387.146 | 1393.7145 | 160.958 | 579.4442 | Distributed from 923 Generation And Fuel | 2001
23583 | 2022 | VA | Amelia | 56681 | 15 |  | OP | IC | LFG | 0.3 | 0.147 | 387.146 | 1393.7145 | 160.958 | 579.4442 | Distributed from 923 Generation And Fuel | 2001
23584 | 2022 | VA | Amelia | 56681 | 16 |  | OP | IC | LFG | 0.3 | 0.147 | 387.146 | 1393.7145 | 160.958 | 579.4442 | Distributed from 923 Generation And Fuel | 2001
23585 | 2022 | VA | Amelia | 56681 | 17 |  | OP | IC | LFG | 0.3 | 0.147 | 387.146 | 1393.7145 | 160.958 | 579.4442 | Distributed from 923 Generation And Fuel | 2001
23586 | 2022 | VA | Amelia | 56681 | 18 |  | OP | IC | LFG | 0.3 | 0.147 | 387.146 | 1393.7145 | 160.958 | 579.4442 | Distributed from 923 Generation And Fuel | 2001
23587 | 2022 | VA | Amelia | 56681 | 19 |  | OP | IC | LFG | 0.3 | 0.147 | 387.146 | 1393.7145 | 160.958 | 579.4442 | Distributed from 923 Generation And Fuel | 2001
23588 | 2022 | VA | Amelia | 56681 | 2 |  | OP | IC | LFG | 0.3 | 0.147 | 387.146 | 1393.7145 | 160.958 | 579.4442 | Distributed from 923 Generation And Fuel | 2001
23589 | 2022 | VA | Amelia | 56681 | 20 |  | OP | IC | LFG | 0.3 | 0.147 | 387.146 | 1393.7145 | 160.958 | 579.4442 | Distributed from 923 Generation And Fuel | 2001
23590 | 2022 | VA | Amelia | 56681 | 21 |  | OP | IC | LFG | 0.3 | 0.147 | 387.146 | 1393.7145 | 160.958 | 579.4442 | Distributed from 923 Generation And Fuel | 2001
23591 | 2022 | VA | Amelia | 56681 | 22 |  | OP | IC | LFG | 0.3 | 0.147 | 387.146 | 1393.7145 | 160.958 | 579.4442 | Distributed from 923 Generation And Fuel | 2001
23592 | 2022 | VA | Amelia | 56681 | 23 |  | OP | IC | LFG | 0.3 | 0.147 | 387.146 | 1393.7145 | 160.958 | 579.4442 | Distributed from 923 Generation And Fuel | 2001
23593 | 2022 | VA | Amelia | 56681 | 24 |  | OP | IC | LFG | 0.3 | 0.147 | 387.146 | 1393.7145 | 160.958 | 579.4442 | Distributed from 923 Generation And Fuel | 2001
23594 | 2022 | VA | Amelia | 56681 | 25 |  | OP | IC | LFG | 0.3 | 0.147 | 387.146 | 1393.7145 | 160.958 | 579.4442 | Distributed from 923 Generation And Fuel | 2001
23595 | 2022 | VA | Amelia | 56681 | 26 |  | OP | IC | LFG | 0.3 | 0.147 | 387.146 | 1393.7145 | 160.958 | 579.4442 | Distributed from 923 Generation And Fuel | 2001
23596 | 2022 | VA | Amelia | 56681 | 27 |  | OP | IC | LFG | 0.3 | 0.147 | 387.146 | 1393.7145 | 160.958 | 579.4442 | Distributed from 923 Generation And Fuel | 2001
23597 | 2022 | VA | Amelia | 56681 | 28 |  | OP | IC | LFG | 0.3 | 0.147 | 387.146 | 1393.7145 | 160.958 | 579.4442 | Distributed from 923 Generation And Fuel | 2001
23598 | 2022 | VA | Amelia | 56681 | 29 |  | OP | IC | LFG | 0.3 | 0.147 | 387.146 | 1393.7145 | 160.958 | 579.4442 | Distributed from 923 Generation And Fuel | 2001
23599 | 2022 | VA | Amelia | 56681 | 3 |  | OP | IC | LFG | 0.3 | 0.147 | 387.146 | 1393.7145 | 160.958 | 579.4442 | Distributed from 923 Generation And Fuel | 2001
23600 | 2022 | VA | Amelia | 56681 | 30 |  | OP | IC | LFG | 0.3 | 0.147 | 387.146 | 1393.7145 | 160.958 | 579.4442 | Distributed from 923 Generation And Fuel | 2001
23601 | 2022 | VA | Amelia | 56681 | 31 |  | OP | IC | LFG | 0.3 | 0.147 | 387.146 | 1393.7145 | 160.958 | 579.4442 | Distributed from 923 Generation And Fuel | 2001
23602 | 2022 | VA | Amelia | 56681 | 32 |  | OP | IC | LFG | 0.3 | 0.147 | 387.146 | 1393.7145 | 160.958 | 579.4442 | Distributed from 923 Generation And Fuel | 2001
23603 | 2022 | VA | Amelia | 56681 | 33 |  | OP | IC | LFG | 0.3 | 0.147 | 387.146 | 1393.7145 | 160.958 | 579.4442 | Distributed from 923 Generation And Fuel | 2001
23604 | 2022 | VA | Amelia | 56681 | 34 |  | OP | IC | LFG | 0.3 | 0.147 | 387.146 | 1393.7145 | 160.958 | 579.4442 | Distributed from 923 Generation And Fuel | 2001
23605 | 2022 | VA | Amelia | 56681 | 35 |  | OP | IC | LFG | 0.3 | 0.147 | 387.146 | 1393.7145 | 160.958 | 579.4442 | Distributed from 923 Generation And Fuel | 2001
23606 | 2022 | VA | Amelia | 56681 | 36 |  | OP | IC | LFG | 0.3 | 0.147 | 387.146 | 1393.7145 | 160.958 | 579.4442 | Distributed from 923 Generation And Fuel | 2001
23607 | 2022 | VA | Amelia | 56681 | 37 |  | OP | IC | LFG | 0.3 | 0.147 | 387.146 | 1393.7145 | 160.958 | 579.4442 | Distributed from 923 Generation And Fuel | 2001
23608 | 2022 | VA | Amelia | 56681 | 38 |  | OP | IC | LFG | 0.3 | 0.147 | 387.146 | 1393.7145 | 160.958 | 579.4442 | Distributed from 923 Generation And Fuel | 2001
23609 | 2022 | VA | Amelia | 56681 | 39 |  | OP | IC | LFG | 0.3 | 0.147 | 387.146 | 1393.7145 | 160.958 | 579.4442 | Distributed from 923 Generation And Fuel | 2001
23610 | 2022 | VA | Amelia | 56681 | 4 |  | OP | IC | LFG | 0.3 | 0.147 | 387.146 | 1393.7145 | 160.958 | 579.4442 | Distributed from 923 Generation And Fuel | 2001
23611 | 2022 | VA | Amelia | 56681 | 40 |  | OP | IC | LFG | 0.3 | 0.147 | 387.146 | 1393.7145 | 160.958 | 579.4442 | Distributed from 923 Generation And Fuel | 2001
23612 | 2022 | VA | Amelia | 56681 | 41 |  | OP | IC | LFG | 0.3 | 0.147 | 387.146 | 1393.7145 | 160.958 | 579.4442 | Distributed from 923 Generation And Fuel | 2001
23613 | 2022 | VA | Amelia | 56681 | 42 |  | OP | IC | LFG | 0.3 | 0.147 | 387.146 | 1393.7145 | 160.958 | 579.4442 | Distributed from 923 Generation And Fuel | 2001
23614 | 2022 | VA | Amelia | 56681 | 43 |  | OP | IC | LFG | 0.3 | 0.147 | 387.146 | 1393.7145 | 160.958 | 579.4442 | Distributed from 923 Generation And Fuel | 2001
23615 | 2022 | VA | Amelia | 56681 | 44 |  | OP | IC | LFG | 0.3 | 0.147 | 387.146 | 1393.7145 | 160.958 | 579.4442 | Distributed from 923 Generation And Fuel | 2001
23616 | 2022 | VA | Amelia | 56681 | 45 |  | OP | IC | LFG | 0.3 | 0.147 | 387.146 | 1393.7145 | 160.958 | 579.4442 | Distributed from 923 Generation And Fuel | 2001
23617 | 2022 | VA | Amelia | 56681 | 46 |  | OP | IC | LFG | 0.3 | 0.147 | 387.146 | 1393.7145 | 160.958 | 579.4442 | Distributed from 923 Generation And Fuel | 2001
23618 | 2022 | VA | Amelia | 56681 | 47 |  | OP | IC | LFG | 0.3 | 0.147 | 387.146 | 1393.7145 | 160.958 | 579.4442 | Distributed from 923 Generation And Fuel | 2001
23619 | 2022 | VA | Amelia | 56681 | 48 |  | OP | IC | LFG | 0.3 | 0.147 | 387.146 | 1393.7145 | 160.958 | 579.4442 | Distributed from 923 Generation And Fuel | 2001
23620 | 2022 | VA | Amelia | 56681 | 5 |  | OP | IC | LFG | 0.3 | 0.147 | 387.146 | 1393.7145 | 160.958 | 579.4442 | Distributed from 923 Generation And Fuel | 2001
23621 | 2022 | VA | Amelia | 56681 | 6 |  | OP | IC | LFG | 0.3 | 0.147 | 387.146 | 1393.7145 | 160.958 | 579.4442 | Distributed from 923 Generation And Fuel | 2001
23622 | 2022 | VA | Amelia | 56681 | 7 |  | OP | IC | LFG | 0.3 | 0.147 | 387.146 | 1393.7145 | 160.958 | 579.4442 | Distributed from 923 Generation And Fuel | 2001
23623 | 2022 | VA | Amelia | 56681 | 8 |  | OP | IC | LFG | 0.3 | 0.147 | 387.146 | 1393.7145 | 160.958 | 579.4442 | Distributed from 923 Generation And Fuel | 2001
23624 | 2022 | VA | Amelia | 56681 | 9 |  | OP | IC | LFG | 0.3 | 0.147 | 387.146 | 1393.7145 | 160.958 | 579.4442 | Distributed from 923 Generation And Fuel | 2001
23625 | 2022 | VA | Ameresco Stafford | 56894 | 1 |  | OP | IC | LFG | 1.1 | 0.187 | 1805.5 | 6499.748 | 755.5 | 2719.7782 | Distributed from 923 Generation And Fuel | 2009
23626 | 2022 | VA | Ameresco Stafford | 56894 | 2 |  | OP | IC | LFG | 1.1 | 0.187 | 1805.5 | 6499.748 | 755.5 | 2719.7782 | Distributed from 923 Generation And Fuel | 2009
23627 | 2022 | VA | Bath County | 6167 | 1 |  | OP | PS | WAT | 477 | -0.045 | -186959.333 | -673048.2144 | -109027.167 | -392494.6612 | Distributed from 923 Generation And Fuel | 1985
23628 | 2022 | VA | Bath County | 6167 | 2 |  | OP | PS | WAT | 477 | -0.045 | -186959.333 | -673048.2144 | -109027.167 | -392494.6612 | Distributed from 923 Generation And Fuel | 1985
23629 | 2022 | VA | Bath County | 6167 | 3 |  | OP | PS | WAT | 477 | -0.045 | -186959.333 | -673048.2144 | -109027.167 | -392494.6612 | Distributed from 923 Generation And Fuel | 1985
23630 | 2022 | VA | Bath County | 6167 | 4 |  | OP | PS | WAT | 477 | -0.045 | -186959.333 | -673048.2144 | -109027.167 | -392494.6612 | Distributed from 923 Generation And Fuel | 1985
23631 | 2022 | VA | Bath County | 6167 | 5 |  | OP | PS | WAT | 477 | -0.045 | -186959.333 | -673048.2144 | -109027.167 | -392494.6612 | Distributed from 923 Generation And Fuel | 1985
23632 | 2022 | VA | Bath County | 6167 | 6 |  | OP | PS | WAT | 477 | -0.045 | -186959.333 | -673048.2144 | -109027.167 | -392494.6612 | Distributed from 923 Generation And Fuel | 1985
23633 | 2022 | VA | Bayview | 3782 | BAYV |  | SB | IC | DFO | 2 | 0.017 | 296.833 | 1068.5903 | 100.833 | 362.9959 | Distributed from 923 Generation And Fuel | 1963
23634 | 2022 | VA | Bayview | 3782 | BYV2 |  | SB | IC | DFO | 2 | 0.017 | 296.833 | 1068.5903 | 100.833 | 362.9959 | Distributed from 923 Generation And Fuel | 1963
23635 | 2022 | VA | Bayview | 3782 | BYV3 |  | SB | IC | DFO | 2 | 0.017 | 296.833 | 1068.5903 | 100.833 | 362.9959 | Distributed from 923 Generation And Fuel | 1963
23636 | 2022 | VA | Bayview | 3782 | BYV4 |  | SB | IC | DFO | 2 | 0.017 | 296.833 | 1068.5903 | 100.833 | 362.9959 | Distributed from 923 Generation And Fuel | 1963
23637 | 2022 | VA | Bayview | 3782 | BYV5 |  | SB | IC | DFO | 2 | 0.017 | 296.833 | 1068.5903 | 100.833 | 362.9959 | Distributed from 923 Generation And Fuel | 1963
23638 | 2022 | VA | Bayview | 3782 | BYV6 |  | SB | IC | DFO | 2 | 0.017 | 296.833 | 1068.5903 | 100.833 | 362.9959 | Distributed from 923 Generation And Fuel | 1963
23639 | 2022 | VA | Bear Garden | 56807 | 1A |  | OP | CT | NG | 145 | 1.896 | 2407706 | 8667672.2586 | 1251672 | 4505983.1521 | EIA-923 Generator File | 2011
23640 | 2022 | VA | Bear Garden | 56807 | 1B |  | OP | CT | NG | 152 | 0 | 0 | 0 | 0 | 0 | EIA-923 Generator File | 2011
23641 | 2022 | VA | Bear Garden | 56807 | 1C | 2 | OP | CA | NG | 262 | 0 | 0 | 0 | 0 | 0 | EIA-923 Generator File | 2011
23642 | 2022 | VA | Bedford Solar | 61126 | 12346 |  | OP | PV | SUN | 3 | 0.198 | 5210 | 18755.85 | 2773 | 9982.7201 | Distributed from 923 Generation And Fuel | 2017
23643 | 2022 | VA | Bedford Solar | 65323 | BEDF |  | OP | PV | SUN | 70 | 0.189 | 115644 | 416315.0695 | 70376 | 253351.5732 | Distributed from 923 Generation And Fuel | 2021
23644 | 2022 | VA | Belle Haven Diesel Generation Facility | 60234 | BDG10 |  | SB | IC | DFO | 2 | 0.007 | 116 | 417.5967 | 39.5 | 142.1989 | Distributed from 923 Generation And Fuel | 2002
23645 | 2022 | VA | Belle Haven Diesel Generation Facility | 60234 | BDG9 |  | SB | IC | DFO | 2 | 0.007 | 116 | 417.5967 | 39.5 | 142.1989 | Distributed from 923 Generation And Fuel | 2002
23646 | 2022 | VA | Bluestone Solar | 62950 | BLUE1 |  | OP | PV | SUN | 49.9 | 0.196 | 85490 | 307761.5379 | 44497 | 160187.9185 | Distributed from 923 Generation And Fuel | 2021
23647 | 2022 | VA | Boydton Plank Road Cogen Plant Hybrid | 54766 | GEN1 |  | OP | IC | DFO | 0.3 | 0.001 | 1.941 | 6.9875 | 0.647 | 2.3292 | Distributed from 923 Generation And Fuel | 1993
23648 | 2022 | VA | Boydton Plank Road Cogen Plant Hybrid | 54766 | GEN10 |  | OP | IC | DFO | 0.3 | 0.001 | 1.941 | 6.9875 | 0.647 | 2.3292 | Distributed from 923 Generation And Fuel | 1993
23649 | 2022 | VA | Boydton Plank Road Cogen Plant Hybrid | 54766 | GEN11 |  | OP | IC | DFO | 0.3 | 0.001 | 1.941 | 6.9875 | 0.647 | 2.3292 | Distributed from 923 Generation And Fuel | 2000
23650 | 2022 | VA | Boydton Plank Road Cogen Plant Hybrid | 54766 | GEN12 |  | OP | IC | DFO | 0.3 | 0.001 | 1.941 | 6.9875 | 0.647 | 2.3292 | Distributed from 923 Generation And Fuel | 2000
23651 | 2022 | VA | Boydton Plank Road Cogen Plant Hybrid | 54766 | GEN13 |  | OP | IC | DFO | 0.3 | 0.001 | 1.941 | 6.9875 | 0.647 | 2.3292 | Distributed from 923 Generation And Fuel | 2000
23652 | 2022 | VA | Boydton Plank Road Cogen Plant Hybrid | 54766 | GEN14 |  | OP | IC | DFO | 0.3 | 0.001 | 1.941 | 6.9875 | 0.647 | 2.3292 | Distributed from 923 Generation And Fuel | 2000
23653 | 2022 | VA | Boydton Plank Road Cogen Plant Hybrid | 54766 | GEN15 |  | OP | IC | DFO | 0.3 | 0.001 | 1.941 | 6.9875 | 0.647 | 2.3292 | Distributed from 923 Generation And Fuel | 2000
23654 | 2022 | VA | Boydton Plank Road Cogen Plant Hybrid | 54766 | GEN16 |  | OP | IC | DFO | 0.3 | 0.001 | 1.941 | 6.9875 | 0.647 | 2.3292 | Distributed from 923 Generation And Fuel | 2000
23655 | 2022 | VA | Boydton Plank Road Cogen Plant Hybrid | 54766 | GEN17 |  | OP | IC | DFO | 0.3 | 0.001 | 1.941 | 6.9875 | 0.647 | 2.3292 | Distributed from 923 Generation And Fuel | 2000
23656 | 2022 | VA | Boydton Plank Road Cogen Plant Hybrid | 54766 | GEN18 |  | OP | IC | DFO | 0.3 | 0.001 | 1.941 | 6.9875 | 0.647 | 2.3292 | Distributed from 923 Generation And Fuel | 2000
23657 | 2022 | VA | Boydton Plank Road Cogen Plant Hybrid | 54766 | GEN19 |  | OP | IC | DFO | 0.3 | 0.001 | 1.941 | 6.9875 | 0.647 | 2.3292 | Distributed from 923 Generation And Fuel | 2000
23658 | 2022 | VA | Boydton Plank Road Cogen Plant Hybrid | 54766 | GEN2 |  | OP | IC | DFO | 0.3 | 0.001 | 1.941 | 6.9875 | 0.647 | 2.3292 | Distributed from 923 Generation And Fuel | 1993
23659 | 2022 | VA | Boydton Plank Road Cogen Plant Hybrid | 54766 | GEN20 |  | OP | IC | DFO | 0.3 | 0.001 | 1.941 | 6.9875 | 0.647 | 2.3292 | Distributed from 923 Generation And Fuel | 2000
23660 | 2022 | VA | Boydton Plank Road Cogen Plant Hybrid | 54766 | GEN21 |  | OP | IC | DFO | 0.3 | 0.001 | 1.941 | 6.9875 | 0.647 | 2.3292 | Distributed from 923 Generation And Fuel | 2000
23661 | 2022 | VA | Boydton Plank Road Cogen Plant Hybrid | 54766 | GEN22 |  | OP | IC | DFO | 0.3 | 0.001 | 1.941 | 6.9875 | 0.647 | 2.3292 | Distributed from 923 Generation And Fuel | 2000
23662 | 2022 | VA | Boydton Plank Road Cogen Plant Hybrid | 54766 | GEN23 |  | OP | IC | DFO | 0.3 | 0.001 | 1.941 | 6.9875 | 0.647 | 2.3292 | Distributed from 923 Generation And Fuel | 2000
23663 | 2022 | VA | Boydton Plank Road Cogen Plant Hybrid | 54766 | GEN24 |  | OP | IC | DFO | 0.3 | 0.001 | 1.941 | 6.9875 | 0.647 | 2.3292 | Distributed from 923 Generation And Fuel | 2000
23664 | 2022 | VA | Boydton Plank Road Cogen Plant Hybrid | 54766 | GEN25 |  | OP | IC | DFO | 0.3 | 0.001 | 1.941 | 6.9875 | 0.647 | 2.3292 | Distributed from 923 Generation And Fuel | 2000
23665 | 2022 | VA | Boydton Plank Road Cogen Plant Hybrid | 54766 | GEN26 |  | OP | IC | DFO | 0.3 | 0.001 | 1.941 | 6.9875 | 0.647 | 2.3292 | Distributed from 923 Generation And Fuel | 2000
23666 | 2022 | VA | Boydton Plank Road Cogen Plant Hybrid | 54766 | GEN27 |  | OP | IC | DFO | 0.3 | 0.001 | 1.941 | 6.9875 | 0.647 | 2.3292 | Distributed from 923 Generation And Fuel | 2000
23667 | 2022 | VA | Boydton Plank Road Cogen Plant Hybrid | 54766 | GEN28 |  | OP | IC | DFO | 0.3 | 0.001 | 1.941 | 6.9875 | 0.647 | 2.3292 | Distributed from 923 Generation And Fuel | 2000
23668 | 2022 | VA | Boydton Plank Road Cogen Plant Hybrid | 54766 | GEN29 |  | OP | IC | DFO | 0.3 | 0.001 | 1.941 | 6.9875 | 0.647 | 2.3292 | Distributed from 923 Generation And Fuel | 2000
23669 | 2022 | VA | Boydton Plank Road Cogen Plant Hybrid | 54766 | GEN3 |  | OP | IC | DFO | 0.3 | 0.001 | 1.941 | 6.9875 | 0.647 | 2.3292 | Distributed from 923 Generation And Fuel | 1993
23670 | 2022 | VA | Boydton Plank Road Cogen Plant Hybrid | 54766 | GEN30 |  | OP | IC | DFO | 0.3 | 0.001 | 1.941 | 6.9875 | 0.647 | 2.3292 | Distributed from 923 Generation And Fuel | 2000
23671 | 2022 | VA | Boydton Plank Road Cogen Plant Hybrid | 54766 | GEN31 |  | OP | IC | DFO | 0.3 | 0.001 | 1.941 | 6.9875 | 0.647 | 2.3292 | Distributed from 923 Generation And Fuel | 2000
23672 | 2022 | VA | Boydton Plank Road Cogen Plant Hybrid | 54766 | GEN32 |  | OP | IC | DFO | 0.3 | 0.001 | 1.941 | 6.9875 | 0.647 | 2.3292 | Distributed from 923 Generation And Fuel | 2000
23673 | 2022 | VA | Boydton Plank Road Cogen Plant Hybrid | 54766 | GEN33 |  | OP | IC | DFO | 0.3 | 0.001 | 1.941 | 6.9875 | 0.647 | 2.3292 | Distributed from 923 Generation And Fuel | 2000
23674 | 2022 | VA | Boydton Plank Road Cogen Plant Hybrid | 54766 | GEN34 |  | OP | IC | DFO | 0.3 | 0.001 | 1.941 | 6.9875 | 0.647 | 2.3292 | Distributed from 923 Generation And Fuel | 2000
23675 | 2022 | VA | Boydton Plank Road Cogen Plant Hybrid | 54766 | GEN4 |  | OP | IC | DFO | 0.3 | 0.001 | 1.941 | 6.9875 | 0.647 | 2.3292 | Distributed from 923 Generation And Fuel | 1993
23676 | 2022 | VA | Boydton Plank Road Cogen Plant Hybrid | 54766 | GEN5 |  | OP | IC | DFO | 0.3 | 0.001 | 1.941 | 6.9875 | 0.647 | 2.3292 | Distributed from 923 Generation And Fuel | 1993
23677 | 2022 | VA | Boydton Plank Road Cogen Plant Hybrid | 54766 | GEN6 |  | OP | IC | DFO | 0.3 | 0.001 | 1.941 | 6.9875 | 0.647 | 2.3292 | Distributed from 923 Generation And Fuel | 1993
23678 | 2022 | VA | Boydton Plank Road Cogen Plant Hybrid | 54766 | GEN7 |  | OP | IC | DFO | 0.3 | 0.001 | 1.941 | 6.9875 | 0.647 | 2.3292 | Distributed from 923 Generation And Fuel | 1993
23679 | 2022 | VA | Boydton Plank Road Cogen Plant Hybrid | 54766 | GEN8 |  | OP | IC | DFO | 0.3 | 0.001 | 1.941 | 6.9875 | 0.647 | 2.3292 | Distributed from 923 Generation And Fuel | 1993
23680 | 2022 | VA | Boydton Plank Road Cogen Plant Hybrid | 54766 | GEN9 |  | OP | IC | DFO | 0.3 | 0.001 | 1.941 | 6.9875 | 0.647 | 2.3292 | Distributed from 923 Generation And Fuel | 1993
23681 | 2022 | VA | Brasfield | 10155 | 1 |  | OP | HY | WAT | 2.9 | 0.282 | 7167 | 25800.9936 | 2322 | 8359.1331 | Distributed from 923 Generation And Fuel | 1993
23682 | 2022 | VA | Briel Solar Farm | 65022 | BMS |  | OP | PV | SUN | 20 | 0.232 | 40720 | 146590.8273 | 21674 | 78025.7758 | Distributed from 923 Generation And Fuel | 2021
23683 | 2022 | VA | Bristol Plant | 60222 | A1 |  | OP | IC | LFG | 0.3 | 0.182 | 478 | 1720.7862 | 197.667 | 711.5955 | Distributed from 923 Generation And Fuel | 2016
23684 | 2022 | VA | Bristol Plant | 60222 | A2 |  | OP | IC | LFG | 0.3 | 0.182 | 478 | 1720.7862 | 197.667 | 711.5955 | Distributed from 923 Generation And Fuel | 2016
23685 | 2022 | VA | Bristol Plant | 60222 | A3 |  | OP | IC | LFG | 0.3 | 0.182 | 478 | 1720.7862 | 197.667 | 711.5955 | Distributed from 923 Generation And Fuel | 2016
23686 | 2022 | VA | Bristol Plant | 60222 | A4 |  | OP | IC | LFG | 0.3 | 0.182 | 478 | 1720.7862 | 197.667 | 711.5955 | Distributed from 923 Generation And Fuel | 2016
23687 | 2022 | VA | Bristol Plant | 60222 | A5 |  | OP | IC | LFG | 0.3 | 0.182 | 478 | 1720.7862 | 197.667 | 711.5955 | Distributed from 923 Generation And Fuel | 2016
23688 | 2022 | VA | Bristol Plant | 60222 | A6 |  | OP | IC | LFG | 0.3 | 0.182 | 478 | 1720.7862 | 197.667 | 711.5955 | Distributed from 923 Generation And Fuel | 2016
23689 | 2022 | VA | Bristol Plant | 60222 | C1 |  | OP | IC | LFG | 0.3 | 0.182 | 478 | 1720.7862 | 197.667 | 711.5955 | Distributed from 923 Generation And Fuel | 2015
23690 | 2022 | VA | Bristol Plant | 60222 | C2 |  | OP | IC | LFG | 0.3 | 0.182 | 478 | 1720.7862 | 197.667 | 711.5955 | Distributed from 923 Generation And Fuel | 2015
23691 | 2022 | VA | Bristol Plant | 60222 | C3 |  | OP | IC | LFG | 0.3 | 0.182 | 478 | 1720.7862 | 197.667 | 711.5955 | Distributed from 923 Generation And Fuel | 2015
23692 | 2022 | VA | Bristol Plant | 60222 | C4 |  | OP | IC | LFG | 0.3 | 0.182 | 478 | 1720.7862 | 197.667 | 711.5955 | Distributed from 923 Generation And Fuel | 2015
23693 | 2022 | VA | Bristol Plant | 60222 | C5 |  | OP | IC | LFG | 0.3 | 0.182 | 478 | 1720.7862 | 197.667 | 711.5955 | Distributed from 923 Generation And Fuel | 2015
23694 | 2022 | VA | Bristol Plant | 60222 | C6 |  | OP | IC | LFG | 0.3 | 0.182 | 478 | 1720.7862 | 197.667 | 711.5955 | Distributed from 923 Generation And Fuel | 2015
23695 | 2022 | VA | Brunswick County Power Station | 58260 | CT01 |  | OP | CT | NG | 297.5 | 2.773 | 7228016 | 26020649.4348 | 3574929 | 12869641.4429 | EIA-923 Generator File | 2016
23696 | 2022 | VA | Brunswick County Power Station | 58260 | CT02 |  | OP | CT | NG | 297.5 | 0 | 0 | 0 | 0 | 0 | EIA-923 Generator File | 2016
23697 | 2022 | VA | Brunswick County Power Station | 58260 | CT03 |  | OP | CT | NG | 297.5 | 0 | 0 | 0 | 0 | 0 | EIA-923 Generator File | 2016
23698 | 2022 | VA | Brunswick County Power Station | 58260 | ST01 | 3 | OP | CA | NG | 579.7 | 0 | 0 | 0 | 0 | 0 | EIA-923 Generator File | 2016
23699 | 2022 | VA | Brunswick Landfill Gas | 56682 | 10 |  | OP | IC | LFG | 0.3 | 0.468 | 1229.543 | 4426.3194 | 511.771 | 1842.3609 | Distributed from 923 Generation And Fuel | 2007
23700 | 2022 | VA | Brunswick Landfill Gas | 56682 | 11 |  | OP | IC | LFG | 0.3 | 0.468 | 1229.543 | 4426.3194 | 511.771 | 1842.3609 | Distributed from 923 Generation And Fuel | 2007
23701 | 2022 | VA | Brunswick Landfill Gas | 56682 | 12 |  | OP | IC | LFG | 0.3 | 0.468 | 1229.543 | 4426.3194 | 511.771 | 1842.3609 | Distributed from 923 Generation And Fuel | 2007
23702 | 2022 | VA | Brunswick Landfill Gas | 56682 | 13 |  | OP | IC | LFG | 0.3 | 0.468 | 1229.543 | 4426.3194 | 511.771 | 1842.3609 | Distributed from 923 Generation And Fuel | 2007
23703 | 2022 | VA | Brunswick Landfill Gas | 56682 | 14 |  | OP | IC | LFG | 0.3 | 0.468 | 1229.543 | 4426.3194 | 511.771 | 1842.3609 | Distributed from 923 Generation And Fuel | 2007
23704 | 2022 | VA | Brunswick Landfill Gas | 56682 | 15 |  | OP | IC | LFG | 0.3 | 0.468 | 1229.543 | 4426.3194 | 511.771 | 1842.3609 | Distributed from 923 Generation And Fuel | 2007
23705 | 2022 | VA | Brunswick Landfill Gas | 56682 | 16 |  | OP | IC | LFG | 0.3 | 0.468 | 1229.543 | 4426.3194 | 511.771 | 1842.3609 | Distributed from 923 Generation And Fuel | 2007
23706 | 2022 | VA | Brunswick Landfill Gas | 56682 | 17 |  | OP | IC | LFG | 0.3 | 0.468 | 1229.543 | 4426.3194 | 511.771 | 1842.3609 | Distributed from 923 Generation And Fuel | 2007
23707 | 2022 | VA | Brunswick Landfill Gas | 56682 | 18 |  | OP | IC | LFG | 0.3 | 0.468 | 1229.543 | 4426.3194 | 511.771 | 1842.3609 | Distributed from 923 Generation And Fuel | 2007
23708 | 2022 | VA | Brunswick Landfill Gas | 56682 | 19 |  | OP | IC | LFG | 0.3 | 0.468 | 1229.543 | 4426.3194 | 511.771 | 1842.3609 | Distributed from 923 Generation And Fuel | 2007
23709 | 2022 | VA | Brunswick Landfill Gas | 56682 | 2 |  | OP | IC | LFG | 0.3 | 0.468 | 1229.543 | 4426.3194 | 511.771 | 1842.3609 | Distributed from 923 Generation And Fuel | 2007
23710 | 2022 | VA | Brunswick Landfill Gas | 56682 | 20 |  | OP | IC | LFG | 0.3 | 0.468 | 1229.543 | 4426.3194 | 511.771 | 1842.3609 | Distributed from 923 Generation And Fuel | 2007
23711 | 2022 | VA | Brunswick Landfill Gas | 56682 | 21 |  | OP | IC | LFG | 0.3 | 0.468 | 1229.543 | 4426.3194 | 511.771 | 1842.3609 | Distributed from 923 Generation And Fuel | 2007
23712 | 2022 | VA | Brunswick Landfill Gas | 56682 | 22 |  | OP | IC | LFG | 0.3 | 0.468 | 1229.543 | 4426.3194 | 511.771 | 1842.3609 | Distributed from 923 Generation And Fuel | 2007
23713 | 2022 | VA | Brunswick Landfill Gas | 56682 | 23 |  | OP | IC | LFG | 0.3 | 0.468 | 1229.543 | 4426.3194 | 511.771 | 1842.3609 | Distributed from 923 Generation And Fuel | 2007
23714 | 2022 | VA | Brunswick Landfill Gas | 56682 | 24 |  | OP | IC | LFG | 0.3 | 0.468 | 1229.543 | 4426.3194 | 511.771 | 1842.3609 | Distributed from 923 Generation And Fuel | 2007
23715 | 2022 | VA | Brunswick Landfill Gas | 56682 | 25 |  | OP | IC | LFG | 0.3 | 0.468 | 1229.543 | 4426.3194 | 511.771 | 1842.3609 | Distributed from 923 Generation And Fuel | 2007
23716 | 2022 | VA | Brunswick Landfill Gas | 56682 | 26 |  | OP | IC | LFG | 0.3 | 0.468 | 1229.543 | 4426.3194 | 511.771 | 1842.3609 | Distributed from 923 Generation And Fuel | 2007
23717 | 2022 | VA | Brunswick Landfill Gas | 56682 | 27 |  | OP | IC | LFG | 0.3 | 0.468 | 1229.543 | 4426.3194 | 511.771 | 1842.3609 | Distributed from 923 Generation And Fuel | 2007
23718 | 2022 | VA | Brunswick Landfill Gas | 56682 | 28 |  | OP | IC | LFG | 0.3 | 0.468 | 1229.543 | 4426.3194 | 511.771 | 1842.3609 | Distributed from 923 Generation And Fuel | 2007
23719 | 2022 | VA | Brunswick Landfill Gas | 56682 | 29 |  | OP | IC | LFG | 0.3 | 0.468 | 1229.543 | 4426.3194 | 511.771 | 1842.3609 | Distributed from 923 Generation And Fuel | 2007
23720 | 2022 | VA | Brunswick Landfill Gas | 56682 | 3 |  | OP | IC | LFG | 0.3 | 0.468 | 1229.543 | 4426.3194 | 511.771 | 1842.3609 | Distributed from 923 Generation And Fuel | 2007
23721 | 2022 | VA | Brunswick Landfill Gas | 56682 | 30 |  | OP | IC | LFG | 0.3 | 0.468 | 1229.543 | 4426.3194 | 511.771 | 1842.3609 | Distributed from 923 Generation And Fuel | 2007
23722 | 2022 | VA | Brunswick Landfill Gas | 56682 | 31 |  | OP | IC | LFG | 0.3 | 0.468 | 1229.543 | 4426.3194 | 511.771 | 1842.3609 | Distributed from 923 Generation And Fuel | 2007
23723 | 2022 | VA | Brunswick Landfill Gas | 56682 | 32 |  | OP | IC | LFG | 0.3 | 0.468 | 1229.543 | 4426.3194 | 511.771 | 1842.3609 | Distributed from 923 Generation And Fuel | 2007
23724 | 2022 | VA | Brunswick Landfill Gas | 56682 | 33 |  | OP | IC | LFG | 0.3 | 0.468 | 1229.543 | 4426.3194 | 511.771 | 1842.3609 | Distributed from 923 Generation And Fuel | 2007
23725 | 2022 | VA | Brunswick Landfill Gas | 56682 | 34 |  | OP | IC | LFG | 0.3 | 0.468 | 1229.543 | 4426.3194 | 511.771 | 1842.3609 | Distributed from 923 Generation And Fuel | 2007
23726 | 2022 | VA | Brunswick Landfill Gas | 56682 | 35 |  | OP | IC | LFG | 0.3 | 0.468 | 1229.543 | 4426.3194 | 511.771 | 1842.3609 | Distributed from 923 Generation And Fuel | 2007
23727 | 2022 | VA | Brunswick Landfill Gas | 56682 | 36 |  | OP | IC | LFG | 0.3 | 0.468 | 1229.543 | 4426.3194 | 511.771 | 1842.3609 | Distributed from 923 Generation And Fuel | 2007
23728 | 2022 | VA | Brunswick Landfill Gas | 56682 | 4 |  | OP | IC | LFG | 0.3 | 0.468 | 1229.543 | 4426.3194 | 511.771 | 1842.3609 | Distributed from 923 Generation And Fuel | 2007
23729 | 2022 | VA | Brunswick Landfill Gas | 56682 | 5 |  | OP | IC | LFG | 0.3 | 0.468 | 1229.543 | 4426.3194 | 511.771 | 1842.3609 | Distributed from 923 Generation And Fuel | 2007
23730 | 2022 | VA | Brunswick Landfill Gas | 56682 | 6 |  | OP | IC | LFG | 0.3 | 0.468 | 1229.543 | 4426.3194 | 511.771 | 1842.3609 | Distributed from 923 Generation And Fuel | 2007
23731 | 2022 | VA | Brunswick Landfill Gas | 56682 | 7 |  | OP | IC | LFG | 0.3 | 0.468 | 1229.543 | 4426.3194 | 511.771 | 1842.3609 | Distributed from 923 Generation And Fuel | 2007
23732 | 2022 | VA | Brunswick Landfill Gas | 56682 | 8 |  | OP | IC | LFG | 0.3 | 0.468 | 1229.543 | 4426.3194 | 511.771 | 1842.3609 | Distributed from 923 Generation And Fuel | 2007
23733 | 2022 | VA | Brunswick Landfill Gas | 56682 | 9 |  | OP | IC | LFG | 0.3 | 0.468 | 1229.543 | 4426.3194 | 511.771 | 1842.3609 | Distributed from 923 Generation And Fuel | 2007
23734 | 2022 | VA | Buchanan Generation LLC | 55738 | 1 |  | OP | GT | NG | 44 | 0.43 | 165805.5 | 596895.0248 | 48208 | 173547.4116 | Distributed from 923 Generation And Fuel | 2002
23735 | 2022 | VA | Buchanan Generation LLC | 55738 | 2 |  | OP | GT | NG | 44 | 0.43 | 165805.5 | 596895.0248 | 48208 | 173547.4116 | Distributed from 923 Generation And Fuel | 2002
23736 | 2022 | VA | Buck Hydro | 3772 | 1 |  | OP | HY | WAT | 2.8 | 0.504 | 12359.333 | 44493.2429 | 4003.667 | 14413.0859 | Distributed from 923 Generation And Fuel | 1912
23737 | 2022 | VA | Buck Hydro | 3772 | 2 |  | OP | HY | WAT | 2.8 | 0.504 | 12359.333 | 44493.2429 | 4003.667 | 14413.0859 | Distributed from 923 Generation And Fuel | 1912
23738 | 2022 | VA | Buck Hydro | 3772 | 3 |  | OP | HY | WAT | 2.8 | 0.504 | 12359.333 | 44493.2429 | 4003.667 | 14413.0859 | Distributed from 923 Generation And Fuel | 1912
23739 | 2022 | VA | Buckingham Solar LLC | 60917 | PV1 |  | OP | PV | SUN | 19.8 | 0.202 | 35065 | 126232.9901 | 18664 | 67189.8625 | Distributed from 923 Generation And Fuel | 2017
23740 | 2022 | VA | Byllesby 2 | 3773 | 1 |  | OP | HY | WAT | 5.4 | 0.277 | 13096.75 | 47147.9228 | 4242.75 | 15273.7778 | Distributed from 923 Generation And Fuel | 1912
23741 | 2022 | VA | Byllesby 2 | 3773 | 2 |  | OP | HY | WAT | 5.4 | 0.277 | 13096.75 | 47147.9228 | 4242.75 | 15273.7778 | Distributed from 923 Generation And Fuel | 1912
23742 | 2022 | VA | Byllesby 2 | 3773 | 3 |  | OP | HY | WAT | 5.4 | 0.277 | 13096.75 | 47147.9228 | 4242.75 | 15273.7778 | Distributed from 923 Generation And Fuel | 1912
23743 | 2022 | VA | Byllesby 2 | 3773 | 4 |  | OP | HY | WAT | 5.4 | 0.277 | 13096.75 | 47147.9228 | 4242.75 | 15273.7778 | Distributed from 923 Generation And Fuel | 1912
23744 | 2022 | VA | Caden Energix Hickory LLC | 63084 | ENX02 |  | OP | PV | SUN | 20 | 0.201 | 35156.875 | 126563.7375 | 18200 | 65519.4758 | Distributed from 923 Generation And Fuel | 2020
23745 | 2022 | VA | Caden Energix Hickory LLC | 63084 | ENX03 |  | OP | PV | SUN | 12 | 0.201 | 21094.125 | 75938.2425 | 10920 | 39311.6855 | Distributed from 923 Generation And Fuel | 2020
23746 | 2022 | VA | Caden Energix Pamplin LLC | 63083 | ENX04 |  | OP | PV | SUN | 15.7 | 0.227 | 31263 | 112545.8996 | 16640 | 59903.5208 | Distributed from 923 Generation And Fuel | 2020
23747 | 2022 | VA | Caden Energix Rives Road LLC | 63087 | ENX01 |  | OP | PV | SUN | 19.7 | 0.185 | 31852 | 114666.2827 | 16954 | 61033.9117 | Distributed from 923 Generation And Fuel | 2020
23748 | 2022 | VA | Caden Energix Wytheville LLC | 65314 | ENX19 |  | OP | PV | SUN | 20 | 0.112 | 19660 | 70775.4338 | 14349 | 51655.9868 | Distributed from 923 Generation And Fuel | 2022
23749 | 2022 | VA | Celanese Acetate LLC | 52089 | GEN1 | 14 | OP | ST | NG | 6 | 0.875 | 45979 | 165523.0758 | 18798 | 67672.2586 | EIA-923 Generator File | 1942
23750 | 2022 | VA | Celanese Acetate LLC | 52089 | GEN2 | 14 | OP | ST | NG | 6 | 0.821 | 43141 | 155306.3575 | 17232 | 62034.7037 | EIA-923 Generator File | 1942
23751 | 2022 | VA | Celanese Acetate LLC | 52089 | GEN3 | 14 | OP | ST | NG | 6 | 0.723 | 37989 | 136759.3059 | 12602 | 45366.8371 | EIA-923 Generator File | 1944
23752 | 2022 | VA | Celanese Acetate LLC | 52089 | GEN4 | 14 | OP | ST | NG | 9.2 | 0.47 | 37851 | 136262.5099 | 14037 | 50532.7957 | EIA-923 Generator File | 1966
23753 | 2022 | VA | Charles City | 56683 | 1 |  | OP | IC | LFG | 0.3 | 0.476 | 1250.625 | 4502.214 | 518.687 | 1867.2583 | Distributed from 923 Generation And Fuel | 2003
23754 | 2022 | VA | Charles City | 56683 | 10 |  | OP | IC | LFG | 0.3 | 0.476 | 1250.625 | 4502.214 | 518.687 | 1867.2583 | Distributed from 923 Generation And Fuel | 2003
23755 | 2022 | VA | Charles City | 56683 | 11 |  | OP | IC | LFG | 0.3 | 0.476 | 1250.625 | 4502.214 | 518.687 | 1867.2583 | Distributed from 923 Generation And Fuel | 2003
23756 | 2022 | VA | Charles City | 56683 | 12 |  | OP | IC | LFG | 0.3 | 0.476 | 1250.625 | 4502.214 | 518.687 | 1867.2583 | Distributed from 923 Generation And Fuel | 2003
23757 | 2022 | VA | Charles City | 56683 | 13 |  | OP | IC | LFG | 0.3 | 0.476 | 1250.625 | 4502.214 | 518.687 | 1867.2583 | Distributed from 923 Generation And Fuel | 2003
23758 | 2022 | VA | Charles City | 56683 | 14 |  | OP | IC | LFG | 0.3 | 0.476 | 1250.625 | 4502.214 | 518.687 | 1867.2583 | Distributed from 923 Generation And Fuel | 2003
23759 | 2022 | VA | Charles City | 56683 | 15 |  | OP | IC | LFG | 0.3 | 0.476 | 1250.625 | 4502.214 | 518.687 | 1867.2583 | Distributed from 923 Generation And Fuel | 2003
23760 | 2022 | VA | Charles City | 56683 | 16 |  | OP | IC | LFG | 0.3 | 0.476 | 1250.625 | 4502.214 | 518.687 | 1867.2583 | Distributed from 923 Generation And Fuel | 2003
23761 | 2022 | VA | Charles City | 56683 | 17 |  | OP | IC | LFG | 0.3 | 0.476 | 1250.625 | 4502.214 | 518.687 | 1867.2583 | Distributed from 923 Generation And Fuel | 2003
23762 | 2022 | VA | Charles City | 56683 | 18 |  | OP | IC | LFG | 0.3 | 0.476 | 1250.625 | 4502.214 | 518.687 | 1867.2583 | Distributed from 923 Generation And Fuel | 2003
23763 | 2022 | VA | Charles City | 56683 | 19 |  | OP | IC | LFG | 0.3 | 0.476 | 1250.625 | 4502.214 | 518.687 | 1867.2583 | Distributed from 923 Generation And Fuel | 2003
23764 | 2022 | VA | Charles City | 56683 | 2 |  | OP | IC | LFG | 0.3 | 0.476 | 1250.625 | 4502.214 | 518.687 | 1867.2583 | Distributed from 923 Generation And Fuel | 2003
23765 | 2022 | VA | Charles City | 56683 | 20 |  | OP | IC | LFG | 0.3 | 0.476 | 1250.625 | 4502.214 | 518.687 | 1867.2583 | Distributed from 923 Generation And Fuel | 2003
23766 | 2022 | VA | Charles City | 56683 | 21 |  | OP | IC | LFG | 0.3 | 0.476 | 1250.625 | 4502.214 | 518.687 | 1867.2583 | Distributed from 923 Generation And Fuel | 2003
23767 | 2022 | VA | Charles City | 56683 | 22 |  | OP | IC | LFG | 0.3 | 0.476 | 1250.625 | 4502.214 | 518.687 | 1867.2583 | Distributed from 923 Generation And Fuel | 2003
23768 | 2022 | VA | Charles City | 56683 | 23 |  | OP | IC | LFG | 0.3 | 0.476 | 1250.625 | 4502.214 | 518.687 | 1867.2583 | Distributed from 923 Generation And Fuel | 2003
23769 | 2022 | VA | Charles City | 56683 | 24 |  | OP | IC | LFG | 0.3 | 0.476 | 1250.625 | 4502.214 | 518.687 | 1867.2583 | Distributed from 923 Generation And Fuel | 2003
23770 | 2022 | VA | Charles City | 56683 | 25 |  | OP | IC | LFG | 0.3 | 0.476 | 1250.625 | 4502.214 | 518.687 | 1867.2583 | Distributed from 923 Generation And Fuel | 2003
23771 | 2022 | VA | Charles City | 56683 | 26 |  | OP | IC | LFG | 0.3 | 0.476 | 1250.625 | 4502.214 | 518.687 | 1867.2583 | Distributed from 923 Generation And Fuel | 2003
23772 | 2022 | VA | Charles City | 56683 | 27 |  | OP | IC | LFG | 0.3 | 0.476 | 1250.625 | 4502.214 | 518.687 | 1867.2583 | Distributed from 923 Generation And Fuel | 2003
23773 | 2022 | VA | Charles City | 56683 | 28 |  | OP | IC | LFG | 0.3 | 0.476 | 1250.625 | 4502.214 | 518.687 | 1867.2583 | Distributed from 923 Generation And Fuel | 2003
23774 | 2022 | VA | Charles City | 56683 | 29 |  | OP | IC | LFG | 0.3 | 0.476 | 1250.625 | 4502.214 | 518.687 | 1867.2583 | Distributed from 923 Generation And Fuel | 2003
23775 | 2022 | VA | Charles City | 56683 | 3 |  | OP | IC | LFG | 0.3 | 0.476 | 1250.625 | 4502.214 | 518.687 | 1867.2583 | Distributed from 923 Generation And Fuel | 2003
23776 | 2022 | VA | Charles City | 56683 | 30 |  | OP | IC | LFG | 0.3 | 0.476 | 1250.625 | 4502.214 | 518.687 | 1867.2583 | Distributed from 923 Generation And Fuel | 2003
23777 | 2022 | VA | Charles City | 56683 | 31 |  | OP | IC | LFG | 0.3 | 0.476 | 1250.625 | 4502.214 | 518.687 | 1867.2583 | Distributed from 923 Generation And Fuel | 2003
23778 | 2022 | VA | Charles City | 56683 | 32 |  | OP | IC | LFG | 0.3 | 0.476 | 1250.625 | 4502.214 | 518.687 | 1867.2583 | Distributed from 923 Generation And Fuel | 2003
23779 | 2022 | VA | Charles City | 56683 | 33 |  | OP | IC | LFG | 0.3 | 0.476 | 1250.625 | 4502.214 | 518.687 | 1867.2583 | Distributed from 923 Generation And Fuel | 2003
23780 | 2022 | VA | Charles City | 56683 | 34 |  | OP | IC | LFG | 0.3 | 0.476 | 1250.625 | 4502.214 | 518.687 | 1867.2583 | Distributed from 923 Generation And Fuel | 2003
23781 | 2022 | VA | Charles City | 56683 | 35 |  | OP | IC | LFG | 0.3 | 0.476 | 1250.625 | 4502.214 | 518.687 | 1867.2583 | Distributed from 923 Generation And Fuel | 2003
23782 | 2022 | VA | Charles City | 56683 | 36 |  | OP | IC | LFG | 0.3 | 0.476 | 1250.625 | 4502.214 | 518.687 | 1867.2583 | Distributed from 923 Generation And Fuel | 2003
23783 | 2022 | VA | Charles City | 56683 | 37 |  | OP | IC | LFG | 0.3 | 0.476 | 1250.625 | 4502.214 | 518.687 | 1867.2583 | Distributed from 923 Generation And Fuel | 2003
23784 | 2022 | VA | Charles City | 56683 | 38 |  | OP | IC | LFG | 0.3 | 0.476 | 1250.625 | 4502.214 | 518.687 | 1867.2583 | Distributed from 923 Generation And Fuel | 2003
23785 | 2022 | VA | Charles City | 56683 | 39 |  | OP | IC | LFG | 0.3 | 0.476 | 1250.625 | 4502.214 | 518.687 | 1867.2583 | Distributed from 923 Generation And Fuel | 2003
23786 | 2022 | VA | Charles City | 56683 | 4 |  | OP | IC | LFG | 0.3 | 0.476 | 1250.625 | 4502.214 | 518.687 | 1867.2583 | Distributed from 923 Generation And Fuel | 2003
23787 | 2022 | VA | Charles City | 56683 | 40 |  | OP | IC | LFG | 0.3 | 0.476 | 1250.625 | 4502.214 | 518.687 | 1867.2583 | Distributed from 923 Generation And Fuel | 2003
23788 | 2022 | VA | Charles City | 56683 | 41 |  | OP | IC | LFG | 0.3 | 0.476 | 1250.625 | 4502.214 | 518.687 | 1867.2583 | Distributed from 923 Generation And Fuel | 2003
23789 | 2022 | VA | Charles City | 56683 | 42 |  | OP | IC | LFG | 0.3 | 0.476 | 1250.625 | 4502.214 | 518.687 | 1867.2583 | Distributed from 923 Generation And Fuel | 2003
23790 | 2022 | VA | Charles City | 56683 | 43 |  | OP | IC | LFG | 0.3 | 0.476 | 1250.625 | 4502.214 | 518.687 | 1867.2583 | Distributed from 923 Generation And Fuel | 2003
23791 | 2022 | VA | Charles City | 56683 | 44 |  | OP | IC | LFG | 0.3 | 0.476 | 1250.625 | 4502.214 | 518.687 | 1867.2583 | Distributed from 923 Generation And Fuel | 2003
23792 | 2022 | VA | Charles City | 56683 | 45 |  | OP | IC | LFG | 0.3 | 0.476 | 1250.625 | 4502.214 | 518.687 | 1867.2583 | Distributed from 923 Generation And Fuel | 2003
23793 | 2022 | VA | Charles City | 56683 | 46 |  | OP | IC | LFG | 0.3 | 0.476 | 1250.625 | 4502.214 | 518.687 | 1867.2583 | Distributed from 923 Generation And Fuel | 2003
23794 | 2022 | VA | Charles City | 56683 | 47 |  | OP | IC | LFG | 0.3 | 0.476 | 1250.625 | 4502.214 | 518.687 | 1867.2583 | Distributed from 923 Generation And Fuel | 2003
23795 | 2022 | VA | Charles City | 56683 | 48 |  | OP | IC | LFG | 0.3 | 0.476 | 1250.625 | 4502.214 | 518.687 | 1867.2583 | Distributed from 923 Generation And Fuel | 2003
23796 | 2022 | VA | Charles City | 56683 | 5 |  | OP | IC | LFG | 0.3 | 0.476 | 1250.625 | 4502.214 | 518.687 | 1867.2583 | Distributed from 923 Generation And Fuel | 2003
23797 | 2022 | VA | Charles City | 56683 | 6 |  | OP | IC | LFG | 0.3 | 0.476 | 1250.625 | 4502.214 | 518.687 | 1867.2583 | Distributed from 923 Generation And Fuel | 2003
23798 | 2022 | VA | Charles City | 56683 | 7 |  | OP | IC | LFG | 0.3 | 0.476 | 1250.625 | 4502.214 | 518.687 | 1867.2583 | Distributed from 923 Generation And Fuel | 2003
23799 | 2022 | VA | Charles City | 56683 | 8 |  | OP | IC | LFG | 0.3 | 0.476 | 1250.625 | 4502.214 | 518.687 | 1867.2583 | Distributed from 923 Generation And Fuel | 2003
23800 | 2022 | VA | Charles City | 56683 | 9 |  | OP | IC | LFG | 0.3 | 0.476 | 1250.625 | 4502.214 | 518.687 | 1867.2583 | Distributed from 923 Generation And Fuel | 2003
23801 | 2022 | VA | Chesapeake | 3803 | 6 |  | OP | GT | DFO | 16.3 | 0.003 | 489 | 1760.3859 | 166.19 | 598.2792 | Distributed from 923 Generation And Fuel | 1969
23802 | 2022 | VA | Chesapeake | 3803 | GT1 |  | OP | GT | DFO | 18.5 | 0.003 | 555 | 1997.984 | 188.62 | 679.0266 | Distributed from 923 Generation And Fuel | 1967
23803 | 2022 | VA | Chesapeake | 3803 | GT4 |  | OP | GT | DFO | 16.3 | 0.003 | 489 | 1760.3859 | 166.19 | 598.2792 | Distributed from 923 Generation And Fuel | 1969
23804 | 2022 | VA | Chesterfield | 3797 | 5 | 1 | OP | ST | BIT | 359 | 0.147 | 463612 | 1668989.8481 | 183005 | 658812.7295 | EIA-923 Generator File | 1964 | 2023
23805 | 2022 | VA | Chesterfield | 3797 | 6 | 1 | OP | ST | BIT | 693.9 | 0.154 | 935530 | 3367881.057 | 519932 | 1871740.2261 | EIA-923 Generator File | 1969 | 2023
23806 | 2022 | VA | Chesterfield | 3797 | CT7 |  | OP | CT | NG | 145 | 0.73 | 927274 | 3338159.6947 | 371437 | 1337162.5027 | EIA-923 Generator File | 1990
23807 | 2022 | VA | Chesterfield | 3797 | CT8 |  | OP | CT | NG | 148 | 0.745 | 965734 | 3476614.5871 | 359402 | 1293836.8493 | EIA-923 Generator File | 1992
23808 | 2022 | VA | Chesterfield | 3797 | CW7 | 1 | OP | CA | NG | 74.4 | 0 | 0 | 0 | 0 | 0 | EIA-923 Generator File | 1990
23809 | 2022 | VA | Chesterfield | 3797 | CW8 | 1 | OP | CA | NG | 79.2 | 0 | 0 | 0 | 0 | 0 | EIA-923 Generator File | 1992
23810 | 2022 | VA | Chesterfield Landfill Gas | 56684 | 1 |  | OP | IC | LFG | 0.3 | 0.407 | 1070.625 | 3854.2192 | 443.292 | 1595.8384 | Distributed from 923 Generation And Fuel | 2004
23811 | 2022 | VA | Chesterfield Landfill Gas | 56684 | 10 |  | OP | IC | LFG | 0.3 | 0.407 | 1070.625 | 3854.2192 | 443.292 | 1595.8384 | Distributed from 923 Generation And Fuel | 2004
23812 | 2022 | VA | Chesterfield Landfill Gas | 56684 | 11 |  | OP | IC | LFG | 0.3 | 0.407 | 1070.625 | 3854.2192 | 443.292 | 1595.8384 | Distributed from 923 Generation And Fuel | 2004
23813 | 2022 | VA | Chesterfield Landfill Gas | 56684 | 12 |  | OP | IC | LFG | 0.3 | 0.407 | 1070.625 | 3854.2192 | 443.292 | 1595.8384 | Distributed from 923 Generation And Fuel | 2004
23814 | 2022 | VA | Chesterfield Landfill Gas | 56684 | 13 |  | OP | IC | LFG | 0.3 | 0.407 | 1070.625 | 3854.2192 | 443.292 | 1595.8384 | Distributed from 923 Generation And Fuel | 2004
23815 | 2022 | VA | Chesterfield Landfill Gas | 56684 | 14 |  | OP | IC | LFG | 0.3 | 0.407 | 1070.625 | 3854.2192 | 443.292 | 1595.8384 | Distributed from 923 Generation And Fuel | 2004
23816 | 2022 | VA | Chesterfield Landfill Gas | 56684 | 15 |  | OP | IC | LFG | 0.3 | 0.407 | 1070.625 | 3854.2192 | 443.292 | 1595.8384 | Distributed from 923 Generation And Fuel | 2004
23817 | 2022 | VA | Chesterfield Landfill Gas | 56684 | 16 |  | OP | IC | LFG | 0.3 | 0.407 | 1070.625 | 3854.2192 | 443.292 | 1595.8384 | Distributed from 923 Generation And Fuel | 2004
23818 | 2022 | VA | Chesterfield Landfill Gas | 56684 | 17 |  | OP | IC | LFG | 0.3 | 0.407 | 1070.625 | 3854.2192 | 443.292 | 1595.8384 | Distributed from 923 Generation And Fuel | 2004
23819 | 2022 | VA | Chesterfield Landfill Gas | 56684 | 18 |  | OP | IC | LFG | 0.3 | 0.407 | 1070.625 | 3854.2192 | 443.292 | 1595.8384 | Distributed from 923 Generation And Fuel | 2004
23820 | 2022 | VA | Chesterfield Landfill Gas | 56684 | 19 |  | OP | IC | LFG | 0.3 | 0.407 | 1070.625 | 3854.2192 | 443.292 | 1595.8384 | Distributed from 923 Generation And Fuel | 2004
23821 | 2022 | VA | Chesterfield Landfill Gas | 56684 | 2 |  | OP | IC | LFG | 0.3 | 0.407 | 1070.625 | 3854.2192 | 443.292 | 1595.8384 | Distributed from 923 Generation And Fuel | 2004
23822 | 2022 | VA | Chesterfield Landfill Gas | 56684 | 20 |  | OP | IC | LFG | 0.3 | 0.407 | 1070.625 | 3854.2192 | 443.292 | 1595.8384 | Distributed from 923 Generation And Fuel | 2004
23823 | 2022 | VA | Chesterfield Landfill Gas | 56684 | 21 |  | OP | IC | LFG | 0.3 | 0.407 | 1070.625 | 3854.2192 | 443.292 | 1595.8384 | Distributed from 923 Generation And Fuel | 2004
23824 | 2022 | VA | Chesterfield Landfill Gas | 56684 | 22 |  | OP | IC | LFG | 0.3 | 0.407 | 1070.625 | 3854.2192 | 443.292 | 1595.8384 | Distributed from 923 Generation And Fuel | 2004
23825 | 2022 | VA | Chesterfield Landfill Gas | 56684 | 23 |  | OP | IC | LFG | 0.3 | 0.407 | 1070.625 | 3854.2192 | 443.292 | 1595.8384 | Distributed from 923 Generation And Fuel | 2004
23826 | 2022 | VA | Chesterfield Landfill Gas | 56684 | 24 |  | OP | IC | LFG | 0.3 | 0.407 | 1070.625 | 3854.2192 | 443.292 | 1595.8384 | Distributed from 923 Generation And Fuel | 2004
23827 | 2022 | VA | Chesterfield Landfill Gas | 56684 | 25 |  | OP | IC | LFG | 0.3 | 0.407 | 1070.625 | 3854.2192 | 443.292 | 1595.8384 | Distributed from 923 Generation And Fuel | 2004
23828 | 2022 | VA | Chesterfield Landfill Gas | 56684 | 26 |  | OP | IC | LFG | 0.3 | 0.407 | 1070.625 | 3854.2192 | 443.292 | 1595.8384 | Distributed from 923 Generation And Fuel | 2004
23829 | 2022 | VA | Chesterfield Landfill Gas | 56684 | 27 |  | OP | IC | LFG | 0.3 | 0.407 | 1070.625 | 3854.2192 | 443.292 | 1595.8384 | Distributed from 923 Generation And Fuel | 2004
23830 | 2022 | VA | Chesterfield Landfill Gas | 56684 | 28 |  | OP | IC | LFG | 0.3 | 0.407 | 1070.625 | 3854.2192 | 443.292 | 1595.8384 | Distributed from 923 Generation And Fuel | 2004
23831 | 2022 | VA | Chesterfield Landfill Gas | 56684 | 29 |  | OP | IC | LFG | 0.3 | 0.407 | 1070.625 | 3854.2192 | 443.292 | 1595.8384 | Distributed from 923 Generation And Fuel | 2004
23832 | 2022 | VA | Chesterfield Landfill Gas | 56684 | 3 |  | OP | IC | LFG | 0.3 | 0.407 | 1070.625 | 3854.2192 | 443.292 | 1595.8384 | Distributed from 923 Generation And Fuel | 2004
23833 | 2022 | VA | Chesterfield Landfill Gas | 56684 | 30 |  | OP | IC | LFG | 0.3 | 0.407 | 1070.625 | 3854.2192 | 443.292 | 1595.8384 | Distributed from 923 Generation And Fuel | 2004
23834 | 2022 | VA | Chesterfield Landfill Gas | 56684 | 31 |  | OP | IC | LFG | 0.3 | 0.407 | 1070.625 | 3854.2192 | 443.292 | 1595.8384 | Distributed from 923 Generation And Fuel | 2004
23835 | 2022 | VA | Chesterfield Landfill Gas | 56684 | 32 |  | OP | IC | LFG | 0.3 | 0.407 | 1070.625 | 3854.2192 | 443.292 | 1595.8384 | Distributed from 923 Generation And Fuel | 2004
23836 | 2022 | VA | Chesterfield Landfill Gas | 56684 | 33 |  | OP | IC | LFG | 0.3 | 0.407 | 1070.625 | 3854.2192 | 443.292 | 1595.8384 | Distributed from 923 Generation And Fuel | 2004
23837 | 2022 | VA | Chesterfield Landfill Gas | 56684 | 34 |  | OP | IC | LFG | 0.3 | 0.407 | 1070.625 | 3854.2192 | 443.292 | 1595.8384 | Distributed from 923 Generation And Fuel | 2004
23838 | 2022 | VA | Chesterfield Landfill Gas | 56684 | 35 |  | OP | IC | LFG | 0.3 | 0.407 | 1070.625 | 3854.2192 | 443.292 | 1595.8384 | Distributed from 923 Generation And Fuel | 2004
23839 | 2022 | VA | Chesterfield Landfill Gas | 56684 | 36 |  | OP | IC | LFG | 0.3 | 0.407 | 1070.625 | 3854.2192 | 443.292 | 1595.8384 | Distributed from 923 Generation And Fuel | 2004
23840 | 2022 | VA | Chesterfield Landfill Gas | 56684 | 37 |  | OP | IC | LFG | 0.3 | 0.407 | 1070.625 | 3854.2192 | 443.292 | 1595.8384 | Distributed from 923 Generation And Fuel | 2004
23841 | 2022 | VA | Chesterfield Landfill Gas | 56684 | 38 |  | OP | IC | LFG | 0.3 | 0.407 | 1070.625 | 3854.2192 | 443.292 | 1595.8384 | Distributed from 923 Generation And Fuel | 2004
23842 | 2022 | VA | Chesterfield Landfill Gas | 56684 | 39 |  | OP | IC | LFG | 0.3 | 0.407 | 1070.625 | 3854.2192 | 443.292 | 1595.8384 | Distributed from 923 Generation And Fuel | 2004
23843 | 2022 | VA | Chesterfield Landfill Gas | 56684 | 4 |  | OP | IC | LFG | 0.3 | 0.407 | 1070.625 | 3854.2192 | 443.292 | 1595.8384 | Distributed from 923 Generation And Fuel | 2004
23844 | 2022 | VA | Chesterfield Landfill Gas | 56684 | 40 |  | OP | IC | LFG | 0.3 | 0.407 | 1070.625 | 3854.2192 | 443.292 | 1595.8384 | Distributed from 923 Generation And Fuel | 2004
23845 | 2022 | VA | Chesterfield Landfill Gas | 56684 | 41 |  | OP | IC | LFG | 0.3 | 0.407 | 1070.625 | 3854.2192 | 443.292 | 1595.8384 | Distributed from 923 Generation And Fuel | 2004
23846 | 2022 | VA | Chesterfield Landfill Gas | 56684 | 42 |  | OP | IC | LFG | 0.3 | 0.407 | 1070.625 | 3854.2192 | 443.292 | 1595.8384 | Distributed from 923 Generation And Fuel | 2004
23847 | 2022 | VA | Chesterfield Landfill Gas | 56684 | 43 |  | OP | IC | LFG | 0.3 | 0.407 | 1070.625 | 3854.2192 | 443.292 | 1595.8384 | Distributed from 923 Generation And Fuel | 2004
23848 | 2022 | VA | Chesterfield Landfill Gas | 56684 | 44 |  | OP | IC | LFG | 0.3 | 0.407 | 1070.625 | 3854.2192 | 443.292 | 1595.8384 | Distributed from 923 Generation And Fuel | 2004
23849 | 2022 | VA | Chesterfield Landfill Gas | 56684 | 45 |  | OP | IC | LFG | 0.3 | 0.407 | 1070.625 | 3854.2192 | 443.292 | 1595.8384 | Distributed from 923 Generation And Fuel | 2004
23850 | 2022 | VA | Chesterfield Landfill Gas | 56684 | 46 |  | OP | IC | LFG | 0.3 | 0.407 | 1070.625 | 3854.2192 | 443.292 | 1595.8384 | Distributed from 923 Generation And Fuel | 2004
23851 | 2022 | VA | Chesterfield Landfill Gas | 56684 | 47 |  | OP | IC | LFG | 0.3 | 0.407 | 1070.625 | 3854.2192 | 443.292 | 1595.8384 | Distributed from 923 Generation And Fuel | 2004
23852 | 2022 | VA | Chesterfield Landfill Gas | 56684 | 48 |  | OP | IC | LFG | 0.3 | 0.407 | 1070.625 | 3854.2192 | 443.292 | 1595.8384 | Distributed from 923 Generation And Fuel | 2004
23853 | 2022 | VA | Chesterfield Landfill Gas | 56684 | 5 |  | OP | IC | LFG | 0.3 | 0.407 | 1070.625 | 3854.2192 | 443.292 | 1595.8384 | Distributed from 923 Generation And Fuel | 2004
23854 | 2022 | VA | Chesterfield Landfill Gas | 56684 | 6 |  | OP | IC | LFG | 0.3 | 0.407 | 1070.625 | 3854.2192 | 443.292 | 1595.8384 | Distributed from 923 Generation And Fuel | 2004
23855 | 2022 | VA | Chesterfield Landfill Gas | 56684 | 7 |  | OP | IC | LFG | 0.3 | 0.407 | 1070.625 | 3854.2192 | 443.292 | 1595.8384 | Distributed from 923 Generation And Fuel | 2004
23856 | 2022 | VA | Chesterfield Landfill Gas | 56684 | 8 |  | OP | IC | LFG | 0.3 | 0.407 | 1070.625 | 3854.2192 | 443.292 | 1595.8384 | Distributed from 923 Generation And Fuel | 2004
23857 | 2022 | VA | Chesterfield Landfill Gas | 56684 | 9 |  | OP | IC | LFG | 0.3 | 0.407 | 1070.625 | 3854.2192 | 443.292 | 1595.8384 | Distributed from 923 Generation And Fuel | 2004
23858 | 2022 | VA | Church Street Plant | 7438 | C3A |  | OP | IC | DFO | 1.1 | 0.009 | 89.023 | 320.4802 | 30.186 | 108.6687 | Distributed from 923 Generation And Fuel | 1996
23859 | 2022 | VA | Church Street Plant | 7438 | C5 |  | OP | IC | DFO | 1.6 | 0.009 | 129.488 | 466.1531 | 43.907 | 158.0639 | Distributed from 923 Generation And Fuel | 1987
23860 | 2022 | VA | Church Street Plant | 7438 | C6 |  | OP | IC | DFO | 1.6 | 0.009 | 129.488 | 466.1531 | 43.907 | 158.0639 | Distributed from 923 Generation And Fuel | 1987
23861 | 2022 | VA | Claytor | 3774 | 1 |  | OP | HY | WAT | 18.7 | 0.324 | 53050.5 | 190980.2722 | 17185.75 | 61868.2051 | Distributed from 923 Generation And Fuel | 1939
23862 | 2022 | VA | Claytor | 3774 | 2 |  | OP | HY | WAT | 18.7 | 0.324 | 53050.5 | 190980.2722 | 17185.75 | 61868.2051 | Distributed from 923 Generation And Fuel | 1939
23863 | 2022 | VA | Claytor | 3774 | 3 |  | OP | HY | WAT | 18.7 | 0.324 | 53050.5 | 190980.2722 | 17185.75 | 61868.2051 | Distributed from 923 Generation And Fuel | 1939
23864 | 2022 | VA | Claytor | 3774 | 4 |  | OP | HY | WAT | 18.7 | 0.324 | 53050.5 | 190980.2722 | 17185.75 | 61868.2051 | Distributed from 923 Generation And Fuel | 1939
23865 | 2022 | VA | Clinch River | 3775 | 1 | 1 | OP | ST | NG | 237.5 | 0.022 | 45757 | 164723.8822 | 32422 | 116718.2663 | EIA-923 Generator File | 1958
23866 | 2022 | VA | Clinch River | 3775 | 2 | 1 | OP | ST | NG | 237.5 | 0.019 | 39967 | 143880.049 | 31654 | 113953.4884 | EIA-923 Generator File | 1958
23867 | 2022 | VA | Clover | 7213 | 1 | 1 | OP | ST | BIT | 424 | 0.086 | 318955 | 1148228.8142 | 98389 | 354197.5664 | EIA-923 Generator File | 1995
23868 | 2022 | VA | Clover | 7213 | 2 | 1 | OP | ST | BIT | 424 | 0.084 | 312277 | 1124188.2065 | 135490 | 487760.0979 | EIA-923 Generator File | 1996
23869 | 2022 | VA | Coastal Virginia Offshore Wind (CVOW) Pilot Project | 59693 | OSW1 |  | OP | WS | WND | 12 | 0.484 | 50852 | 183065.7355 | 16489 | 59359.9251 | Distributed from 923 Generation And Fuel | 2021
23870 | 2022 | VA | Coleman Falls | 56313 | CGH2 |  | OS | HY | WAT | 0.5 |  | GENYRONL: 1983
23871 | 2022 | VA | Coleman Falls | 56313 | CGH3 |  | OS | HY | WAT | 0.5 |  | GENYRONL: 1983
23872 | 2022 | VA | Coleman Falls | 56313 | CHG1 |  | OS | HY | WAT | 0.5 |  | GENYRONL: 1983
23873 | 2022 | VA | Colonial Trail West | 61985 | CTWS |  | OP | PV | SUN | 142.4 | 0.22 | 275029 | 990096.4792 | 146738 | 528252.574 | Distributed from 923 Generation And Fuel | 2019
23874 | 2022 | VA | Commonwealth Chesapeake | 55381 | UNT1 |  | SB | GT | DFO | 57.5 | 0.016 | 7980.571 | 28729.8258 | 3711.857 | 13362.5783 | Distributed from 923 Generation And Fuel | 2000
23875 | 2022 | VA | Commonwealth Chesapeake | 55381 | UNT2 |  | SB | GT | DFO | 57.5 | 0.016 | 7980.571 | 28729.8258 | 3711.857 | 13362.5783 | Distributed from 923 Generation And Fuel | 2000
23876 | 2022 | VA | Commonwealth Chesapeake | 55381 | UNT3 |  | SB | GT | DFO | 57.5 | 0.016 | 7980.571 | 28729.8258 | 3711.857 | 13362.5783 | Distributed from 923 Generation And Fuel | 2000
23877 | 2022 | VA | Commonwealth Chesapeake | 55381 | UNT4 |  | SB | GT | DFO | 57.5 | 0.016 | 7980.571 | 28729.8258 | 3711.857 | 13362.5783 | Distributed from 923 Generation And Fuel | 2001
23878 | 2022 | VA | Commonwealth Chesapeake | 55381 | UNT5 |  | SB | GT | DFO | 57.5 | 0.016 | 7980.571 | 28729.8258 | 3711.857 | 13362.5783 | Distributed from 923 Generation And Fuel | 2001
23879 | 2022 | VA | Commonwealth Chesapeake | 55381 | UNT6 |  | SB | GT | DFO | 57.5 | 0.016 | 7980.571 | 28729.8258 | 3711.857 | 13362.5783 | Distributed from 923 Generation And Fuel | 2001
23880 | 2022 | VA | Commonwealth Chesapeake | 55381 | UNT7 |  | SB | GT | DFO | 57.5 | 0.016 | 7980.571 | 28729.8258 | 3711.857 | 13362.5783 | Distributed from 923 Generation And Fuel | 2001
23881 | 2022 | VA | Correctional Solar LLC | 60915 | PV1 |  | OP | PV | SUN | 20 | 0.186 | 32584 | 117301.4616 | 17343 | 62434.3005 | Distributed from 923 Generation And Fuel | 2017
23882 | 2022 | VA | Covanta Alexandria/Arlington Energy | 50663 | GEN1 | 3 | OP | ST | MSW | 14.5 | 0.73 | 92771 | 333972.9282 | 37877 | 136356.1092 | EIA-923 Generator File | 1987
23883 | 2022 | VA | Covanta Alexandria/Arlington Energy | 50663 | GEN2 | 3 | OP | ST | MSW | 14.5 | 0.38 | 48308 | 173907.4087 | 24174 | 87025.7038 | EIA-923 Generator File | 1987
23884 | 2022 | VA | Covanta Fairfax Energy | 50658 | GEN1 | 4 | OP | ST | MSW | 62 | 0.667 | 362143 | 1303704.3704 | 151493 | 545370.437 | EIA-923 Generator File | 1990
23885 | 2022 | VA | Covanta Fairfax Energy | 50658 | GEN2 | 4 | OP | ST | MSW | 62 | 0.667 | 362143 | 1303704.3704 | 151493 | 545370.437 | EIA-923 Generator File | 1990
23886 | 2022 | VA | Covington Facility | 50900 | GEN3 | 8 | OP | ST | BIT | 10.5 | 0.707 | 64996 | 233983.7281 | 32054 | 115393.4769 | EIA-923 Generator File | 1951
23887 | 2022 | VA | Covington Facility | 50900 | GEN4 | 8 | OP | ST | BLQ | 34 | 0.614 | 182998 | 658787.5297 | 77570 | 279249.766 | EIA-923 Generator File | 1980
23888 | 2022 | VA | Covington Facility | 50900 | GEN5 | 8 | OP | ST | BIT | 34 | 0.53 | 157844 | 568233.8541 | 59397 | 213827.4894 | EIA-923 Generator File | 1989
23889 | 2022 | VA | Covington Facility | 50900 | GEN7 | 2 | OP | ST | WDS | 82.4 | 0.532 | 384171 | 1383004.536 | 180327 | 649172.0066 | EIA-923 Generator File | 2013
23890 | 2022 | VA | Cushaw | 3798 | 1 |  | OP | HY | WAT | 1.5 | 0.183 | 2400 | 8639.9309 | 777.4 | 2798.6176 | Distributed from 923 Generation And Fuel | 1930
23891 | 2022 | VA | Cushaw | 3798 | 2 |  | OP | HY | WAT | 1.5 | 0.183 | 2400 | 8639.9309 | 777.4 | 2798.6176 | Distributed from 923 Generation And Fuel | 1930
23892 | 2022 | VA | Cushaw | 3798 | 3 |  | OP | HY | WAT | 1.5 | 0.183 | 2400 | 8639.9309 | 777.4 | 2798.6176 | Distributed from 923 Generation And Fuel | 1930
23893 | 2022 | VA | Cushaw | 3798 | 4 |  | OP | HY | WAT | 1.5 | 0.183 | 2400 | 8639.9309 | 777.4 | 2798.6176 | Distributed from 923 Generation And Fuel | 1930
23894 | 2022 | VA | Cushaw | 3798 | 5 |  | OP | HY | WAT | 1.5 | 0.183 | 2400 | 8639.9309 | 777.4 | 2798.6176 | Distributed from 923 Generation And Fuel | 1930
23895 | 2022 | VA | Danville | 61849 | SO291 |  | OP | PV | SUN | 6 | 0.251 | 13173 | 47422.4206 | 7011 | 25239.3981 | Distributed from 923 Generation And Fuel | 2018
23896 | 2022 | VA | Danville BESS 1 | 65499 | 90909 |  | OP | BA | MWH | 10.5 | -0.001 | -91 | -327.5974 | 0 | 0 | Distributed from 923 Generation And Fuel | 2022
23897 | 2022 | VA | Danville Farm, LLC | 63965 | 1 |  | OP | PV | SUN | 12 | 0.18 | 18904 | 68053.8556 | 10062 | 36222.9102 | Distributed from 923 Generation And Fuel | 2020
23898 | 2022 | VA | Danville Kentuck Road Plant | 56364 | GEN 1 |  | OP | IC | DFO | 1.8 | 0.003 | 40.18 | 144.6468 | 13.651 | 49.1432 | Data from EIA-923 Generator File overwritten with distributed data from EIA-923 Generation and Fuel | 2005
23899 | 2022 | VA | Danville New Design Plant | 56363 | GEN 1 |  | OP | IC | DFO | 1.8 | 0.002 | 35.28 | 127.007 | 11.989 | 43.1601 | Data from EIA-923 Generator File overwritten with distributed data from EIA-923 Generation and Fuel | 2005
23900 | 2022 | VA | Darbytown | 7212 | 1 |  | OP | GT | NG | 92.1 | 0.017 | 13749.75 | 49498.704 | 3371.75 | 12138.2029 | Distributed from 923 Generation And Fuel | 1990
23901 | 2022 | VA | Darbytown | 7212 | 2 |  | OP | GT | NG | 92.1 | 0.017 | 13749.75 | 49498.704 | 3371.75 | 12138.2029 | Distributed from 923 Generation And Fuel | 1990
23902 | 2022 | VA | Darbytown | 7212 | 3 |  | OP | GT | NG | 92.1 | 0.017 | 13749.75 | 49498.704 | 3371.75 | 12138.2029 | Distributed from 923 Generation And Fuel | 1990
23903 | 2022 | VA | Darbytown | 7212 | 4 |  | OP | GT | NG | 92.1 | 0.017 | 13749.75 | 49498.704 | 3371.75 | 12138.2029 | Distributed from 923 Generation And Fuel | 1990
23904 | 2022 | VA | Depot Solar Center, LLC | 61691 | DEPOT |  | OP | PV | SUN | 15 | 0.236 | 30971 | 111494.708 | 20406 | 73461.0123 | Distributed from 923 Generation And Fuel | 2022
23905 | 2022 | VA | Desper Solar | 62730 | 1 |  | OP | PV | SUN | 88.2 | 0.224 | 172690 | 621679.0266 | 86462 | 311260.7099 | Distributed from 923 Generation And Fuel | 2021
23906 | 2022 | VA | DG AMP Solar Front Royal | 61055 | AMPFR |  | OP | PV | SUN | 2.5 | 0.199 | 4367 | 15721.0742 | 2324 | 8366.3331 | Distributed from 923 Generation And Fuel | 2017
23907 | 2022 | VA | Dominion/Lo Mar | 7797 | DOM1 |  | OP | GT | DFO | 12 | 0.005 | 504 | 1814.3855 | 171 | 615.5951 | Distributed from 923 Generation And Fuel | 1997
23908 | 2022 | VA | Dominion/Lo Mar | 7797 | DOM2 |  | OP | IC | DFO | 1.8 | 0.008 | 124.5 | 448.1964 | 42.25 | 152.0988 | Distributed from 923 Generation And Fuel | 1997
23909 | 2022 | VA | Dominion/Lo Mar | 7797 | LOM1 |  | OP | IC | DFO | 1.8 | 0.008 | 124.5 | 448.1964 | 42.25 | 152.0988 | Distributed from 923 Generation And Fuel | 1997
23910 | 2022 | VA | Dominion/Lo Mar | 7797 | LOM2 |  | OP | IC | DFO | 1.8 | 0.008 | 124.5 | 448.1964 | 42.25 | 152.0988 | Distributed from 923 Generation And Fuel | 1997
23911 | 2022 | VA | Dominion/Lo Mar | 7797 | LOM3 |  | OP | IC | DFO | 1.8 | 0.008 | 124.5 | 448.1964 | 42.25 | 152.0988 | Distributed from 923 Generation And Fuel | 1997
23912 | 2022 | VA | Doswell Energy Center | 52019 | GEN1 |  | OP | CT | NG | 122 | 0.562 | 601151 | 2164126.287 | 228629 | 823057.8155 | EIA-923 Generator File | 1991
23913 | 2022 | VA | Doswell Energy Center | 52019 | GEN2 |  | OP | CT | NG | 122 | 0.562 | 600295 | 2161044.7116 | 235186 | 846662.8267 | EIA-923 Generator File | 1991
23914 | 2022 | VA | Doswell Energy Center | 52019 | GEN3 | 2 | OP | CA | NG | 132 | 0.526 | 608380 | 2190150.4788 | 238657 | 859158.3267 | EIA-923 Generator File | 1991
23915 | 2022 | VA | Doswell Energy Center | 52019 | GEN4 |  | OP | CT | NG | 122 | 0.582 | 621847 | 2238631.2909 | 217266 | 782151.3428 | EIA-923 Generator File | 1992
23916 | 2022 | VA | Doswell Energy Center | 52019 | GEN5 |  | OP | CT | NG | 122 | 0.573 | 612085 | 2203488.3721 | 216100 | 777953.7764 | EIA-923 Generator File | 1992
23917 | 2022 | VA | Doswell Energy Center | 52019 | GEN6 | 2 | OP | CA | NG | 132 | 0.522 | 603968 | 2174267.4059 | 214980 | 773921.8086 | EIA-923 Generator File | 1992
23918 | 2022 | VA | Doswell Energy Center | 52019 | GEN7 |  | OP | GT | NG | 187 | 0.19 | 311896.667 | 1122819.0186 | 182906.333 | 658457.5311 | Distributed from 923 Generation And Fuel | 2001
23919 | 2022 | VA | Doswell Energy Center | 52019 | GEN8 |  | OP | GT | NG | 187 | 0.19 | 311896.667 | 1122819.0186 | 182906.333 | 658457.5311 | Distributed from 923 Generation And Fuel | 2018
23920 | 2022 | VA | Doswell Energy Center | 52019 | GEN9 |  | OP | GT | NG | 187 | 0.19 | 311896.667 | 1122819.0186 | 182906.333 | 658457.5311 | Distributed from 923 Generation And Fuel | 2018
23921 | 2022 | VA | Downtown | 55954 | 1 |  | OP | IC | DFO | 1.6 | 0.012 | 166.5 | 599.3952 | 56.5 | 203.3984 | Distributed from 923 Generation And Fuel | 1992
23922 | 2022 | VA | Downtown | 55954 | 2 |  | OP | IC | DFO | 1.6 | 0.012 | 166.5 | 599.3952 | 56.5 | 203.3984 | Distributed from 923 Generation And Fuel | 1992
23923 | 2022 | VA | Eastern Shore Solar, LLC | 60127 | PV1 |  | OP | PV | SUN | 80 | 0.215 | 150581 | 542087.2633 | 77658 | 279566.5635 | Distributed from 923 Generation And Fuel | 2016
23924 | 2022 | VA | Electric Avenue Facility | 56367 | 1 |  | OP | IC | DFO | 1.8 | 0.011 | 168.783 | 607.6139 | 57.391 | 206.6059 | Distributed from 923 Generation And Fuel | 2004
23925 | 2022 | VA | Electric Avenue Facility | 56367 | 2 |  | OP | IC | DFO | 1.8 | 0.011 | 168.783 | 607.6139 | 57.391 | 206.6059 | Distributed from 923 Generation And Fuel | 2004
23926 | 2022 | VA | Electric Avenue Facility | 56367 | 3 |  | OP | IC | DFO | 1.8 | 0.011 | 168.783 | 607.6139 | 57.391 | 206.6059 | Distributed from 923 Generation And Fuel | 2004
23927 | 2022 | VA | Electric Avenue Facility | 56367 | 4 |  | OP | IC | DFO | 1.5 | 0.011 | 140.652 | 506.3431 | 47.826 | 172.1722 | Distributed from 923 Generation And Fuel | 1997
23928 | 2022 | VA | Elizabeth River Power Station | 52087 | GEN1 |  | SB | GT | NG | 129.6 | 0.018 | 20432.667 | 73557.0127 | 7629 | 27464.1803 | Distributed from 923 Generation And Fuel | 1992
23929 | 2022 | VA | Elizabeth River Power Station | 52087 | GEN2 |  | SB | GT | NG | 129.6 | 0.018 | 20432.667 | 73557.0127 | 7629 | 27464.1803 | Distributed from 923 Generation And Fuel | 1992
23930 | 2022 | VA | Elizabeth River Power Station | 52087 | GEN3 |  | SB | GT | NG | 129.6 | 0.018 | 20432.667 | 73557.0127 | 7629 | 27464.1803 | Distributed from 923 Generation And Fuel | 1992
23931 | 2022 | VA | Elkton | 52148 | GEN1 |  | OP | ST | NG | 7.2 | 0.159 | 10038 | 36136.5109 | 4454.43 | 16035.8197 | EIA-923 Generator File | 1982
23932 | 2022 | VA | Elkton | 52148 | GEN4 |  | OP | IC | NG | 0.3 | 0.002 | 5.357 | 19.285 | 1.929 | 6.9443 | Distributed from 923 Generation And Fuel | 2016
23933 | 2022 | VA | Elkton | 52148 | GEN5 |  | OP | ST | NG | 0.4 | 0.049 | 173 | 622.795 | 247.468 | 890.8777 | EIA-923 Generator File | 1982
23934 | 2022 | VA | Elkton | 52148 | GEN6 |  | OP | ST | NG | 1.2 | 0.158 | 1659 | 5972.3522 | 742.405 | 2672.6366 | EIA-923 Generator File | 2021
23935 | 2022 | VA | Elkton | 52148 | GEN7 |  | OP | ST | NG | 1.2 | 0.158 | 1666 | 5997.552 | 742.405 | 2672.6366 | EIA-923 Generator File | 2021
23936 | 2022 | VA | Elkton | 52148 | GEN3 |  | RE | IC | NG | 1.1 | 0.002 | 19.643 | 70.7142 | 7.071 | 25.4554 | Distributed from 923 Generation And Fuel | 2016 | 2022
23937 | 2022 | VA | Emporia | 50175 | GEN1 |  | OP | HY | WAT | 2 | 0.197 | 3450.4 | 12421.3406 | 1117.6 | 4023.3278 | Distributed from 923 Generation And Fuel | 1986
23938 | 2022 | VA | Emporia | 50175 | GEN2 |  | OP | HY | WAT | 0.5 | 0.197 | 862.6 | 3105.3352 | 279.4 | 1005.832 | Distributed from 923 Generation And Fuel | 1986
23939 | 2022 | VA | Energix Buckingham, LLC | 64015 | ENX05 |  | OP | PV | SUN | 20 | 0.229 | 40122 | 144438.0445 | 21355 | 76877.385 | Distributed from 923 Generation And Fuel | 2021
23940 | 2022 | VA | Energix Hollyfield, LLC | 64010 | ENX06 |  | OP | PV | SUN | 13 | 0.211 | 24047 | 86568.5075 | 12799 | 46076.0314 | Distributed from 923 Generation And Fuel | 2021
23941 | 2022 | VA | Energix Leatherwood, LLC | 64817 | ENX10 |  | OP | PV | SUN | 20 | 0.236 | 41356 | 148880.409 | 22012 | 79242.5661 | Distributed from 923 Generation And Fuel | 2021
23942 | 2022 | VA | Energix Nokesville, LLC | 64012 | ENX07 |  | OP | PV | SUN | 20 | 0.009 | 1648 | 5932.7525 | 0 | 0 | Distributed from 923 Generation And Fuel | 2022
23943 | 2022 | VA | Essex Solar Center | 61406 | ESSEX |  | OP | PV | SUN | 20 | 0.213 | 37285 | 134224.9262 | 19368 | 69724.2422 | Distributed from 923 Generation And Fuel | 2017
23944 | 2022 | VA | Fort Powhatan Solar | 65322 | FTPW |  | OP | PV | SUN | 150 | 0.245 | 321831 | 1158582.3313 | 170217 | 612776.2978 | Distributed from 923 Generation And Fuel | 2022
23945 | 2022 | VA | Frederick County LFGTE Facility | 57754 | 1 |  | OP | IC | LFG | 1 | 0.439 | 3845 | 13841.8893 | 1609 | 5792.3537 | Distributed from 923 Generation And Fuel | 2010
23946 | 2022 | VA | Frederick County LFGTE Facility | 57754 | 2 |  | OP | IC | LFG | 1 | 0.439 | 3845 | 13841.8893 | 1609 | 5792.3537 | Distributed from 923 Generation And Fuel | 2010
23947 | 2022 | VA | Fries Hydroelectric Project | 10798 | GEN1 |  | OP | HY | WAT | 2 | 0.389 | 6809.259 | 24513.1363 | 2846.667 | 10247.9192 | Distributed from 923 Generation And Fuel | 1933
23948 | 2022 | VA | Fries Hydroelectric Project | 10798 | GEN2 |  | OP | HY | WAT | 0.8 | 0.389 | 2723.704 | 9805.256 | 1138.667 | 4099.1684 | Distributed from 923 Generation And Fuel | 1933
23949 | 2022 | VA | Fries Hydroelectric Project | 10798 | GEN3 |  | OP | HY | WAT | 0.2 | 0.389 | 680.926 | 2451.314 | 284.667 | 1024.793 | Distributed from 923 Generation And Fuel | 1933
23950 | 2022 | VA | Fries Hydroelectric Project | 10798 | GEN4 |  | OP | HY | WAT | 2.4 | 0.389 | 8171.111 | 29415.7643 | 3416 | 12297.5016 | Distributed from 923 Generation And Fuel | 1981
23951 | 2022 | VA | Gardy's Mill Solar | 65016 | GMS |  | OP | PV | SUN | 14 | 0.17 | 20862 | 75102.5992 | 11104 | 39974.0802 | Distributed from 923 Generation And Fuel | 2020
23952 | 2022 | VA | Gateway Gen | 7798 | 1 |  | OP | IC | DFO | 1.8 | 0.011 | 175 | 629.995 | 59.5 | 214.1983 | Distributed from 923 Generation And Fuel | 1996
23953 | 2022 | VA | Gateway Gen | 7798 | 2 |  | OP | IC | DFO | 1.8 | 0.011 | 175 | 629.995 | 59.5 | 214.1983 | Distributed from 923 Generation And Fuel | 2009
23954 | 2022 | VA | Georgia-Pacific Big Island | 50479 | BHG1 |  | OP | HY | WAT | 0.2 | 0.098 | 172 | 619.195 | 65.5 | 235.7981 | Distributed from 923 Generation And Fuel | 1920
23955 | 2022 | VA | Georgia-Pacific Big Island | 50479 | BHG2 |  | OP | HY | WAT | 0.2 | 0.098 | 172 | 619.195 | 65.5 | 235.7981 | Distributed from 923 Generation And Fuel | 1920
23956 | 2022 | VA | Georgia-Pacific Big Island | 50479 | GEN1 |  | OP | ST | WDS | 7.5 | 0.813 | 53446 | 192404.0608 | 22170 | 79811.3615 | EIA-923 Generator File | 1965
23957 | 2022 | VA | Gloucester Solar | 63031 | GLSO |  | OP | PV | SUN | 19.9 | 0.233 | 40687 | 146472.0282 | 21656 | 77960.9763 | Distributed from 923 Generation And Fuel | 2019
23958 | 2022 | VA | Godwin Drive Plant | 7439 | C10 |  | OP | IC | DFO | 1.5 | 0.011 | 140.714 | 506.5663 | 47.857 | 172.2838 | Distributed from 923 Generation And Fuel | 1992
23959 | 2022 | VA | Godwin Drive Plant | 7439 | C7 |  | OP | IC | DFO | 1.6 | 0.011 | 150.095 | 540.3377 | 51.048 | 183.7713 | Distributed from 923 Generation And Fuel | 1990
23960 | 2022 | VA | Godwin Drive Plant | 7439 | C8 |  | OP | IC | DFO | 1.6 | 0.011 | 150.095 | 540.3377 | 51.048 | 183.7713 | Distributed from 923 Generation And Fuel | 1990
23961 | 2022 | VA | Godwin Drive Plant | 7439 | C9 |  | OP | IC | DFO | 1.6 | 0.011 | 150.095 | 540.3377 | 51.048 | 183.7713 | Distributed from 923 Generation And Fuel | 1992
23962 | 2022 | VA | Gordonsville Energy LP | 54844 | GOR1 |  | OP | CT | NG | 97.2 | 1.2 | 1021654 | 3677924.9766 | 572911 | 2062463.1003 | EIA-923 Generator File | 1994
23963 | 2022 | VA | Gordonsville Energy LP | 54844 | GOR2 |  | OP | CT | NG | 97.2 | 0 | 0 | 0 | 0 | 0 | EIA-923 Generator File | 1994
23964 | 2022 | VA | Gordonsville Energy LP | 54844 | GOR3 | 1 | OP | CA | NG | 53 | 0 | 0 | 0 | 0 | 0 | EIA-923 Generator File | 1994
23965 | 2022 | VA | Gordonsville Energy LP | 54844 | GOR4 | 1 | OP | CA | NG | 53 | 0 | 0 | 0 | 0 | 0 | EIA-923 Generator File | 1994
23966 | 2022 | VA | Grassfield Solar | 64135 | GFSO |  | OP | PV | SUN | 20 | 0.024 | 4195 | 15101.8792 | 0 | 0 | Distributed from 923 Generation And Fuel | 2022
23967 | 2022 | VA | Grasshopper Solar | 62813 | GRHS |  | OP | PV | SUN | 80 | 0.235 | 165033 | 594114.0471 | 86766 | 312355.1012 | Distributed from 923 Generation And Fuel | 2020
23968 | 2022 | VA | Gravel Neck | 7032 | 1 |  | OP | GT | DFO | 16.3 | 0.009 | 1304 | 4694.3624 | 505.632 | 1820.2606 | Distributed from 923 Generation And Fuel | 1970
23969 | 2022 | VA | Gravel Neck | 7032 | 2 |  | OP | GT | DFO | 23.8 | 0.009 | 1904 | 6854.3452 | 738.285 | 2657.8047 | Distributed from 923 Generation And Fuel | 1970
23970 | 2022 | VA | Gravel Neck | 7032 | 3 |  | OP | GT | NG | 91.9 | 0.009 | 7352 | 26466.9883 | 2850.771 | 10262.6935 | Distributed from 923 Generation And Fuel | 1989
23971 | 2022 | VA | Gravel Neck | 7032 | 4 |  | OP | GT | NG | 91.9 | 0.009 | 7352 | 26466.9883 | 2850.771 | 10262.6935 | Distributed from 923 Generation And Fuel | 1989
23972 | 2022 | VA | Gravel Neck | 7032 | 5 |  | OP | GT | NG | 91.9 | 0.009 | 7352 | 26466.9883 | 2850.771 | 10262.6935 | Distributed from 923 Generation And Fuel | 1989
23973 | 2022 | VA | Gravel Neck | 7032 | 6 |  | OP | GT | NG | 91.9 | 0.009 | 7352 | 26466.9883 | 2850.771 | 10262.6935 | Distributed from 923 Generation And Fuel | 1989
23974 | 2022 | VA | Greensville County Power Station | 59913 | CT01 |  | OP | CT | NG | 369.8 | 3.441 | 11145392 | 40123090.2153 | 4725582 | 17011959.1043 | EIA-923 Generator File | 2018
23975 | 2022 | VA | Greensville County Power Station | 59913 | CT02 |  | OP | CT | NG | 369.8 | 0 | 0 | 0 | 0 | 0 | EIA-923 Generator File | 2018
23976 | 2022 | VA | Greensville County Power Station | 59913 | CT03 |  | OP | CT | NG | 369.8 | 0 | 0 | 0 | 0 | 0 | EIA-923 Generator File | 2018
23977 | 2022 | VA | Greensville County Power Station | 59913 | ST01 | 3 | OP | CA | NG | 663.9 | 0 | 0 | 0 | 0 | 0 | EIA-923 Generator File | 2018
23978 | 2022 | VA | Greensville County Solar Project, LLC | 63745 | GVSO |  | OP | PV | SUN | 80 | 0.202 | 141212 | 508359.1331 | 72995 | 262779.8978 | Distributed from 923 Generation And Fuel | 2020
23979 | 2022 | VA | Halifax | 50178 | GEN1 |  | OP | HY | WAT | 0.8 | 0.1 | 697.5 | 2510.9799 | 226 | 813.5935 | Distributed from 923 Generation And Fuel | 1915
23980 | 2022 | VA | Halifax | 50178 | GEN2 |  | OP | HY | WAT | 0.4 | 0.1 | 348.75 | 1255.49 | 113 | 406.7967 | Distributed from 923 Generation And Fuel | 1915
23981 | 2022 | VA | Halifax | 50178 | GEN3 |  | OP | HY | WAT | 0.4 | 0.1 | 348.75 | 1255.49 | 113 | 406.7967 | Distributed from 923 Generation And Fuel | 1915
23982 | 2022 | VA | Halifax County Biomass | 58560 | STG1 | 1 | OP | ST | WDS | 49.9 | 0.796 | 347960 | 1252645.9788 | 156897 | 564824.6814 | EIA-923 Generator File | 2013
23983 | 2022 | VA | Hecate Energy Cherrydale LLC | 61375 | PV1 |  | OP | PV | SUN | 20 | 0.185 | 32341 | 116426.6686 | 17214 | 61969.9042 | Distributed from 923 Generation And Fuel | 2017
23984 | 2022 | VA | Hecate Energy Clarke County LLC | 61374 | PV1 |  | OP | PV | SUN | 10 | 0.036 | 3169 | 11408.3087 | 1687 | 6073.1514 | Distributed from 923 Generation And Fuel | 2017
23985 | 2022 | VA | Henrico | 57356 | 1 |  | OP | IC | LFG | 0.3 | 0.225 | 591.167 | 2128.1842 | 245.667 | 884.3941 | Distributed from 923 Generation And Fuel | 2010
23986 | 2022 | VA | Henrico | 57356 | 10 |  | OP | IC | LFG | 0.3 | 0.225 | 591.167 | 2128.1842 | 245.667 | 884.3941 | Distributed from 923 Generation And Fuel | 2010
23987 | 2022 | VA | Henrico | 57356 | 11 |  | OP | IC | LFG | 0.3 | 0.225 | 591.167 | 2128.1842 | 245.667 | 884.3941 | Distributed from 923 Generation And Fuel | 2010
23988 | 2022 | VA | Henrico | 57356 | 12 |  | OP | IC | LFG | 0.3 | 0.225 | 591.167 | 2128.1842 | 245.667 | 884.3941 | Distributed from 923 Generation And Fuel | 2010
23989 | 2022 | VA | Henrico | 57356 | 2 |  | OP | IC | LFG | 0.3 | 0.225 | 591.167 | 2128.1842 | 245.667 | 884.3941 | Distributed from 923 Generation And Fuel | 2010
23990 | 2022 | VA | Henrico | 57356 | 3 |  | OP | IC | LFG | 0.3 | 0.225 | 591.167 | 2128.1842 | 245.667 | 884.3941 | Distributed from 923 Generation And Fuel | 2010
23991 | 2022 | VA | Henrico | 57356 | 4 |  | OP | IC | LFG | 0.3 | 0.225 | 591.167 | 2128.1842 | 245.667 | 884.3941 | Distributed from 923 Generation And Fuel | 2010
23992 | 2022 | VA | Henrico | 57356 | 5 |  | OP | IC | LFG | 0.3 | 0.225 | 591.167 | 2128.1842 | 245.667 | 884.3941 | Distributed from 923 Generation And Fuel | 2010
23993 | 2022 | VA | Henrico | 57356 | 6 |  | OP | IC | LFG | 0.3 | 0.225 | 591.167 | 2128.1842 | 245.667 | 884.3941 | Distributed from 923 Generation And Fuel | 2010
23994 | 2022 | VA | Henrico | 57356 | 7 |  | OP | IC | LFG | 0.3 | 0.225 | 591.167 | 2128.1842 | 245.667 | 884.3941 | Distributed from 923 Generation And Fuel | 2010
23995 | 2022 | VA | Henrico | 57356 | 8 |  | OP | IC | LFG | 0.3 | 0.225 | 591.167 | 2128.1842 | 245.667 | 884.3941 | Distributed from 923 Generation And Fuel | 2010
23996 | 2022 | VA | Henrico | 57356 | 9 |  | OP | IC | LFG | 0.3 | 0.225 | 591.167 | 2128.1842 | 245.667 | 884.3941 | Distributed from 923 Generation And Fuel | 2010
23997 | 2022 | VA | Highlander Solar Energy Station 1 | 62014 | HLND1 |  | OP | PV | SUN | 165 | 0.169 | 244946 | 881798.5456 | 130436 | 469565.8435 | Distributed from 923 Generation And Fuel | 2020
23998 | 2022 | VA | Holcomb Rock | 56314 | HG1 |  | OS | HY | WAT | 0.6 |  | GENYRONL: 1920
23999 | 2022 | VA | Holcomb Rock | 56314 | HG2 |  | OS | HY | WAT | 0.6 |  | GENYRONL: 1920
24000 | 2022 | VA | Holcomb Rock | 56314 | HG3 |  | OS | HY | WAT | 0.6 |  | GENYRONL: 1920
24001 | 2022 | VA | Hollyfield | 61023 | 1 |  | OP | PV | SUN | 17 | 0.197 | 29301 | 105482.7561 | 15596 | 56145.1508 | Distributed from 923 Generation And Fuel | 2018
24002 | 2022 | VA | Hopewell Cogeneration | 10633 | GT1 |  | OP | CT | NG | 101 | 0.148 | 130668 | 470401.0368 | 94654 | 340751.674 | EIA-923 Generator File | 1990
24003 | 2022 | VA | Hopewell Cogeneration | 10633 | GT2 |  | OP | CT | NG | 101 | 0.217 | 192147 | 691723.6662 | 120101 | 432360.1411 | EIA-923 Generator File | 1990
24004 | 2022 | VA | Hopewell Cogeneration | 10633 | GT3 |  | OP | CT | NG | 101 | 0.215 | 189903 | 683645.3308 | 119296 | 429462.1643 | EIA-923 Generator File | 1990
24005 | 2022 | VA | Hopewell Cogeneration | 10633 | ST1 | 3 | OP | CA | NG | 96 | 0.196 | 165013 | 594042.0477 | 109790 | 395240.8381 | EIA-923 Generator File | 1990
24006 | 2022 | VA | Hopewell Mill | 50813 | GEN1 | 2 | OP | ST | BLQ | 47.6 | 0.614 | 255875 | 921142.6309 | 103206 | 371538.6277 | EIA-923 Generator File | 1980
24007 | 2022 | VA | Hopewell Power Station | 10771 | 1 | 2 | OP | ST | WDS | 71.1 | 0.571 | 355646 | 1280315.3575 | 148335 | 534001.728 | EIA-923 Generator File | 1992 | 2028
24008 | 2022 | VA | HP Hood CT | 59860 | HHOOD |  | OP | GT | NG | 15 | 0.762 | 100130 | 360465.1163 | 47507 | 171023.8318 | Distributed from 923 Generation And Fuel | 2015
24009 | 2022 | VA | I 95 Landfill Phase II | 54723 | UNT1 |  | OP | IC | LFG | 0.8 | 0.812 | 5693.25 | 20495.536 | 2382.5 | 8576.9314 | Distributed from 923 Generation And Fuel | 1993
24010 | 2022 | VA | I 95 Landfill Phase II | 54723 | UNT2 |  | OP | IC | LFG | 0.8 | 0.812 | 5693.25 | 20495.536 | 2382.5 | 8576.9314 | Distributed from 923 Generation And Fuel | 1993
24011 | 2022 | VA | I 95 Landfill Phase II | 54723 | UNT3 |  | OP | IC | LFG | 0.8 | 0.812 | 5693.25 | 20495.536 | 2382.5 | 8576.9314 | Distributed from 923 Generation And Fuel | 1993
24012 | 2022 | VA | I 95 Landfill Phase II | 54723 | UNT4 |  | OP | IC | LFG | 0.8 | 0.812 | 5693.25 | 20495.536 | 2382.5 | 8576.9314 | Distributed from 923 Generation And Fuel | 1993
24013 | 2022 | VA | IKEA Norfolk Rooftop PV System | 62355 | 569PV |  | OP | PV | SUN | 1.3 | 0.137 | 1563 | 5626.755 | 832 | 2995.176 | Distributed from 923 Generation And Fuel | 2019
24014 | 2022 | VA | International Paper Franklin Mill | 52152 | GE10 |  | OP | GT | NG | 46.4 | 0 | 0 | 0 | 0 | 0 | Distributed from 923 Generation And Fuel | 1997
24015 | 2022 | VA | International Paper Franklin Mill | 52152 | GEN9 | 8 | OP | ST | BLQ | 36.1 | 0.655 | 207161.23 | 745774.4618 | 87757.976 | 315926.1862 | EIA-923 Generator File | 1977
24016 | 2022 | VA | John H Kerr | 3833 | 1 |  | OP | HY | WAT | 13.8 | 0.125 | 15127.692 | 54459.2555 | 4900.581 | 17641.9505 | Distributed from 923 Generation And Fuel | 1952
24017 | 2022 | VA | John H Kerr | 3833 | 2 |  | OP | HY | WAT | 46.8 | 0.125 | 51302.608 | 184687.9113 | 16619.361 | 59829.221 | Distributed from 923 Generation And Fuel | 1952
24018 | 2022 | VA | John H Kerr | 3833 | 3 |  | OP | HY | WAT | 46.8 | 0.125 | 51302.608 | 184687.9113 | 16619.361 | 59829.221 | Distributed from 923 Generation And Fuel | 1953
24019 | 2022 | VA | John H Kerr | 3833 | 4 |  | OP | HY | WAT | 46.8 | 0.125 | 51302.608 | 184687.9113 | 16619.361 | 59829.221 | Distributed from 923 Generation And Fuel | 1953
24020 | 2022 | VA | John H Kerr | 3833 | 5 |  | OP | HY | WAT | 46.8 | 0.125 | 51302.608 | 184687.9113 | 16619.361 | 59829.221 | Distributed from 923 Generation And Fuel | 1953
24021 | 2022 | VA | John H Kerr | 3833 | 6 |  | OP | HY | WAT | 46.8 | 0.125 | 51302.608 | 184687.9113 | 16619.361 | 59829.221 | Distributed from 923 Generation And Fuel | 1953
24022 | 2022 | VA | John H Kerr | 3833 | 7 |  | OP | HY | WAT | 46.8 | 0.125 | 51302.608 | 184687.9113 | 16619.361 | 59829.221 | Distributed from 923 Generation And Fuel | 1953
24023 | 2022 | VA | John H Kerr | 3833 | A |  | OP | HY | WAT | 1.1 | 0.125 | 1205.831 | 4340.9569 | 390.626 | 1406.2424 | Distributed from 923 Generation And Fuel | 2008
24024 | 2022 | VA | John H Kerr | 3833 | B |  | OP | HY | WAT | 1.1 | 0.125 | 1205.831 | 4340.9569 | 390.626 | 1406.2424 | Distributed from 923 Generation And Fuel | 2008
24025 | 2022 | VA | King & Queen | 56686 | 1 |  | OP | IC | LFG | 0.3 | 0.65 | 1709.083 | 6152.6496 | 709.611 | 2554.5792 | Distributed from 923 Generation And Fuel | 2008
24026 | 2022 | VA | King & Queen | 56686 | 10 |  | OP | IC | LFG | 0.3 | 0.65 | 1709.083 | 6152.6496 | 709.611 | 2554.5792 | Distributed from 923 Generation And Fuel | 2008
24027 | 2022 | VA | King & Queen | 56686 | 11 |  | OP | IC | LFG | 0.3 | 0.65 | 1709.083 | 6152.6496 | 709.611 | 2554.5792 | Distributed from 923 Generation And Fuel | 2008
24028 | 2022 | VA | King & Queen | 56686 | 12 |  | OP | IC | LFG | 0.3 | 0.65 | 1709.083 | 6152.6496 | 709.611 | 2554.5792 | Distributed from 923 Generation And Fuel | 2008
24029 | 2022 | VA | King & Queen | 56686 | 13 |  | OP | IC | LFG | 0.3 | 0.65 | 1709.083 | 6152.6496 | 709.611 | 2554.5792 | Distributed from 923 Generation And Fuel | 2008
24030 | 2022 | VA | King & Queen | 56686 | 14 |  | OP | IC | LFG | 0.3 | 0.65 | 1709.083 | 6152.6496 | 709.611 | 2554.5792 | Distributed from 923 Generation And Fuel | 2008
24031 | 2022 | VA | King & Queen | 56686 | 15 |  | OP | IC | LFG | 0.3 | 0.65 | 1709.083 | 6152.6496 | 709.611 | 2554.5792 | Distributed from 923 Generation And Fuel | 2008
24032 | 2022 | VA | King & Queen | 56686 | 16 |  | OP | IC | LFG | 0.3 | 0.65 | 1709.083 | 6152.6496 | 709.611 | 2554.5792 | Distributed from 923 Generation And Fuel | 2008
24033 | 2022 | VA | King & Queen | 56686 | 17 |  | OP | IC | LFG | 0.3 | 0.65 | 1709.083 | 6152.6496 | 709.611 | 2554.5792 | Distributed from 923 Generation And Fuel | 2008
24034 | 2022 | VA | King & Queen | 56686 | 18 |  | OP | IC | LFG | 0.3 | 0.65 | 1709.083 | 6152.6496 | 709.611 | 2554.5792 | Distributed from 923 Generation And Fuel | 2008
24035 | 2022 | VA | King & Queen | 56686 | 19 |  | OP | IC | LFG | 0.3 | 0.65 | 1709.083 | 6152.6496 | 709.611 | 2554.5792 | Distributed from 923 Generation And Fuel | 2008
24036 | 2022 | VA | King & Queen | 56686 | 2 |  | OP | IC | LFG | 0.3 | 0.65 | 1709.083 | 6152.6496 | 709.611 | 2554.5792 | Distributed from 923 Generation And Fuel | 2008
24037 | 2022 | VA | King & Queen | 56686 | 20 |  | OP | IC | LFG | 0.3 | 0.65 | 1709.083 | 6152.6496 | 709.611 | 2554.5792 | Distributed from 923 Generation And Fuel | 2008
24038 | 2022 | VA | King & Queen | 56686 | 21 |  | OP | IC | LFG | 0.3 | 0.65 | 1709.083 | 6152.6496 | 709.611 | 2554.5792 | Distributed from 923 Generation And Fuel | 2008
24039 | 2022 | VA | King & Queen | 56686 | 22 |  | OP | IC | LFG | 0.3 | 0.65 | 1709.083 | 6152.6496 | 709.611 | 2554.5792 | Distributed from 923 Generation And Fuel | 2008
24040 | 2022 | VA | King & Queen | 56686 | 23 |  | OP | IC | LFG | 0.3 | 0.65 | 1709.083 | 6152.6496 | 709.611 | 2554.5792 | Distributed from 923 Generation And Fuel | 2008
24041 | 2022 | VA | King & Queen | 56686 | 24 |  | OP | IC | LFG | 0.3 | 0.65 | 1709.083 | 6152.6496 | 709.611 | 2554.5792 | Distributed from 923 Generation And Fuel | 2008
24042 | 2022 | VA | King & Queen | 56686 | 25 |  | OP | IC | LFG | 0.3 | 0.65 | 1709.083 | 6152.6496 | 709.611 | 2554.5792 | Distributed from 923 Generation And Fuel | 2008
24043 | 2022 | VA | King & Queen | 56686 | 26 |  | OP | IC | LFG | 0.3 | 0.65 | 1709.083 | 6152.6496 | 709.611 | 2554.5792 | Distributed from 923 Generation And Fuel | 2008
24044 | 2022 | VA | King & Queen | 56686 | 27 |  | OP | IC | LFG | 0.3 | 0.65 | 1709.083 | 6152.6496 | 709.611 | 2554.5792 | Distributed from 923 Generation And Fuel | 2008
24045 | 2022 | VA | King & Queen | 56686 | 28 |  | OP | IC | LFG | 0.3 | 0.65 | 1709.083 | 6152.6496 | 709.611 | 2554.5792 | Distributed from 923 Generation And Fuel | 2008
24046 | 2022 | VA | King & Queen | 56686 | 29 |  | OP | IC | LFG | 0.3 | 0.65 | 1709.083 | 6152.6496 | 709.611 | 2554.5792 | Distributed from 923 Generation And Fuel | 2008
24047 | 2022 | VA | King & Queen | 56686 | 3 |  | OP | IC | LFG | 0.3 | 0.65 | 1709.083 | 6152.6496 | 709.611 | 2554.5792 | Distributed from 923 Generation And Fuel | 2008
24048 | 2022 | VA | King & Queen | 56686 | 30 |  | OP | IC | LFG | 0.3 | 0.65 | 1709.083 | 6152.6496 | 709.611 | 2554.5792 | Distributed from 923 Generation And Fuel | 2008
24049 | 2022 | VA | King & Queen | 56686 | 31 |  | OP | IC | LFG | 0.3 | 0.65 | 1709.083 | 6152.6496 | 709.611 | 2554.5792 | Distributed from 923 Generation And Fuel | 2008
24050 | 2022 | VA | King & Queen | 56686 | 32 |  | OP | IC | LFG | 0.3 | 0.65 | 1709.083 | 6152.6496 | 709.611 | 2554.5792 | Distributed from 923 Generation And Fuel | 2008
24051 | 2022 | VA | King & Queen | 56686 | 33 |  | OP | IC | LFG | 0.3 | 0.65 | 1709.083 | 6152.6496 | 709.611 | 2554.5792 | Distributed from 923 Generation And Fuel | 2008
24052 | 2022 | VA | King & Queen | 56686 | 34 |  | OP | IC | LFG | 0.3 | 0.65 | 1709.083 | 6152.6496 | 709.611 | 2554.5792 | Distributed from 923 Generation And Fuel | 2008
24053 | 2022 | VA | King & Queen | 56686 | 35 |  | OP | IC | LFG | 0.3 | 0.65 | 1709.083 | 6152.6496 | 709.611 | 2554.5792 | Distributed from 923 Generation And Fuel | 2008
24054 | 2022 | VA | King & Queen | 56686 | 36 |  | OP | IC | LFG | 0.3 | 0.65 | 1709.083 | 6152.6496 | 709.611 | 2554.5792 | Distributed from 923 Generation And Fuel | 2008
24055 | 2022 | VA | King & Queen | 56686 | 4 |  | OP | IC | LFG | 0.3 | 0.65 | 1709.083 | 6152.6496 | 709.611 | 2554.5792 | Distributed from 923 Generation And Fuel | 2008
24056 | 2022 | VA | King & Queen | 56686 | 5 |  | OP | IC | LFG | 0.3 | 0.65 | 1709.083 | 6152.6496 | 709.611 | 2554.5792 | Distributed from 923 Generation And Fuel | 2008
24057 | 2022 | VA | King & Queen | 56686 | 6 |  | OP | IC | LFG | 0.3 | 0.65 | 1709.083 | 6152.6496 | 709.611 | 2554.5792 | Distributed from 923 Generation And Fuel | 2008
24058 | 2022 | VA | King & Queen | 56686 | 7 |  | OP | IC | LFG | 0.3 | 0.65 | 1709.083 | 6152.6496 | 709.611 | 2554.5792 | Distributed from 923 Generation And Fuel | 2008
24059 | 2022 | VA | King & Queen | 56686 | 8 |  | OP | IC | LFG | 0.3 | 0.65 | 1709.083 | 6152.6496 | 709.611 | 2554.5792 | Distributed from 923 Generation And Fuel | 2008
24060 | 2022 | VA | King & Queen | 56686 | 9 |  | OP | IC | LFG | 0.3 | 0.65 | 1709.083 | 6152.6496 | 709.611 | 2554.5792 | Distributed from 923 Generation And Fuel | 2008
24061 | 2022 | VA | Ladysmith | 7839 | 1 |  | OP | GT | NG | 178.5 | 0.112 | 175062.2 | 630218.8782 | 120313.2 | 433124.055 | Distributed from 923 Generation And Fuel | 2001
24062 | 2022 | VA | Ladysmith | 7839 | 2 |  | OP | GT | NG | 178.5 | 0.112 | 175062.2 | 630218.8782 | 120313.2 | 433124.055 | Distributed from 923 Generation And Fuel | 2001
24063 | 2022 | VA | Ladysmith | 7839 | 3 |  | OP | GT | NG | 178.5 | 0.112 | 175062.2 | 630218.8782 | 120313.2 | 433124.055 | Distributed from 923 Generation And Fuel | 2008
24064 | 2022 | VA | Ladysmith | 7839 | 4 |  | OP | GT | NG | 178.5 | 0.112 | 175062.2 | 630218.8782 | 120313.2 | 433124.055 | Distributed from 923 Generation And Fuel | 2008
24065 | 2022 | VA | Ladysmith | 7839 | 5 |  | OP | GT | NG | 178.5 | 0.112 | 175062.2 | 630218.8782 | 120313.2 | 433124.055 | Distributed from 923 Generation And Fuel | 2009
24066 | 2022 | VA | Leesville | 3777 | 1 |  | OP | HY | WAT | 20 | 0.141 | 24737 | 89052.4876 | 8013.5 | 28848.3692 | Distributed from 923 Generation And Fuel | 1964
24067 | 2022 | VA | Leesville | 3777 | 2 |  | OP | HY | WAT | 20 | 0.141 | 24737 | 89052.4876 | 8013.5 | 28848.3692 | Distributed from 923 Generation And Fuel | 1964
24068 | 2022 | VA | Louisa Generation Facility | 7837 | 1 |  | OP | GT | NG | 84.5 | 0.052 | 38811.741 | 139721.1498 | 20186.72 | 72671.6106 | Distributed from 923 Generation And Fuel | 2003
24069 | 2022 | VA | Louisa Generation Facility | 7837 | 2 |  | OP | GT | NG | 84.5 | 0.052 | 38811.741 | 139721.1498 | 20186.72 | 72671.6106 | Distributed from 923 Generation And Fuel | 2003
24070 | 2022 | VA | Louisa Generation Facility | 7837 | 3 |  | OP | GT | NG | 84.5 | 0.052 | 38811.741 | 139721.1498 | 20186.72 | 72671.6106 | Distributed from 923 Generation And Fuel | 2003
24071 | 2022 | VA | Louisa Generation Facility | 7837 | 4 |  | OP | GT | NG | 84.5 | 0.052 | 38811.741 | 139721.1498 | 20186.72 | 72671.6106 | Distributed from 923 Generation And Fuel | 2003
24072 | 2022 | VA | Louisa Generation Facility | 7837 | 5 |  | OP | GT | NG | 171.1 | 0.052 | 78588.035 | 282914.6627 | 40875.121 | 147149.2584 | Distributed from 923 Generation And Fuel | 2003
24073 | 2022 | VA | Low Moor | 3799 | GT1 |  | OP | GT | DFO | 20.7 | 0.004 | 653.75 | 2353.4812 | 222 | 799.1936 | Distributed from 923 Generation And Fuel | 1971
24074 | 2022 | VA | Low Moor | 3799 | GT2 |  | OP | GT | DFO | 20.7 | 0.004 | 653.75 | 2353.4812 | 222 | 799.1936 | Distributed from 923 Generation And Fuel | 1971
24075 | 2022 | VA | Low Moor | 3799 | GT3 |  | OP | GT | DFO | 20.7 | 0.004 | 653.75 | 2353.4812 | 222 | 799.1936 | Distributed from 923 Generation And Fuel | 1971
24076 | 2022 | VA | Low Moor | 3799 | GT4 |  | OP | GT | DFO | 20.7 | 0.004 | 653.75 | 2353.4812 | 222 | 799.1936 | Distributed from 923 Generation And Fuel | 1971
24077 | 2022 | VA | Luray Hydro Station | 3789 | 1 |  | OP | HY | WAT | 0.6 | 0.273 | 1435.5 | 5167.7587 | 465 | 1673.9866 | Distributed from 923 Generation And Fuel | 1927
24078 | 2022 | VA | Luray Hydro Station | 3789 | 2 |  | OP | HY | WAT | 0.4 | 0.273 | 957 | 3445.1724 | 310 | 1115.9911 | Distributed from 923 Generation And Fuel | 1927
24079 | 2022 | VA | Luray Hydro Station | 3789 | 3 |  | OP | HY | WAT | 0.6 | 0.273 | 1435.5 | 5167.7587 | 465 | 1673.9866 | Distributed from 923 Generation And Fuel | 1927
24080 | 2022 | VA | Maplewood Solar | 65319 | MAPL |  | OP | PV | SUN | 120 | 0.006 | 6167 | 22201.0224 | 0 | 0 | Distributed from 923 Generation And Fuel | 2022
24081 | 2022 | VA | Marsh Run Generation Facility | 7836 | 1 |  | OP | GT | NG | 171.1 | 0.074 | 111270 | 400568.7954 | 54903.667 | 197651.62 | Distributed from 923 Generation And Fuel | 2004
24082 | 2022 | VA | Marsh Run Generation Facility | 7836 | 2 |  | OP | GT | NG | 171.1 | 0.074 | 111270 | 400568.7954 | 54903.667 | 197651.62 | Distributed from 923 Generation And Fuel | 2004
24083 | 2022 | VA | Marsh Run Generation Facility | 7836 | 3 |  | OP | GT | NG | 171.1 | 0.074 | 111270 | 400568.7954 | 54903.667 | 197651.62 | Distributed from 923 Generation And Fuel | 2004
24084 | 2022 | VA | Martin Solar Center | 61458 | MARTN |  | OP | PV | SUN | 5 | 0.211 | 9224 | 33206.1344 | 4387 | 15793.0737 | Distributed from 923 Generation And Fuel | 2017
24085 | 2022 | VA | Martinsville | 3826 | 1 |  | OP | HY | WAT | 0.3 | 0.008 | 19.846 | 71.445 | 6.462 | 23.263 | Distributed from 923 Generation And Fuel | 1932
24086 | 2022 | VA | Martinsville | 3826 | 2 |  | OP | HY | WAT | 1 | 0.008 | 66.154 | 238.1525 | 21.538 | 77.5362 | Distributed from 923 Generation And Fuel | 1932
24087 | 2022 | VA | Martinsville LFG Generator | 57893 | LFG1 |  | OP | IC | NG | 1.1 | 0.011 | 109 | 392.3969 | 27 | 97.1992 | Distributed from 923 Generation And Fuel | 2012
24088 | 2022 | VA | Mechanicsville Solar | 64158 | MECH |  | OP | PV | SUN | 25 | 0.249 | 54547 | 196367.6291 | 28489 | 102559.5795 | Distributed from 923 Generation And Fuel | 2020
24089 | 2022 | VA | Meherrin Solar | 62758 | MEHER |  | OP | PV | SUN | 59.6 | 0.08 | 41992 | 151169.9906 | 22694 | 81697.7464 | Distributed from 923 Generation And Fuel | 2022
24090 | 2022 | VA | Merck | 59905 | 1 |  | OP | PV | SUN | 2.1 | 0.034 | 628 | 2260.7819 | 334 | 1202.3904 | Distributed from 923 Generation And Fuel | 2017
24091 | 2022 | VA | MM Prince William Energy | 55156 | UNT1 |  | OP | IC | LFG | 0.9 | 0.821 | 6472.636 | 23301.3032 | 2708.591 | 9750.8496 | Distributed from 923 Generation And Fuel | 1998
24092 | 2022 | VA | MM Prince William Energy | 55156 | UNT2 |  | OP | IC | LFG | 0.9 | 0.821 | 6472.636 | 23301.3032 | 2708.591 | 9750.8496 | Distributed from 923 Generation And Fuel | 1998
24093 | 2022 | VA | MM Prince William Energy | 55156 | UNT3 |  | OP | IC | LFG | 1.6 | 0.821 | 11506.909 | 41424.541 | 4815.273 | 17334.8441 | Distributed from 923 Generation And Fuel | 2013
24094 | 2022 | VA | MM Prince William Energy | 55156 | UNT4 |  | OP | IC | LFG | 1.6 | 0.821 | 11506.909 | 41424.541 | 4815.273 | 17334.8441 | Distributed from 923 Generation And Fuel | 2013
24095 | 2022 | VA | MM Prince William Energy | 55156 | UNT5 |  | OP | IC | LFG | 1.6 | 0.821 | 11506.909 | 41424.541 | 4815.273 | 17334.8441 | Distributed from 923 Generation And Fuel | 2013
24096 | 2022 | VA | Molson Coors Shenandoah Brewery | 58057 | WWTP |  | OP | GT | OBG | 1.4 | 0.423 | 5183 | 18658.6507 | 2696 | 9705.5224 | Distributed from 923 Generation And Fuel | 2012
24097 | 2022 | VA | Monterey Diesel Generation Facility | 59614 | MDG1 |  | OP | IC | DFO | 0.6 | 0.003 | 14.2 | 51.1196 | 4.8 | 17.2799 | Distributed from 923 Generation And Fuel | 2016
24098 | 2022 | VA | Monterey Diesel Generation Facility | 59614 | MDG10 |  | OP | IC | DFO | 0.6 | 0.003 | 14.2 | 51.1196 | 4.8 | 17.2799 | Distributed from 923 Generation And Fuel | 2016
24099 | 2022 | VA | Monterey Diesel Generation Facility | 59614 | MDG2 |  | OP | IC | DFO | 0.6 | 0.003 | 14.2 | 51.1196 | 4.8 | 17.2799 | Distributed from 923 Generation And Fuel | 2016
24100 | 2022 | VA | Monterey Diesel Generation Facility | 59614 | MDG3 |  | OP | IC | DFO | 0.6 | 0.003 | 14.2 | 51.1196 | 4.8 | 17.2799 | Distributed from 923 Generation And Fuel | 2016
24101 | 2022 | VA | Monterey Diesel Generation Facility | 59614 | MDG4 |  | OP | IC | DFO | 0.6 | 0.003 | 14.2 | 51.1196 | 4.8 | 17.2799 | Distributed from 923 Generation And Fuel | 2016
24102 | 2022 | VA | Monterey Diesel Generation Facility | 59614 | MDG5 |  | OP | IC | DFO | 0.6 | 0.003 | 14.2 | 51.1196 | 4.8 | 17.2799 | Distributed from 923 Generation And Fuel | 2016
24103 | 2022 | VA | Monterey Diesel Generation Facility | 59614 | MDG6 |  | OP | IC | DFO | 0.6 | 0.003 | 14.2 | 51.1196 | 4.8 | 17.2799 | Distributed from 923 Generation And Fuel | 2016
24104 | 2022 | VA | Monterey Diesel Generation Facility | 59614 | MDG7 |  | OP | IC | DFO | 0.6 | 0.003 | 14.2 | 51.1196 | 4.8 | 17.2799 | Distributed from 923 Generation And Fuel | 2016
24105 | 2022 | VA | Monterey Diesel Generation Facility | 59614 | MDG8 |  | OP | IC | DFO | 0.6 | 0.003 | 14.2 | 51.1196 | 4.8 | 17.2799 | Distributed from 923 Generation And Fuel | 2016
24106 | 2022 | VA | Monterey Diesel Generation Facility | 59614 | MDG9 |  | OP | IC | DFO | 0.6 | 0.003 | 14.2 | 51.1196 | 4.8 | 17.2799 | Distributed from 923 Generation And Fuel | 2016
24107 | 2022 | VA | Montross Solar | 64093 | MOSO |  | OP | PV | SUN | 20 | 0.232 | 40593 | 146133.6309 | 21606 | 77780.9778 | Distributed from 923 Generation And Fuel | 2018
24108 | 2022 | VA | Mount Clinton | 56004 | D-2 |  | OP | IC | DFO | 2 | 0.011 | 188.6 | 678.9546 | 64 | 230.3982 | Distributed from 923 Generation And Fuel | 2002
24109 | 2022 | VA | Mount Clinton | 56004 | D-3 |  | OP | IC | DFO | 2 | 0.011 | 188.6 | 678.9546 | 64 | 230.3982 | Distributed from 923 Generation And Fuel | 2002
24110 | 2022 | VA | Mount Clinton | 56004 | D-5 |  | OP | IC | DFO | 2 | 0.011 | 188.6 | 678.9546 | 64 | 230.3982 | Distributed from 923 Generation And Fuel | 2004
24111 | 2022 | VA | Mount Clinton | 56004 | D-7 |  | OP | IC | DFO | 2 | 0.011 | 188.6 | 678.9546 | 64 | 230.3982 | Distributed from 923 Generation And Fuel | 2009
24112 | 2022 | VA | Mount Clinton | 56004 | D-8 |  | OP | IC | DFO | 2 | 0.011 | 188.6 | 678.9546 | 64 | 230.3982 | Distributed from 923 Generation And Fuel | 2009
24113 | 2022 | VA | Mount Clinton | 56004 | MC-1 |  | OP | GT | DFO | 14 | 0.009 | 1059 | 3812.3695 | 360 | 1295.9896 | Distributed from 923 Generation And Fuel | 1999
24114 | 2022 | VA | Mt. Jackson Solar | 61318 | SOLAR |  | OP | PV | SUN | 15.7 | 0.231 | 31770 | 114371.085 | 16910 | 60875.513 | Distributed from 923 Generation And Fuel | 2021
24115 | 2022 | VA | NASA Wallops Flight Facility Solar | 62948 | CRPT5 |  | OP | PV | SUN | 0.1 | 0.147 | 128.395 | 462.2183 | 68.349 | 246.0544 | Distributed from 923 Generation And Fuel | 2020
24116 | 2022 | VA | NASA Wallops Flight Facility Solar | 62948 | CRPT6 |  | OP | PV | SUN | 0.1 | 0.147 | 128.395 | 462.2183 | 68.349 | 246.0544 | Distributed from 923 Generation And Fuel | 2020
24117 | 2022 | VA | NASA Wallops Flight Facility Solar | 62948 | CRPT7 |  | OP | PV | SUN | 0.1 | 0.147 | 128.395 | 462.2183 | 68.349 | 246.0544 | Distributed from 923 Generation And Fuel | 2020
24118 | 2022 | VA | NASA Wallops Flight Facility Solar | 62948 | TRCK1 |  | OP | PV | SUN | 4 | 0.147 | 5135.814 | 18488.7825 | 2733.953 | 9842.1521 | Distributed from 923 Generation And Fuel | 2020
24119 | 2022 | VA | New River | 59845 | E1 |  | OP | IC | LFG | 0.3 | 0.365 | 959.333 | 3453.5712 | 398.056 | 1432.9901 | Distributed from 923 Generation And Fuel | 2013
24120 | 2022 | VA | New River | 59845 | E10 |  | OP | IC | LFG | 0.3 | 0.365 | 959.333 | 3453.5712 | 398.056 | 1432.9901 | Distributed from 923 Generation And Fuel | 2013
24121 | 2022 | VA | New River | 59845 | E11 |  | OP | IC | LFG | 0.3 | 0.365 | 959.333 | 3453.5712 | 398.056 | 1432.9901 | Distributed from 923 Generation And Fuel | 2013
24122 | 2022 | VA | New River | 59845 | E12 |  | OP | IC | LFG | 0.3 | 0.365 | 959.333 | 3453.5712 | 398.056 | 1432.9901 | Distributed from 923 Generation And Fuel | 2013
24123 | 2022 | VA | New River | 59845 | E13 |  | OP | IC | LFG | 0.3 | 0.365 | 959.333 | 3453.5712 | 398.056 | 1432.9901 | Distributed from 923 Generation And Fuel | 2013
24124 | 2022 | VA | New River | 59845 | E14 |  | OP | IC | LFG | 0.3 | 0.365 | 959.333 | 3453.5712 | 398.056 | 1432.9901 | Distributed from 923 Generation And Fuel | 2013
24125 | 2022 | VA | New River | 59845 | E15 |  | OP | IC | LFG | 0.3 | 0.365 | 959.333 | 3453.5712 | 398.056 | 1432.9901 | Distributed from 923 Generation And Fuel | 2013
24126 | 2022 | VA | New River | 59845 | E16 |  | OP | IC | LFG | 0.3 | 0.365 | 959.333 | 3453.5712 | 398.056 | 1432.9901 | Distributed from 923 Generation And Fuel | 2013
24127 | 2022 | VA | New River | 59845 | E17 |  | OP | IC | LFG | 0.3 | 0.365 | 959.333 | 3453.5712 | 398.056 | 1432.9901 | Distributed from 923 Generation And Fuel | 2013
24128 | 2022 | VA | New River | 59845 | E18 |  | OP | IC | LFG | 0.3 | 0.365 | 959.333 | 3453.5712 | 398.056 | 1432.9901 | Distributed from 923 Generation And Fuel | 2013
24129 | 2022 | VA | New River | 59845 | E2 |  | OP | IC | LFG | 0.3 | 0.365 | 959.333 | 3453.5712 | 398.056 | 1432.9901 | Distributed from 923 Generation And Fuel | 2013
24130 | 2022 | VA | New River | 59845 | E3 |  | OP | IC | LFG | 0.3 | 0.365 | 959.333 | 3453.5712 | 398.056 | 1432.9901 | Distributed from 923 Generation And Fuel | 2013
24131 | 2022 | VA | New River | 59845 | E4 |  | OP | IC | LFG | 0.3 | 0.365 | 959.333 | 3453.5712 | 398.056 | 1432.9901 | Distributed from 923 Generation And Fuel | 2013
24132 | 2022 | VA | New River | 59845 | E5 |  | OP | IC | LFG | 0.3 | 0.365 | 959.333 | 3453.5712 | 398.056 | 1432.9901 | Distributed from 923 Generation And Fuel | 2013
24133 | 2022 | VA | New River | 59845 | E6 |  | OP | IC | LFG | 0.3 | 0.365 | 959.333 | 3453.5712 | 398.056 | 1432.9901 | Distributed from 923 Generation And Fuel | 2013
24134 | 2022 | VA | New River | 59845 | E7 |  | OP | IC | LFG | 0.3 | 0.365 | 959.333 | 3453.5712 | 398.056 | 1432.9901 | Distributed from 923 Generation And Fuel | 2013
24135 | 2022 | VA | New River | 59845 | E8 |  | OP | IC | LFG | 0.3 | 0.365 | 959.333 | 3453.5712 | 398.056 | 1432.9901 | Distributed from 923 Generation And Fuel | 2013
24136 | 2022 | VA | New River | 59845 | E9 |  | OP | IC | LFG | 0.3 | 0.365 | 959.333 | 3453.5712 | 398.056 | 1432.9901 | Distributed from 923 Generation And Fuel | 2013
24137 | 2022 | VA | Newport Hydro Station | 3790 | 1 |  | OP | HY | WAT | 0.4 | 0.432 | 1513.143 | 5447.2712 | 490.286 | 1765.0155 | Distributed from 923 Generation And Fuel | 1923
24138 | 2022 | VA | Newport Hydro Station | 3790 | 2 |  | OP | HY | WAT | 0.4 | 0.432 | 1513.143 | 5447.2712 | 490.286 | 1765.0155 | Distributed from 923 Generation And Fuel | 1923
24139 | 2022 | VA | Newport Hydro Station | 3790 | 3 |  | OP | HY | WAT | 0.6 | 0.432 | 2269.714 | 8170.905 | 735.429 | 2647.5232 | Distributed from 923 Generation And Fuel | 1923
24140 | 2022 | VA | Niagara | 3778 | 1 |  | OP | HY | WAT | 2.4 | 0.261 | 5480.667 | 19730.2434 | 1775.333 | 6391.1477 | Distributed from 923 Generation And Fuel | 1954
24141 | 2022 | VA | Niagara | 3778 | 2 |  | OP | HY | WAT | 1.2 | 0.261 | 2740.333 | 9865.1199 | 887.667 | 3195.5756 | Distributed from 923 Generation And Fuel | 1954
24142 | 2022 | VA | North Anna | 6168 | 1 | 1 | OP | ST | NUC | 979.7 | 0.831 | 7135448 | 25687407.3007 | 2948368.5 | 10614041.6877 | Distributed from 923 Generation And Fuel | 1978
24143 | 2022 | VA | North Anna | 6168 | 2 | 1 | OP | ST | NUC | 979.7 | 0.831 | 7135448 | 25687407.3007 | 2948368.5 | 10614041.6877 | Distributed from 923 Generation And Fuel | 1980
24144 | 2022 | VA | North Anna | 6168 | HC1 |  | OP | HY | WAT | 1 | 0 | 0 | 0 | 0 | 0 | Distributed from 923 Generation And Fuel | 1987
24145 | 2022 | VA | Northern Neck | 3800 | GT1 |  | OP | GT | DFO | 20.7 | 0.027 | 4956 | 17841.4573 | 1684 | 6062.3515 | Distributed from 923 Generation And Fuel | 1971
24146 | 2022 | VA | Northern Neck | 3800 | GT2 |  | OP | GT | DFO | 20.7 | 0.027 | 4956 | 17841.4573 | 1684 | 6062.3515 | Distributed from 923 Generation And Fuel | 1971
24147 | 2022 | VA | Northern Neck | 3800 | GT3 |  | OP | GT | DFO | 20.7 | 0.027 | 4956 | 17841.4573 | 1684 | 6062.3515 | Distributed from 923 Generation And Fuel | 1971
24148 | 2022 | VA | Northern Neck | 3800 | GT4 |  | OP | GT | DFO | 20.7 | 0.027 | 4956 | 17841.4573 | 1684 | 6062.3515 | Distributed from 923 Generation And Fuel | 1971
24149 | 2022 | VA | Nottoway Diesel Generating Facility | 7941 | 1 |  | SB | IC | DFO | 2 | 0.015 | 262 | 943.1925 | 89 | 320.3974 | Distributed from 923 Generation And Fuel | 2002
24150 | 2022 | VA | Nottoway Diesel Generating Facility | 7941 | 2 |  | SB | IC | DFO | 2 | 0.015 | 262 | 943.1925 | 89 | 320.3974 | Distributed from 923 Generation And Fuel | 2002
24151 | 2022 | VA | Oceana Solar | 60584 | 01 |  | OP | PV | SUN | 17.6 | 0.19 | 29301 | 105482.7561 | 15596 | 56145.1508 | Distributed from 923 Generation And Fuel | 2017
24152 | 2022 | VA | Onancock Diesel Generation Facility | 60236 | ODG7 |  | SB | IC | DFO | 2 | 0.007 | 122.5 | 440.9965 | 41.5 | 149.3988 | Distributed from 923 Generation And Fuel | 2002
24153 | 2022 | VA | Onancock Diesel Generation Facility | 60236 | ODG8 |  | SB | IC | DFO | 2 | 0.007 | 122.5 | 440.9965 | 41.5 | 149.3988 | Distributed from 923 Generation And Fuel | 2002
24154 | 2022 | VA | Orange Street G1 | 63173 | 1 |  | OP | IC | DFO | 1.8 | 0.005 | 83 | 298.7976 | 28 | 100.7992 | Distributed from 923 Generation And Fuel | 2005
24155 | 2022 | VA | Palmer Solar Center | 61457 | PALM |  | OP | PV | SUN | 5 | 0.253 | 11100 | 39959.6803 | 5696 | 20505.436 | Distributed from 923 Generation And Fuel | 2017
24156 | 2022 | VA | Park 500 Philip Morris USA | 50275 | TG3 | 1 | OP | ST | NG | 13 | 0.088 | 10053.382 | 36191.8857 | 4166.742 | 15000.1512 | EIA-923 Generator File | 1983
24157 | 2022 | VA | Perdue Diesel Generation Facility | 60235 | PDG5 |  | SB | IC | DFO | 2 | 0.007 | 118 | 424.7966 | 40 | 143.9988 | Distributed from 923 Generation And Fuel | 2002
24158 | 2022 | VA | Perdue Diesel Generation Facility | 60235 | PDG6 |  | SB | IC | DFO | 2 | 0.007 | 118 | 424.7966 | 40 | 143.9988 | Distributed from 923 Generation And Fuel | 2002
24159 | 2022 | VA | Philip Morris | 59911 | 1 |  | OP | PV | SUN | 2 | 0.138 | 2419 | 8708.3303 | 768 | 2764.7779 | Distributed from 923 Generation And Fuel | 2016
24160 | 2022 | VA | Philpott Lake | 3834 | 1 |  | OS | HY | WAT | 6.7 |  | GENYRONL: 1953
24161 | 2022 | VA | Philpott Lake | 3834 | 2 |  | OS | HY | WAT | 6.7 |  | GENYRONL: 1953
24162 | 2022 | VA | Philpott Lake | 3834 | 3 |  | OS | HY | WAT | 0.6 |  | GENYRONL: 1953
24163 | 2022 | VA | Pinnacles | 3825 | 1 |  | OP | HY | WAT | 3.7 | 0.293 | 9510.254 | 34236.6405 | 3080.72 | 11090.5033 | Distributed from 923 Generation And Fuel | 1938
24164 | 2022 | VA | Pinnacles | 3825 | 2 |  | OP | HY | WAT | 3.7 | 0.293 | 9510.254 | 34236.6405 | 3080.72 | 11090.5033 | Distributed from 923 Generation And Fuel | 1938
24165 | 2022 | VA | Pinnacles | 3825 | 3 |  | OP | HY | WAT | 3.7 | 0.293 | 9510.254 | 34236.6405 | 3080.72 | 11090.5033 | Distributed from 923 Generation And Fuel | 1938
24166 | 2022 | VA | Pinnacles | 3825 | 4 |  | OP | HY | WAT | 0.7 | 0.293 | 1799.237 | 6477.2014 | 582.839 | 2098.2036 | Distributed from 923 Generation And Fuel | 2021
24167 | 2022 | VA | Pleasant Valley (VA) | 56005 | D-4 |  | OP | IC | DFO | 2 | 0.01 | 177 | 637.1949 | 60 | 215.9983 | Distributed from 923 Generation And Fuel | 2002
24168 | 2022 | VA | Pleasant Valley (VA) | 56005 | D-6 |  | OP | IC | DFO | 2 | 0.01 | 177 | 637.1949 | 60 | 215.9983 | Distributed from 923 Generation And Fuel | 2006
24169 | 2022 | VA | Pleasant Valley (VA) | 56005 | PV-1 |  | OP | GT | DFO | 16.5 | 0.007 | 972 | 3499.172 | 330 | 1187.9905 | Distributed from 923 Generation And Fuel | 1997
24170 | 2022 | VA | Pleinmont Solar 1 | 62012 | PLNM1 |  | OP | PV | SUN | 75 | 0.206 | 135320 | 487148.1028 | 76125 | 274047.8076 | Distributed from 923 Generation And Fuel | 2020
24171 | 2022 | VA | Pleinmont Solar 2 | 62013 | PLNM2 |  | OP | PV | SUN | 240 | 0.186 | 391162 | 1408171.9346 | 209282 | 753409.1727 | Distributed from 923 Generation And Fuel | 2021
24172 | 2022 | VA | Ponton Diesel Generating Facility | 7940 | 1 |  | SB | IC | DFO | 2 | 0.015 | 264 | 950.3924 | 89.5 | 322.1974 | Distributed from 923 Generation And Fuel | 2002
24173 | 2022 | VA | Ponton Diesel Generating Facility | 7940 | 2 |  | SB | IC | DFO | 2 | 0.015 | 264 | 950.3924 | 89.5 | 322.1974 | Distributed from 923 Generation And Fuel | 2002
24174 | 2022 | VA | Possum Point | 3804 | 6A |  | OP | CT | NG | 174 | 0.415 | 632175 | 2275811.7935 | 395616 | 1424206.2064 | EIA-923 Generator File | 2003
24175 | 2022 | VA | Possum Point | 3804 | 6B |  | OP | CT | NG | 174 | 0.742 | 1130318 | 4069112.2471 | 730519 | 2629847.3612 | EIA-923 Generator File | 2003
24176 | 2022 | VA | Possum Point | 3804 | 6ST | 2 | OP | CA | NG | 265 | 0 | 0 | 0 | 0 | 0 | EIA-923 Generator File | 2003
24177 | 2022 | VA | Possum Point | 3804 | GT1 |  | OP | GT | DFO | 16 | 0.004 | 591 | 2127.583 | 507.167 | 1825.7866 | Distributed from 923 Generation And Fuel | 1968
24178 | 2022 | VA | Possum Point | 3804 | GT2 |  | OP | GT | DFO | 16 | 0.004 | 591 | 2127.583 | 507.167 | 1825.7866 | Distributed from 923 Generation And Fuel | 1968
24179 | 2022 | VA | Possum Point | 3804 | GT3 |  | OP | GT | DFO | 16 | 0.004 | 591 | 2127.583 | 507.167 | 1825.7866 | Distributed from 923 Generation And Fuel | 1968
24180 | 2022 | VA | Possum Point | 3804 | GT4 |  | OP | GT | DFO | 16 | 0.004 | 591 | 2127.583 | 507.167 | 1825.7866 | Distributed from 923 Generation And Fuel | 1968
24181 | 2022 | VA | Possum Point | 3804 | GT5 |  | OP | GT | DFO | 16 | 0.004 | 591 | 2127.583 | 507.167 | 1825.7866 | Distributed from 923 Generation And Fuel | 1968
24182 | 2022 | VA | Possum Point | 3804 | GT6 |  | OP | GT | DFO | 16 | 0.004 | 591 | 2127.583 | 507.167 | 1825.7866 | Distributed from 923 Generation And Fuel | 1968
24183 | 2022 | VA | Potomac Energy Center, LLC | 59004 | GEN1 |  | OP | CT | NG | 237 | 0.493 | 1023915.1 | 3686064.8715 | 384643.14 | 1384704.2264 | EIA-923 Generator File | 2017
24184 | 2022 | VA | Potomac Energy Center, LLC | 59004 | GEN2 |  | OP | CT | NG | 237 | 0.614 | 1275678.4 | 4592405.5008 | 508389.35 | 1830187.0185 | EIA-923 Generator File | 2017
24185 | 2022 | VA | Potomac Energy Center, LLC | 59004 | GEN3 | 2 | OP | CA | NG | 338 | 0.406 | 1200690.3 | 4322450.5004 | 468363.29 | 1686094.3552 | EIA-923 Generator File | 2017
24186 | 2022 | VA | Pretlow | 55953 | 1 |  | OP | IC | DFO | 1.6 | 0.009 | 127.5 | 458.9963 | 43.5 | 156.5987 | Distributed from 923 Generation And Fuel | 2001
24187 | 2022 | VA | Pretlow | 55953 | 2 |  | OP | IC | DFO | 1.6 | 0.009 | 127.5 | 458.9963 | 43.5 | 156.5987 | Distributed from 923 Generation And Fuel | 2001
24188 | 2022 | VA | Puller Solar | 62140 | PULL |  | OP | PV | SUN | 15 | 0.204 | 26866 | 96716.8263 | 14300 | 51479.5882 | Distributed from 923 Generation And Fuel | 2018
24189 | 2022 | VA | Radford | 3827 | 1 |  | OP | HY | WAT | 1 | 0.695 | 6087 | 21913.0247 | 1972 | 7099.1432 | Distributed from 923 Generation And Fuel | 1934
24190 | 2022 | VA | Radford Army Ammunition Plant | 52072 | GEN1 | 11 | OP | ST | NG | 6 | 0.018 | 958 | 3448.7724 | 0 | 0 | EIA-923 Generator File | 1990
24191 | 2022 | VA | Radford Army Ammunition Plant | 52072 | GEN2 | 11 | OP | ST | NG | 6 | 0.469 | 24639 | 88699.6904 | 9706 | 34941.3205 | EIA-923 Generator File | 1990
24192 | 2022 | VA | Radford Army Ammunition Plant | 52072 | GEN3 | 11 | OP | ST | NG | 6 | 0.223 | 11714 | 42170.0626 | 439 | 1580.3874 | EIA-923 Generator File | 1990
24193 | 2022 | VA | Rappahannock Solar, LLC | 62780 | 100 |  | OP | PV | SUN | 1.5 | 0.24 | 3158 | 11368.7091 | 1681 | 6051.5516 | Distributed from 923 Generation And Fuel | 2021
24194 | 2022 | VA | Remington | 7838 | 1 |  | OP | GT | NG | 178.5 | 0.114 | 178440.542 | 642380.8122 | 113647.699 | 409128.4434 | Distributed from 923 Generation And Fuel | 2000
24195 | 2022 | VA | Remington | 7838 | 2 |  | OP | GT | NG | 170 | 0.114 | 169943.373 | 611791.2485 | 108235.904 | 389646.1372 | Distributed from 923 Generation And Fuel | 2000
24196 | 2022 | VA | Remington | 7838 | 3 |  | OP | GT | NG | 178.5 | 0.114 | 178440.542 | 642380.8122 | 113647.699 | 409128.4434 | Distributed from 923 Generation And Fuel | 2000
24197 | 2022 | VA | Remington | 7838 | 4 |  | OP | GT | NG | 178.5 | 0.114 | 178440.542 | 642380.8122 | 113647.699 | 409128.4434 | Distributed from 923 Generation And Fuel | 2000
24198 | 2022 | VA | Remington Solar Facility | 59685 | 01 |  | OP | PV | SUN | 20 | 0.202 | 35356 | 127280.5818 | 18819 | 67747.858 | Distributed from 923 Generation And Fuel | 2017
24199 | 2022 | VA | Reusens | 3779 | 1 |  | OP | HY | WAT | 2.5 | 0.234 | 5119.8 | 18431.1326 | 1658.6 | 5970.9122 | Distributed from 923 Generation And Fuel | 1903
24200 | 2022 | VA | Reusens | 3779 | 2 |  | OP | HY | WAT | 2.5 | 0.234 | 5119.8 | 18431.1326 | 1658.6 | 5970.9122 | Distributed from 923 Generation And Fuel | 1903
24201 | 2022 | VA | Reusens | 3779 | 3 |  | OP | HY | WAT | 2.5 | 0.234 | 5119.8 | 18431.1326 | 1658.6 | 5970.9122 | Distributed from 923 Generation And Fuel | 1903
24202 | 2022 | VA | Reusens | 3779 | 4 |  | OS | HY | WAT | 2.5 | 0.234 | 5119.8 | 18431.1326 | 1658.6 | 5970.9122 | Distributed from 923 Generation And Fuel | 1903
24203 | 2022 | VA | Reusens | 3779 | 5 |  | OP | HY | WAT | 2.5 | 0.234 | 5119.8 | 18431.1326 | 1658.6 | 5970.9122 | Distributed from 923 Generation And Fuel | 1903
24204 | 2022 | VA | Richmond Energy | 57897 | UNT1 |  | OP | IC | LFG | 1.6 | 0.038 | 534 | 1922.3846 | 223.5 | 804.5936 | Distributed from 923 Generation And Fuel | 2012
24205 | 2022 | VA | Richmond Energy | 57897 | UNT2 |  | OP | IC | LFG | 1.6 | 0.038 | 534 | 1922.3846 | 223.5 | 804.5936 | Distributed from 923 Generation And Fuel | 2012
24206 | 2022 | VA | Richmond Energy | 57897 | UNT3 |  | OP | IC | LFG | 1.6 | 0.038 | 534 | 1922.3846 | 223.5 | 804.5936 | Distributed from 923 Generation And Fuel | 2012
24207 | 2022 | VA | Richmond Energy | 57897 | UNT4 |  | OP | IC | LFG | 1.6 | 0.038 | 534 | 1922.3846 | 223.5 | 804.5936 | Distributed from 923 Generation And Fuel | 2012
24208 | 2022 | VA | Richmond Spider Solar | 62011 | RMDSS |  | OP | PV | SUN | 20 | 0.199 | 34885 | 125584.9953 | 18568 | 66844.2652 | Distributed from 923 Generation And Fuel | 2020
24209 | 2022 | VA | Rochambeau Solar | 65321 | RBSO |  | OP | PV | SUN | 19.9 | 0.191 | 33278 | 119799.8416 | 17713 | 63766.2899 | Distributed from 923 Generation And Fuel | 2021
24210 | 2022 | VA | Rockville 1 & 2 | 56692 | 1A |  | OP | IC | DFO | 0.3 | 0 | 0.111 | 0.3996 | 0.028 | 0.1008 | Distributed from 923 Generation And Fuel | 1995
24211 | 2022 | VA | Rockville 1 & 2 | 56692 | 1B |  | OP | IC | DFO | 0.3 | 0 | 0.111 | 0.3996 | 0.028 | 0.1008 | Distributed from 923 Generation And Fuel | 1995
24212 | 2022 | VA | Rockville 1 & 2 | 56692 | 1C |  | OP | IC | DFO | 0.3 | 0 | 0.111 | 0.3996 | 0.028 | 0.1008 | Distributed from 923 Generation And Fuel | 1995
24213 | 2022 | VA | Rockville 1 & 2 | 56692 | 1D |  | OP | IC | DFO | 0.3 | 0 | 0.111 | 0.3996 | 0.028 | 0.1008 | Distributed from 923 Generation And Fuel | 1995
24214 | 2022 | VA | Rockville 1 & 2 | 56692 | 1E |  | OP | IC | DFO | 0.3 | 0 | 0.111 | 0.3996 | 0.028 | 0.1008 | Distributed from 923 Generation And Fuel | 1995
24215 | 2022 | VA | Rockville 1 & 2 | 56692 | 1F |  | OP | IC | DFO | 0.3 | 0 | 0.111 | 0.3996 | 0.028 | 0.1008 | Distributed from 923 Generation And Fuel | 1995
24216 | 2022 | VA | Rockville 1 & 2 | 56692 | 1G |  | OP | IC | DFO | 0.3 | 0 | 0.111 | 0.3996 | 0.028 | 0.1008 | Distributed from 923 Generation And Fuel | 1995
24217 | 2022 | VA | Rockville 1 & 2 | 56692 | 1H |  | OP | IC | DFO | 0.3 | 0 | 0.111 | 0.3996 | 0.028 | 0.1008 | Distributed from 923 Generation And Fuel | 1995
24218 | 2022 | VA | Rockville 1 & 2 | 56692 | 1I |  | OP | IC | DFO | 0.3 | 0 | 0.111 | 0.3996 | 0.028 | 0.1008 | Distributed from 923 Generation And Fuel | 1995
24219 | 2022 | VA | Rockville 1 & 2 | 56692 | 1J |  | OP | IC | DFO | 0.3 | 0 | 0.111 | 0.3996 | 0.028 | 0.1008 | Distributed from 923 Generation And Fuel | 1995
24220 | 2022 | VA | Rockville 1 & 2 | 56692 | 1K |  | OP | IC | DFO | 0.3 | 0 | 0.111 | 0.3996 | 0.028 | 0.1008 | Distributed from 923 Generation And Fuel | 1995
24221 | 2022 | VA | Rockville 1 & 2 | 56692 | 1L |  | OP | IC | DFO | 0.3 | 0 | 0.111 | 0.3996 | 0.028 | 0.1008 | Distributed from 923 Generation And Fuel | 1995
24222 | 2022 | VA | Rockville 1 & 2 | 56692 | 1M |  | OP | IC | DFO | 0.3 | 0 | 0.111 | 0.3996 | 0.028 | 0.1008 | Distributed from 923 Generation And Fuel | 1995
24223 | 2022 | VA | Rockville 1 & 2 | 56692 | 1N |  | OP | IC | DFO | 0.3 | 0 | 0.111 | 0.3996 | 0.028 | 0.1008 | Distributed from 923 Generation And Fuel | 1995
24224 | 2022 | VA | Rockville 1 & 2 | 56692 | 1O |  | OP | IC | DFO | 0.3 | 0 | 0.111 | 0.3996 | 0.028 | 0.1008 | Distributed from 923 Generation And Fuel | 1995
24225 | 2022 | VA | Rockville 1 & 2 | 56692 | 2A |  | OP | IC | DFO | 0.3 | 0 | 0.111 | 0.3996 | 0.028 | 0.1008 | Distributed from 923 Generation And Fuel | 2000
24226 | 2022 | VA | Rockville 1 & 2 | 56692 | 2B |  | OP | IC | DFO | 0.3 | 0 | 0.111 | 0.3996 | 0.028 | 0.1008 | Distributed from 923 Generation And Fuel | 2000
24227 | 2022 | VA | Rockville 1 & 2 | 56692 | 2C |  | OP | IC | DFO | 0.3 | 0 | 0.111 | 0.3996 | 0.028 | 0.1008 | Distributed from 923 Generation And Fuel | 2000
24228 | 2022 | VA | Rockville 1 & 2 | 56692 | 2D |  | OP | IC | DFO | 0.3 | 0 | 0.111 | 0.3996 | 0.028 | 0.1008 | Distributed from 923 Generation And Fuel | 2000
24229 | 2022 | VA | Rockville 1 & 2 | 56692 | 2E |  | OP | IC | DFO | 0.3 | 0 | 0.111 | 0.3996 | 0.028 | 0.1008 | Distributed from 923 Generation And Fuel | 2000
24230 | 2022 | VA | Rockville 1 & 2 | 56692 | 2F |  | OP | IC | DFO | 0.3 | 0 | 0.111 | 0.3996 | 0.028 | 0.1008 | Distributed from 923 Generation And Fuel | 2000
24231 | 2022 | VA | Rockville 1 & 2 | 56692 | 2G |  | OP | IC | DFO | 0.3 | 0 | 0.111 | 0.3996 | 0.028 | 0.1008 | Distributed from 923 Generation And Fuel | 2000
24232 | 2022 | VA | Rockville 1 & 2 | 56692 | 2H |  | OP | IC | DFO | 0.3 | 0 | 0.111 | 0.3996 | 0.028 | 0.1008 | Distributed from 923 Generation And Fuel | 2000
24233 | 2022 | VA | Rockville 1 & 2 | 56692 | 2I |  | OP | IC | DFO | 0.3 | 0 | 0.111 | 0.3996 | 0.028 | 0.1008 | Distributed from 923 Generation And Fuel | 2000
24234 | 2022 | VA | Rockville 1 & 2 | 56692 | 2J |  | OP | IC | DFO | 0.3 | 0 | 0.111 | 0.3996 | 0.028 | 0.1008 | Distributed from 923 Generation And Fuel | 2000
24235 | 2022 | VA | Rockville 1 & 2 | 56692 | 2K |  | OP | IC | DFO | 0.3 | 0 | 0.111 | 0.3996 | 0.028 | 0.1008 | Distributed from 923 Generation And Fuel | 2000
24236 | 2022 | VA | Rockville 1 & 2 | 56692 | 2L |  | OP | IC | DFO | 0.3 | 0 | 0.111 | 0.3996 | 0.028 | 0.1008 | Distributed from 923 Generation And Fuel | 2000
24237 | 2022 | VA | Rockville 1 & 2 | 56692 | 2M |  | OP | IC | DFO | 0.3 | 0 | 0.111 | 0.3996 | 0.028 | 0.1008 | Distributed from 923 Generation And Fuel | 2000
24238 | 2022 | VA | Rockville 1 & 2 | 56692 | 2N |  | OP | IC | DFO | 0.3 | 0 | 0.111 | 0.3996 | 0.028 | 0.1008 | Distributed from 923 Generation And Fuel | 2000
24239 | 2022 | VA | Rockville 1 & 2 | 56692 | 2O |  | OP | IC | DFO | 0.3 | 0 | 0.111 | 0.3996 | 0.028 | 0.1008 | Distributed from 923 Generation And Fuel | 2000
24240 | 2022 | VA | Rockville 1 & 2 | 56692 | 2P |  | OP | IC | DFO | 0.3 | 0 | 0.111 | 0.3996 | 0.028 | 0.1008 | Distributed from 923 Generation And Fuel | 2000
24241 | 2022 | VA | Rockville 1 & 2 | 56692 | 2Q |  | OP | IC | DFO | 0.3 | 0 | 0.111 | 0.3996 | 0.028 | 0.1008 | Distributed from 923 Generation And Fuel | 2000
24242 | 2022 | VA | Rockville 1 & 2 | 56692 | 2R |  | OP | IC | DFO | 0.3 | 0 | 0.111 | 0.3996 | 0.028 | 0.1008 | Distributed from 923 Generation And Fuel | 2000
24243 | 2022 | VA | Rockville 1 & 2 | 56692 | 2S |  | OP | IC | DFO | 0.3 | 0 | 0.111 | 0.3996 | 0.028 | 0.1008 | Distributed from 923 Generation And Fuel | 2000
24244 | 2022 | VA | Rockville 1 & 2 | 56692 | 2T |  | OP | IC | DFO | 0.3 | 0 | 0.111 | 0.3996 | 0.028 | 0.1008 | Distributed from 923 Generation And Fuel | 2000
24245 | 2022 | VA | Rockville 1 & 2 | 56692 | 2U |  | OP | IC | DFO | 0.3 | 0 | 0.111 | 0.3996 | 0.028 | 0.1008 | Distributed from 923 Generation And Fuel | 2000
24246 | 2022 | VA | Sadler Solar | 62814 | SADL |  | OP | PV | SUN | 100 | 0.213 | 186648 | 671927.4246 | 98734 | 355439.5565 | Distributed from 923 Generation And Fuel | 2021
24247 | 2022 | VA | Salem Electric Department | 56519 | 1 |  | SB | IC | DFO | 1.3 | 0.007 | 77 | 277.1978 | 26 | 93.5993 | Distributed from 923 Generation And Fuel | 2007
24248 | 2022 | VA | Salem Street Dept | 56289 | 1 |  | SB | IC | DFO | 1.8 | 0.007 | 118 | 424.7966 | 64 | 230.3982 | Distributed from 923 Generation And Fuel | 2005
24249 | 2022 | VA | Salem Water Plant | 56288 | 1 |  | SB | IC | DFO | 2 | 0.006 | 99 | 356.3971 | 67 | 241.1981 | Distributed from 923 Generation And Fuel | 2003
24250 | 2022 | VA | Schoolfield Dam | 54655 | SCH1 |  | OP | HY | WAT | 1.5 | 0.341 | 4478.333 | 16121.8698 | 1681.333 | 6052.7504 | Distributed from 923 Generation And Fuel | 1990
24251 | 2022 | VA | Schoolfield Dam | 54655 | SCH2 |  | OP | HY | WAT | 1.5 | 0.341 | 4478.333 | 16121.8698 | 1681.333 | 6052.7504 | Distributed from 923 Generation And Fuel | 1990
24252 | 2022 | VA | Schoolfield Dam | 54655 | SCH3 |  | OP | HY | WAT | 1.5 | 0.341 | 4478.333 | 16121.8698 | 1681.333 | 6052.7504 | Distributed from 923 Generation And Fuel | 1990
24253 | 2022 | VA | Scott Solar Farm | 60316 | 1 |  | OP | PV | SUN | 17 | 0.165 | 24576 | 88472.8922 | 13081 | 47091.2233 | Distributed from 923 Generation And Fuel | 2016
24254 | 2022 | VA | Scott-II Solar LLC | 60968 | PV1 |  | OP | PV | SUN | 20 | 0.243 | 42541 | 153146.3748 | 22643 | 81514.1479 | Distributed from 923 Generation And Fuel | 2017
24255 | 2022 | VA | Skipjack Solar Center | 62675 | SKIPJ |  | OP | PV | SUN | 175 | 0.134 | 204762 | 737137.3029 | 147170 | 529807.7615 | Distributed from 923 Generation And Fuel | 2022
24256 | 2022 | VA | Smith Mountain | 3780 | 1 |  | OP | PS | WAT | 66 | -0.175 | -101415.285 | -365092.1053 | -62663.437 | -225586.5685 | Distributed from 923 Generation And Fuel | 1965
24257 | 2022 | VA | Smith Mountain | 3780 | 2 |  | OP | HY | WAT | 150.1 | 0.118 | 154919.5 | 557705.7384 | 84344 | 303635.9709 | Distributed from 923 Generation And Fuel | 1965
24258 | 2022 | VA | Smith Mountain | 3780 | 3 |  | OP | PS | WAT | 115.3 | -0.175 | -177169.43 | -637804.8456 | -109471.126 | -394092.9009 | Distributed from 923 Generation And Fuel | 1980
24259 | 2022 | VA | Smith Mountain | 3780 | 4 |  | OP | HY | WAT | 150.1 | 0.118 | 154919.5 | 557705.7384 | 84344 | 303635.9709 | Distributed from 923 Generation And Fuel | 1966
24260 | 2022 | VA | Smith Mountain | 3780 | 5 |  | OP | PS | WAT | 66 | -0.175 | -101415.285 | -365092.1053 | -62663.437 | -225586.5685 | Distributed from 923 Generation And Fuel | 1966
24261 | 2022 | VA | Snowden | 3821 | 4 |  | OP | HY | WAT | 2.5 | 0.325 | 7114.5 | 25611.9951 | 2304.5 | 8296.1336 | Distributed from 923 Generation And Fuel | 1987
24262 | 2022 | VA | Snowden | 3821 | 5 |  | OP | HY | WAT | 2.5 | 0.325 | 7114.5 | 25611.9951 | 2304.5 | 8296.1336 | Distributed from 923 Generation And Fuel | 1987
24263 | 2022 | VA | Southampton Power Station | 10774 | 1 | 2 | OP | ST | WDS | 71.1 | 0.538 | 335209 | 1206742.7461 | 162072 | 583454.5324 | EIA-923 Generator File | 1992 | 2028
24264 | 2022 | VA | Southampton Solar, LLC | 61422 | PV1 |  | OP | PV | SUN | 100 | 0.216 | 189446 | 682000.144 | 111935 | 402962.7763 | Distributed from 923 Generation And Fuel | 2017
24265 | 2022 | VA | Spring Grove I | 61986 | SGIS |  | OP | PV | SUN | 97.9 | 0.207 | 177695 | 639696.8824 | 93727 | 337414.5007 | Distributed from 923 Generation And Fuel | 2020
24266 | 2022 | VA | Spruance Operating Services LLC | 54081 | GEN3 | 2 | OP | ST | NG | 57.4 | 0.025 | 12800 | 46079.6314 | 7596 | 27345.3812 | EIA-923 Generator File | 1992
24267 | 2022 | VA | Spruance Operating Services LLC | 54081 | GEN4 | 2 | OP | ST | NG | 57.4 | 0.11 | 55407 | 199463.6043 | 20847 | 75048.5996 | EIA-923 Generator File | 1992
24268 | 2022 | VA | Stratford Solar Center, LLC | 61908 | STRAT |  | OP | PV | SUN | 15 | 0 | 0 | 0 | 0 | 0 | Distributed from 923 Generation And Fuel | 2022
24269 | 2022 | VA | Sunnybrook Solar Project - Hybrid | 65307 | SUNS |  | OP | PV | SUN | 51 | 0.001 | 335 | 1205.9904 | 0 | 0 | Distributed from 923 Generation And Fuel | 2022
24270 | 2022 | VA | Surry | 3806 | 1 | 1 | OP | ST | NUC | 847.5 | 0.938 | 6963220.5 | 25067393.2609 | 3082621.5 | 11097348.6212 | Distributed from 923 Generation And Fuel | 1972
24271 | 2022 | VA | Surry | 3806 | 2 | 1 | OP | ST | NUC | 847.5 | 0.938 | 6963220.5 | 25067393.2609 | 3082621.5 | 11097348.6212 | Distributed from 923 Generation And Fuel | 1973
24272 | 2022 | VA | Sussex Drive, LLC | 60916 | PV1 |  | OP | PV | SUN | 20 | 0.219 | 38330 | 137986.8961 | 20402 | 73446.6124 | Distributed from 923 Generation And Fuel | 2017
24273 | 2022 | VA | Tangier | 6390 | 5 |  | OP | IC | DFO | 1.2 | 0.008 | 85 | 305.9976 | 29 | 104.3992 | Distributed from 923 Generation And Fuel | 1993
24274 | 2022 | VA | Tangier | 6390 | 6 |  | OP | IC | DFO | 1.2 | 0.008 | 85 | 305.9976 | 29 | 104.3992 | Distributed from 923 Generation And Fuel | 1993
24275 | 2022 | VA | Tasley | 3785 | TAS |  | SB | GT | DFO | 27 | 0.007 | 1749 | 6296.3496 | 594 | 2138.3829 | Distributed from 923 Generation And Fuel | 1972
24276 | 2022 | VA | Tenaska Virginia Generating Station | 55439 | CTG1 |  | OP | CT | NG | 207 | 0.428 | 776651 | 2795921.2326 | 407230 | 1466016.2719 | EIA-923 Generator File | 2004
24277 | 2022 | VA | Tenaska Virginia Generating Station | 55439 | CTG2 |  | OP | CT | NG | 207 | 0.425 | 770764 | 2774728.2022 | 406762 | 1464331.4853 | EIA-923 Generator File | 2004
24278 | 2022 | VA | Tenaska Virginia Generating Station | 55439 | CTG3 |  | OP | CT | NG | 207 | 0.428 | 775611 | 2792177.2626 | 405545 | 1459950.3204 | EIA-923 Generator File | 2004
24279 | 2022 | VA | Tenaska Virginia Generating Station | 55439 | STG1 | 3 | OP | CA | NG | 390.4 | 0.41 | 1402353 | 5048430.4126 | 776239 | 2794438.0445 | EIA-923 Generator File | 2004
24280 | 2022 | VA | Terreva Suffolk RNG, LLC | 54781 | SU1 |  | RE | IC | LFG | 0.8 | 0 | 3 | 10.7999 | 0 | 0 | Distributed from 923 Generation And Fuel | 1994 | 2022
24281 | 2022 | VA | Terreva Suffolk RNG, LLC | 54781 | SU2 |  | RE | IC | LFG | 0.8 | 0 | 3 | 10.7999 | 0 | 0 | Distributed from 923 Generation And Fuel | 1994 | 2022
24282 | 2022 | VA | Terreva Suffolk RNG, LLC | 54781 | SU3 |  | RE | IC | LFG | 0.8 | 0 | 3 | 10.7999 | 0 | 0 | Distributed from 923 Generation And Fuel | 1994 | 2022
24283 | 2022 | VA | Terreva Suffolk RNG, LLC | 54781 | SU4 |  | RE | IC | LFG | 0.8 | 0 | 3 | 10.7999 | 0 | 0 | Distributed from 923 Generation And Fuel | 1994 | 2022
24284 | 2022 | VA | TWE Myrtle Solar Farm, LLC | 63746 | MYSO |  | OP | PV | SUN | 15 | 0.208 | 27357 | 98484.4121 | 14561 | 52419.1806 | Distributed from 923 Generation And Fuel | 2020
24285 | 2022 | VA | Twittys Creek Solar, LLC | 63077 | VATC |  | OP | PV | SUN | 13.8 | 0.223 | 26975 | 97109.2231 | 14358 | 51688.3865 | Distributed from 923 Generation And Fuel | 2020
24286 | 2022 | VA | Virginia Beach | 56693 | 1 |  | OP | IC | LFG | 0.3 | 0.028 | 74.139 | 266.8983 | 29.889 | 107.5995 | Distributed from 923 Generation And Fuel | 2001
24287 | 2022 | VA | Virginia Beach | 56693 | 10 |  | OP | IC | LFG | 0.3 | 0.028 | 74.139 | 266.8983 | 29.889 | 107.5995 | Distributed from 923 Generation And Fuel | 2001
24288 | 2022 | VA | Virginia Beach | 56693 | 11 |  | OP | IC | LFG | 0.3 | 0.028 | 74.139 | 266.8983 | 29.889 | 107.5995 | Distributed from 923 Generation And Fuel | 2001
24289 | 2022 | VA | Virginia Beach | 56693 | 12 |  | OP | IC | LFG | 0.3 | 0.028 | 74.139 | 266.8983 | 29.889 | 107.5995 | Distributed from 923 Generation And Fuel | 2001
24290 | 2022 | VA | Virginia Beach | 56693 | 13 |  | OP | IC | LFG | 0.3 | 0.028 | 74.139 | 266.8983 | 29.889 | 107.5995 | Distributed from 923 Generation And Fuel | 2001
24291 | 2022 | VA | Virginia Beach | 56693 | 14 |  | OP | IC | LFG | 0.3 | 0.028 | 74.139 | 266.8983 | 29.889 | 107.5995 | Distributed from 923 Generation And Fuel | 2001
24292 | 2022 | VA | Virginia Beach | 56693 | 15 |  | OP | IC | LFG | 0.3 | 0.028 | 74.139 | 266.8983 | 29.889 | 107.5995 | Distributed from 923 Generation And Fuel | 2001
24293 | 2022 | VA | Virginia Beach | 56693 | 16 |  | OP | IC | LFG | 0.3 | 0.028 | 74.139 | 266.8983 | 29.889 | 107.5995 | Distributed from 923 Generation And Fuel | 2001
24294 | 2022 | VA | Virginia Beach | 56693 | 17 |  | OP | IC | LFG | 0.3 | 0.028 | 74.139 | 266.8983 | 29.889 | 107.5995 | Distributed from 923 Generation And Fuel | 2001
24295 | 2022 | VA | Virginia Beach | 56693 | 18 |  | OP | IC | LFG | 0.3 | 0.028 | 74.139 | 266.8983 | 29.889 | 107.5995 | Distributed from 923 Generation And Fuel | 2001
24296 | 2022 | VA | Virginia Beach | 56693 | 19 |  | OP | IC | LFG | 0.3 | 0.028 | 74.139 | 266.8983 | 29.889 | 107.5995 | Distributed from 923 Generation And Fuel | 2001
24297 | 2022 | VA | Virginia Beach | 56693 | 2 |  | OP | IC | LFG | 0.3 | 0.028 | 74.139 | 266.8983 | 29.889 | 107.5995 | Distributed from 923 Generation And Fuel | 2001
24298 | 2022 | VA | Virginia Beach | 56693 | 20 |  | OP | IC | LFG | 0.3 | 0.028 | 74.139 | 266.8983 | 29.889 | 107.5995 | Distributed from 923 Generation And Fuel | 2001
24299 | 2022 | VA | Virginia Beach | 56693 | 21 |  | OP | IC | LFG | 0.3 | 0.028 | 74.139 | 266.8983 | 29.889 | 107.5995 | Distributed from 923 Generation And Fuel | 2001
24300 | 2022 | VA | Virginia Beach | 56693 | 22 |  | OP | IC | LFG | 0.3 | 0.028 | 74.139 | 266.8983 | 29.889 | 107.5995 | Distributed from 923 Generation And Fuel | 2001
24301 | 2022 | VA | Virginia Beach | 56693 | 23 |  | OP | IC | LFG | 0.3 | 0.028 | 74.139 | 266.8983 | 29.889 | 107.5995 | Distributed from 923 Generation And Fuel | 2001
24302 | 2022 | VA | Virginia Beach | 56693 | 24 |  | OP | IC | LFG | 0.3 | 0.028 | 74.139 | 266.8983 | 29.889 | 107.5995 | Distributed from 923 Generation And Fuel | 2001
24303 | 2022 | VA | Virginia Beach | 56693 | 25 |  | OP | IC | LFG | 0.3 | 0.028 | 74.139 | 266.8983 | 29.889 | 107.5995 | Distributed from 923 Generation And Fuel | 2001
24304 | 2022 | VA | Virginia Beach | 56693 | 26 |  | OP | IC | LFG | 0.3 | 0.028 | 74.139 | 266.8983 | 29.889 | 107.5995 | Distributed from 923 Generation And Fuel | 2001
24305 | 2022 | VA | Virginia Beach | 56693 | 27 |  | OP | IC | LFG | 0.3 | 0.028 | 74.139 | 266.8983 | 29.889 | 107.5995 | Distributed from 923 Generation And Fuel | 2001
24306 | 2022 | VA | Virginia Beach | 56693 | 28 |  | OP | IC | LFG | 0.3 | 0.028 | 74.139 | 266.8983 | 29.889 | 107.5995 | Distributed from 923 Generation And Fuel | 2001
24307 | 2022 | VA | Virginia Beach | 56693 | 29 |  | OP | IC | LFG | 0.3 | 0.028 | 74.139 | 266.8983 | 29.889 | 107.5995 | Distributed from 923 Generation And Fuel | 2001
24308 | 2022 | VA | Virginia Beach | 56693 | 3 |  | OP | IC | LFG | 0.3 | 0.028 | 74.139 | 266.8983 | 29.889 | 107.5995 | Distributed from 923 Generation And Fuel | 2001
24309 | 2022 | VA | Virginia Beach | 56693 | 30 |  | OP | IC | LFG | 0.3 | 0.028 | 74.139 | 266.8983 | 29.889 | 107.5995 | Distributed from 923 Generation And Fuel | 2001
24310 | 2022 | VA | Virginia Beach | 56693 | 31 |  | OP | IC | LFG | 0.3 | 0.028 | 74.139 | 266.8983 | 29.889 | 107.5995 | Distributed from 923 Generation And Fuel | 2001
24311 | 2022 | VA | Virginia Beach | 56693 | 32 |  | OP | IC | LFG | 0.3 | 0.028 | 74.139 | 266.8983 | 29.889 | 107.5995 | Distributed from 923 Generation And Fuel | 2001
24312 | 2022 | VA | Virginia Beach | 56693 | 33 |  | OP | IC | LFG | 0.3 | 0.028 | 74.139 | 266.8983 | 29.889 | 107.5995 | Distributed from 923 Generation And Fuel | 2001
24313 | 2022 | VA | Virginia Beach | 56693 | 34 |  | OP | IC | LFG | 0.3 | 0.028 | 74.139 | 266.8983 | 29.889 | 107.5995 | Distributed from 923 Generation And Fuel | 2001
24314 | 2022 | VA | Virginia Beach | 56693 | 35 |  | OP | IC | LFG | 0.3 | 0.028 | 74.139 | 266.8983 | 29.889 | 107.5995 | Distributed from 923 Generation And Fuel | 2001
24315 | 2022 | VA | Virginia Beach | 56693 | 36 |  | OP | IC | LFG | 0.3 | 0.028 | 74.139 | 266.8983 | 29.889 | 107.5995 | Distributed from 923 Generation And Fuel | 2001
24316 | 2022 | VA | Virginia Beach | 56693 | 4 |  | OP | IC | LFG | 0.3 | 0.028 | 74.139 | 266.8983 | 29.889 | 107.5995 | Distributed from 923 Generation And Fuel | 2001
24317 | 2022 | VA | Virginia Beach | 56693 | 5 |  | OP | IC | LFG | 0.3 | 0.028 | 74.139 | 266.8983 | 29.889 | 107.5995 | Distributed from 923 Generation And Fuel | 2001
24318 | 2022 | VA | Virginia Beach | 56693 | 6 |  | OP | IC | LFG | 0.3 | 0.028 | 74.139 | 266.8983 | 29.889 | 107.5995 | Distributed from 923 Generation And Fuel | 2001
24319 | 2022 | VA | Virginia Beach | 56693 | 7 |  | OP | IC | LFG | 0.3 | 0.028 | 74.139 | 266.8983 | 29.889 | 107.5995 | Distributed from 923 Generation And Fuel | 2001
24320 | 2022 | VA | Virginia Beach | 56693 | 8 |  | OP | IC | LFG | 0.3 | 0.028 | 74.139 | 266.8983 | 29.889 | 107.5995 | Distributed from 923 Generation And Fuel | 2001
24321 | 2022 | VA | Virginia Beach | 56693 | 9 |  | OP | IC | LFG | 0.3 | 0.028 | 74.139 | 266.8983 | 29.889 | 107.5995 | Distributed from 923 Generation And Fuel | 2001
24322 | 2022 | VA | Virginia City Hybrid Energy Center | 56808 | 1 | 2 | OP | ST | BIT | 668 | 0.233 | 1363496 | 4908546.3316 | 702315 | 2528313.7735 | EIA-923 Generator File | 2012
24323 | 2022 | VA | Virginia Tech Power Plant | 56785 | WG01 |  | OP | ST | NG | 6.3 | 0.323 | 17824 | 64165.8867 | 4124 | 14846.2812 | EIA-923 Generator File | 1976
24324 | 2022 | VA | VMEA 1 Credit Gen | 7440 | V10 |  | OP | IC | DFO | 1.6 | 0.008 | 117.455 | 422.8346 | 39.879 | 143.5633 | Distributed from 923 Generation And Fuel | 1990
24325 | 2022 | VA | VMEA 1 Credit Gen | 7440 | V3 |  | OP | IC | DFO | 1.6 | 0.008 | 117.455 | 422.8346 | 39.879 | 143.5633 | Distributed from 923 Generation And Fuel | 1990
24326 | 2022 | VA | VMEA 1 Credit Gen | 7440 | V4 |  | OP | IC | DFO | 1.6 | 0.008 | 117.455 | 422.8346 | 39.879 | 143.5633 | Distributed from 923 Generation And Fuel | 1990
24327 | 2022 | VA | VMEA 1 Credit Gen | 7440 | V5 |  | OP | IC | DFO | 1.6 | 0.008 | 117.455 | 422.8346 | 39.879 | 143.5633 | Distributed from 923 Generation And Fuel | 1990
24328 | 2022 | VA | VMEA 1 Credit Gen | 7440 | V6 |  | OP | IC | DFO | 1.6 | 0.008 | 117.455 | 422.8346 | 39.879 | 143.5633 | Distributed from 923 Generation And Fuel | 1990
24329 | 2022 | VA | VMEA 1 Credit Gen | 7440 | V7 |  | OP | IC | DFO | 1.6 | 0.008 | 117.455 | 422.8346 | 39.879 | 143.5633 | Distributed from 923 Generation And Fuel | 1990
24330 | 2022 | VA | VMEA 1 Credit Gen | 7440 | V8 |  | OP | IC | DFO | 1.6 | 0.008 | 117.455 | 422.8346 | 39.879 | 143.5633 | Distributed from 923 Generation And Fuel | 1990
24331 | 2022 | VA | VMEA 1 Credit Gen | 7440 | V9-1 |  | OP | IC | DFO | 2 | 0.008 | 146.818 | 528.5406 | 49.848 | 179.4514 | Distributed from 923 Generation And Fuel | 2009
24332 | 2022 | VA | VMEA Peaking Gen | 7441 | V1 |  | OP | IC | DFO | 1.6 | 0.002 | 30.5 | 109.7991 | 10.25 | 36.8997 | Distributed from 923 Generation And Fuel | 1992
24333 | 2022 | VA | VMEA Peaking Gen | 7441 | V11 |  | OP | IC | DFO | 1.6 | 0.002 | 30.5 | 109.7991 | 10.25 | 36.8997 | Distributed from 923 Generation And Fuel | 1993
24334 | 2022 | VA | VMEA Peaking Gen | 7441 | V12 |  | OP | IC | DFO | 1.6 | 0.002 | 30.5 | 109.7991 | 10.25 | 36.8997 | Distributed from 923 Generation And Fuel | 1993
24335 | 2022 | VA | VMEA Peaking Gen | 7441 | V2 |  | OP | IC | DFO | 1.6 | 0.002 | 30.5 | 109.7991 | 10.25 | 36.8997 | Distributed from 923 Generation And Fuel | 1992
24336 | 2022 | VA | Warren County | 55939 | CT01 |  | OP | CT | NG | 297.5 | 2.939 | 7658025 | 27568669.4506 | 3566970 | 12840989.2721 | EIA-923 Generator File | 2014
24337 | 2022 | VA | Warren County | 55939 | CT02 |  | OP | CT | NG | 297.5 | 0 | 0 | 0 | 0 | 0 | EIA-923 Generator File | 2014
24338 | 2022 | VA | Warren County | 55939 | CT03 |  | OP | CT | NG | 297.5 | 0 | 0 | 0 | 0 | 0 | EIA-923 Generator File | 2014
24339 | 2022 | VA | Warren County | 55939 | ST01 | 3 | OP | CA | NG | 579.7 | 0 | 0 | 0 | 0 | 0 | EIA-923 Generator File | 2014
24340 | 2022 | VA | Waste Management Bethel LFGTE | 56531 | GEN1 |  | OP | IC | LFG | 0.8 | 0.877 | 6146.333 | 22126.6218 | 2572 | 9259.1259 | Distributed from 923 Generation And Fuel | 2008
24341 | 2022 | VA | Waste Management Bethel LFGTE | 56531 | GEN2 |  | OP | IC | LFG | 0.8 | 0.877 | 6146.333 | 22126.6218 | 2572 | 9259.1259 | Distributed from 923 Generation And Fuel | 2008
24342 | 2022 | VA | Waste Management Bethel LFGTE | 56531 | GEN3 |  | OP | IC | LFG | 0.8 | 0.877 | 6146.333 | 22126.6218 | 2572 | 9259.1259 | Distributed from 923 Generation And Fuel | 2008
24343 | 2022 | VA | Waste Management Bethel LFGTE | 56531 | GEN4 |  | OP | IC | LFG | 0.8 | 0.877 | 6146.333 | 22126.6218 | 2572 | 9259.1259 | Distributed from 923 Generation And Fuel | 2008
24344 | 2022 | VA | Waste Management Bethel LFGTE | 56531 | GEN5 |  | OP | IC | LFG | 0.8 | 0.877 | 6146.333 | 22126.6218 | 2572 | 9259.1259 | Distributed from 923 Generation And Fuel | 2008
24345 | 2022 | VA | Waste Management Bethel LFGTE | 56531 | GEN6 |  | OP | IC | LFG | 0.8 | 0.877 | 6146.333 | 22126.6218 | 2572 | 9259.1259 | Distributed from 923 Generation And Fuel | 2008
24346 | 2022 | VA | Waste Management King George LFGTE | 57022 | GEN1 |  | OP | GT | LFG | 3.3 | 0.672 | 19419.5 | 69909.6407 | 8006.75 | 28824.0694 | Distributed from 923 Generation And Fuel | 2010
24347 | 2022 | VA | Waste Management King George LFGTE | 57022 | GEN2 |  | OP | GT | LFG | 3.3 | 0.672 | 19419.5 | 69909.6407 | 8006.75 | 28824.0694 | Distributed from 923 Generation And Fuel | 2010
24348 | 2022 | VA | Waste Management King George LFGTE | 57022 | GEN3 |  | OP | GT | LFG | 3.3 | 0.672 | 19419.5 | 69909.6407 | 8006.75 | 28824.0694 | Distributed from 923 Generation And Fuel | 2010
24349 | 2022 | VA | Waste Management King George LFGTE | 57022 | GEN4 |  | OP | GT | LFG | 3.3 | 0.672 | 19419.5 | 69909.6407 | 8006.75 | 28824.0694 | Distributed from 923 Generation And Fuel | 2011
24350 | 2022 | VA | Waste Management Middle Peninsula LFGTE | 57018 | GEN1 |  | OP | IC | LFG | 0.8 | 0.862 | 6039.75 | 21742.9261 | 2527.375 | 9098.4772 | Distributed from 923 Generation And Fuel | 2009
24351 | 2022 | VA | Waste Management Middle Peninsula LFGTE | 57018 | GEN2 |  | OP | IC | LFG | 0.8 | 0.862 | 6039.75 | 21742.9261 | 2527.375 | 9098.4772 | Distributed from 923 Generation And Fuel | 2009
24352 | 2022 | VA | Waste Management Middle Peninsula LFGTE | 57018 | GEN3 |  | OP | IC | LFG | 0.8 | 0.862 | 6039.75 | 21742.9261 | 2527.375 | 9098.4772 | Distributed from 923 Generation And Fuel | 2009
24353 | 2022 | VA | Waste Management Middle Peninsula LFGTE | 57018 | GEN4 |  | OP | IC | LFG | 0.8 | 0.862 | 6039.75 | 21742.9261 | 2527.375 | 9098.4772 | Distributed from 923 Generation And Fuel | 2009
24354 | 2022 | VA | Waste Management Middle Peninsula LFGTE | 57018 | GEN5 |  | OP | IC | LFG | 0.8 | 0.862 | 6039.75 | 21742.9261 | 2527.375 | 9098.4772 | Distributed from 923 Generation And Fuel | 2009
24355 | 2022 | VA | Waste Management Middle Peninsula LFGTE | 57018 | GEN6 |  | OP | IC | LFG | 0.8 | 0.862 | 6039.75 | 21742.9261 | 2527.375 | 9098.4772 | Distributed from 923 Generation And Fuel | 2009
24356 | 2022 | VA | Waste Management Middle Peninsula LFGTE | 57018 | GEN7 |  | OP | IC | LFG | 0.8 | 0.862 | 6039.75 | 21742.9261 | 2527.375 | 9098.4772 | Distributed from 923 Generation And Fuel | 2009
24357 | 2022 | VA | Waste Management Middle Peninsula LFGTE | 57018 | GEN8 |  | OP | IC | LFG | 0.8 | 0.862 | 6039.75 | 21742.9261 | 2527.375 | 9098.4772 | Distributed from 923 Generation And Fuel | 2009
24358 | 2022 | VA | Water Strider Solar | 63549 | WSS |  | OP | PV | SUN | 80 | 0.255 | 178889 | 643995.248 | 93182 | 335452.5164 | Distributed from 923 Generation And Fuel | 2021
24359 | 2022 | VA | Water Treatment Plant Generators | 56368 | WP1 |  | OP | IC | DFO | 1.8 | 0 | 4 | 14.3999 | 1 | 3.6 | Distributed from 923 Generation And Fuel | 2007
24360 | 2022 | VA | Western Branch High School | 59904 | 1 |  | OP | PV | SUN | 1 | 0.092 | 809 | 2912.3767 | 383 | 1378.789 | Distributed from 923 Generation And Fuel | 2016
24361 | 2022 | VA | Westmoreland County Solar Project | 63696 | WEST |  | OP | PV | SUN | 19.9 | 0.277 | 48211 | 173558.2115 | 25661 | 92378.861 | Distributed from 923 Generation And Fuel | 2021
24362 | 2022 | VA | WestRock-West Point Mill | 10017 | GEN8 | 5 | OS | ST | BLQ | 5 | 0 | 0 | 0 | 0 | 0 | EIA-923 Generator File | 1954
24363 | 2022 | VA | WestRock-West Point Mill | 10017 | GEN9 | 4 | OP | ST | BLQ | 10 | 0.823 | 72067 | 259439.1245 | 30891 | 111206.7103 | EIA-923 Generator File | 1960
24364 | 2022 | VA | WestRock-West Point Mill | 10017 | GN10 | 4 | OP | ST | BLQ | 25 | 0.448 | 98218 | 353581.9713 | 43778 | 157599.5392 | EIA-923 Generator File | 1968
24365 | 2022 | VA | WestRock-West Point Mill | 10017 | GN11 | 3 | OP | ST | BLQ | 15 | 0.82 | 107707 | 387742.0981 | 38133 | 137277.7018 | EIA-923 Generator File | 1977
24366 | 2022 | VA | WestRock-West Point Mill | 10017 | GN12 | 3 | OP | ST | BLQ | 46 | 0.531 | 214049 | 770570.2354 | 87634 | 315479.8762 | EIA-923 Generator File | 1985
24367 | 2022 | VA | Wheelabrator Portsmouth | 54998 | 1410 | 4 | OP | ST | MSW | 20 | 0.256 | 44811 | 161318.3095 | 19287 | 69432.6445 | EIA-923 Generator File | 1987
24368 | 2022 | VA | Wheelabrator Portsmouth | 54998 | 1420 | 4 | OP | ST | MSW | 20 | 0.239 | 41951 | 151022.3918 | 14828 | 53380.373 | EIA-923 Generator File | 1987
24369 | 2022 | VA | Wheelabrator Portsmouth | 54998 | 1430 | 4 | OP | ST | MSW | 20 | 0.217 | 38017 | 136860.1051 | 17486 | 62949.0964 | EIA-923 Generator File | 1987
24370 | 2022 | VA | Whitehorn Solar | 62959 | WHIT1 |  | OP | PV | SUN | 50 | 0.213 | 93119 | 335225.7182 | 49711 | 178958.1683 | Distributed from 923 Generation And Fuel | 2021
24371 | 2022 | VA | Whitehouse Solar Farm | 60319 | 1 |  | OP | PV | SUN | 20 | 0.16 | 28090 | 101123.191 | 14951 | 53823.1694 | Distributed from 923 Generation And Fuel | 2016
24372 | 2022 | VA | Wolf Hills Energy | 55285 | WHG1 |  | OP | GT | NG | 57 | 0.014 | 7183.2 | 25859.3131 | 4817.6 | 17343.2213 | Distributed from 923 Generation And Fuel | 2001
24373 | 2022 | VA | Wolf Hills Energy | 55285 | WHG2 |  | OP | GT | NG | 57 | 0.014 | 7183.2 | 25859.3131 | 4817.6 | 17343.2213 | Distributed from 923 Generation And Fuel | 2001
24374 | 2022 | VA | Wolf Hills Energy | 55285 | WHG3 |  | OP | GT | NG | 57 | 0.014 | 7183.2 | 25859.3131 | 4817.6 | 17343.2213 | Distributed from 923 Generation And Fuel | 2001
24375 | 2022 | VA | Wolf Hills Energy | 55285 | WHG4 |  | OP | GT | NG | 57 | 0.014 | 7183.2 | 25859.3131 | 4817.6 | 17343.2213 | Distributed from 923 Generation And Fuel | 2001
24376 | 2022 | VA | Wolf Hills Energy | 55285 | WHG5 |  | OP | GT | NG | 57 | 0.014 | 7183.2 | 25859.3131 | 4817.6 | 17343.2213 | Distributed from 923 Generation And Fuel | 2001
24377 | 2022 | VA | Woodland Solar Farm | 60318 | 1 |  | OP | PV | SUN | 19 | 0.168 | 27925 | 100529.1958 | 14863 | 53506.3719 | Distributed from 923 Generation And Fuel | 2016
24378 | 2022 | VA | Yorktown | 3809 | 3 | 1 | OP | ST | RFO | 882 | 0.004 | 30519 | 109867.5211 | 30519 | 109867.5211 | EIA-923 Generator File | 1974 | 2023
24379 | 2022 | VT | 158th Fighter Wing Solar Farm | 60542 | 900 |  | OP | PV | SUN | 1.3 |  | GENYRONL: 2011
24380 | 2022 | VT | Ascutney | 3708 | GT4 |  | OP | GT | DFO | 13.2 | 0.005 | 538 | 1936.7845 | 47 | 169.1986 | Distributed from 923 Generation And Fuel | 1961
24381 | 2022 | VT | Ball Mountain Hydro | 59040 | GEN 1 |  | OA | HY | WAT | 0.2 | 0.157 | 275.167 | 990.5933 | 77.25 | 278.0978 | Distributed from 923 Generation And Fuel | 2016
24382 | 2022 | VT | Ball Mountain Hydro | 59040 | GEN 2 |  | OA | HY | WAT | 0.2 | 0.157 | 275.167 | 990.5933 | 77.25 | 278.0978 | Distributed from 923 Generation And Fuel | 2016
24383 | 2022 | VT | Ball Mountain Hydro | 59040 | GEN 3 |  | OA | HY | WAT | 0.2 | 0.157 | 275.167 | 990.5933 | 77.25 | 278.0978 | Distributed from 923 Generation And Fuel | 2016
24384 | 2022 | VT | Ball Mountain Hydro | 59040 | GEN 5 |  | OA | HY | WAT | 0.2 | 0.157 | 275.167 | 990.5933 | 77.25 | 278.0978 | Distributed from 923 Generation And Fuel | 2016
24385 | 2022 | VT | Ball Mountain Hydro | 59040 | GEN 6 |  | OA | HY | WAT | 0.2 | 0.157 | 275.167 | 990.5933 | 77.25 | 278.0978 | Distributed from 923 Generation And Fuel | 2016
24386 | 2022 | VT | Ball Mountain Hydro | 59040 | GEN 7 |  | OP | HY | WAT | 0.2 | 0.157 | 275.167 | 990.5933 | 77.25 | 278.0978 | Distributed from 923 Generation And Fuel | 2016
24387 | 2022 | VT | Ball Mountain Hydro | 59040 | GEN 8 |  | OP | HY | WAT | 0.2 | 0.157 | 275.167 | 990.5933 | 77.25 | 278.0978 | Distributed from 923 Generation And Fuel | 2016
24388 | 2022 | VT | Ball Mountain Hydro | 59040 | GEN 9 |  | OP | HY | WAT | 0.2 | 0.157 | 275.167 | 990.5933 | 77.25 | 278.0978 | Distributed from 923 Generation And Fuel | 2016
24389 | 2022 | VT | Ball Mountain Hydro | 59040 | GEN10 |  | OP | HY | WAT | 0.2 | 0.157 | 275.167 | 990.5933 | 77.25 | 278.0978 | Distributed from 923 Generation And Fuel | 2016
24390 | 2022 | VT | Ball Mountain Hydro | 59040 | GEN11 |  | OP | HY | WAT | 0.2 | 0.157 | 275.167 | 990.5933 | 77.25 | 278.0978 | Distributed from 923 Generation And Fuel | 2016
24391 | 2022 | VT | Ball Mountain Hydro | 59040 | GEN12 |  | OP | HY | WAT | 0.2 | 0.157 | 275.167 | 990.5933 | 77.25 | 278.0978 | Distributed from 923 Generation And Fuel | 2016
24392 | 2022 | VT | Ball Mountain Hydro | 59040 | GEN4 |  | OA | HY | WAT | 0.2 | 0.157 | 275.167 | 990.5933 | 77.25 | 278.0978 | Distributed from 923 Generation And Fuel | 2016
24393 | 2022 | VT | Barton Solar Farm | 59741 | BARTN |  | OP | PV | SUN | 1.9 | 0.154 | 2558 | 9208.7263 | 1567 | 5641.1549 | Distributed from 923 Generation And Fuel | 2014
24394 | 2022 | VT | Battle Creek Solar | 63212 | BC1 |  | OP | PV | SUN | 2.2 | 0.188 | 3629 | 13064.2955 | 2223 | 8002.736 | Distributed from 923 Generation And Fuel | 2018
24395 | 2022 | VT | Beldens | 6451 | 1 |  | OP | HY | WAT | 0.8 | 0.19 | 1334.316 | 4803.4992 | 374.456 | 1348.0308 | Distributed from 923 Generation And Fuel | 1913
24396 | 2022 | VT | Beldens | 6451 | 2 |  | OP | HY | WAT | 0.8 | 0.19 | 1334.316 | 4803.4992 | 374.456 | 1348.0308 | Distributed from 923 Generation And Fuel | 1913
24397 | 2022 | VT | Beldens | 6451 | HC3 |  | OP | HY | WAT | 4.1 | 0.19 | 6838.368 | 24617.9279 | 1919.088 | 6908.6615 | Distributed from 923 Generation And Fuel | 1988
24398 | 2022 | VT | Bellows Falls | 3745 | GEN1 |  | OP | HY | WAT | 13.6 | 0.623 | 74170.333 | 267011.0627 | 20816 | 74937.0005 | Distributed from 923 Generation And Fuel | 1928
24399 | 2022 | VT | Bellows Falls | 3745 | GEN2 |  | OP | HY | WAT | 13.6 | 0.623 | 74170.333 | 267011.0627 | 20816 | 74937.0005 | Distributed from 923 Generation And Fuel | 1928
24400 | 2022 | VT | Bellows Falls | 3745 | GEN3 |  | OP | HY | WAT | 13.6 | 0.623 | 74170.333 | 267011.0627 | 20816 | 74937.0005 | Distributed from 923 Generation And Fuel | 1928
24401 | 2022 | VT | Berlin 5 | 3734 | GT1 |  | OP | GT | KER | 41.8 | 0.006 | 2343 | 8434.7325 | 1051 | 3783.5697 | Distributed from 923 Generation And Fuel | 1972
24402 | 2022 | VT | Billings Road | 64860 | 286 |  | OP | PV | SUN | 1.7 | 0.135 | 2009 | 7232.3421 | 1231 | 4431.5645 | Distributed from 923 Generation And Fuel | 2021
24403 | 2022 | VT | Bolton Falls | 7056 | 1 |  | OP | HY | WAT | 4.4 | 0.081 | 3103 | 11170.7106 | 871 | 3135.5749 | Distributed from 923 Generation And Fuel | 1986
24404 | 2022 | VT | Bolton Falls | 7056 | 2 |  | OP | HY | WAT | 4.4 | 0.081 | 3103 | 11170.7106 | 871 | 3135.5749 | Distributed from 923 Generation And Fuel | 1986
24405 | 2022 | VT | Boltonville Hydro Associates | 50539 | 1 |  | OP | HY | WAT | 0.5 | 0.207 | 906.364 | 3262.8843 | 254.545 | 916.3547 | Distributed from 923 Generation And Fuel | 1984
24406 | 2022 | VT | Boltonville Hydro Associates | 50539 | 2 |  | OS | HY | WAT | 0.3 | 0.207 | 543.818 | 1957.7291 | 152.727 | 549.8128 | Distributed from 923 Generation And Fuel | 1984
24407 | 2022 | VT | Boltonville Hydro Associates | 50539 | 3 |  | OS | HY | WAT | 0.3 | 0.207 | 543.818 | 1957.7291 | 152.727 | 549.8128 | Distributed from 923 Generation And Fuel | 1989
24408 | 2022 | VT | Burlington GT | 3754 | GT1 |  | OP | GT | DFO | 25.5 | 0.002 | 357 | 1285.1897 | 149 | 536.3957 | Distributed from 923 Generation And Fuel | 1971
24409 | 2022 | VT | Cadys Falls | 3765 | 1 |  | OP | HY | WAT | 0.8 | 0.03 | 213.5 | 768.5939 | 60 | 215.9983 | Distributed from 923 Generation And Fuel | 1914
24410 | 2022 | VT | Cadys Falls | 3765 | 2 |  | OP | HY | WAT | 0.8 | 0.03 | 213.5 | 768.5939 | 60 | 215.9983 | Distributed from 923 Generation And Fuel | 1947
24411 | 2022 | VT | Canaan | 3750 | 1 |  | OP | HY | WAT | 1.1 | 0.591 | 5694 | 20498.236 | 1598 | 5752.754 | Distributed from 923 Generation And Fuel | 1927
24412 | 2022 | VT | Cavendish | 3710 | 1 |  | OP | HY | WAT | 0.6 | 0.116 | 611.294 | 2200.6408 | 171.529 | 617.4995 | Distributed from 923 Generation And Fuel | 1907
24413 | 2022 | VT | Cavendish | 3710 | 2 |  | OP | HY | WAT | 0.6 | 0.116 | 611.294 | 2200.6408 | 171.529 | 617.4995 | Distributed from 923 Generation And Fuel | 1907
24414 | 2022 | VT | Cavendish | 3710 | 3 |  | OP | HY | WAT | 0.5 | 0.116 | 509.412 | 1833.8685 | 142.941 | 514.5835 | Distributed from 923 Generation And Fuel | 1907
24415 | 2022 | VT | Chace Mill Winooski One | 54355 | GEN1 |  | OP | HY | WAT | 2.5 | 0.386 | 8453.333 | 30431.7553 | 2372.333 | 8540.3305 | Distributed from 923 Generation And Fuel | 1993
24416 | 2022 | VT | Chace Mill Winooski One | 54355 | GEN2 |  | OP | HY | WAT | 2.5 | 0.386 | 8453.333 | 30431.7553 | 2372.333 | 8540.3305 | Distributed from 923 Generation And Fuel | 1993
24417 | 2022 | VT | Chace Mill Winooski One | 54355 | GEN3 |  | OP | HY | WAT | 2.5 | 0.386 | 8453.333 | 30431.7553 | 2372.333 | 8540.3305 | Distributed from 923 Generation And Fuel | 1993
24418 | 2022 | VT | Charlotte Solar LLC VT | 59719 | CS001 |  | OP | PV | SUN | 2 | 0.17 | 2970 | 10691.9145 | 1819 | 6548.3476 | Distributed from 923 Generation And Fuel | 2014
24419 | 2022 | VT | Chester Power Partners | 59755 | PVS1 |  | OP | PV | SUN | 2.2 | 0.111 | 2134 | 7682.3385 | 1307 | 4705.1624 | Distributed from 923 Generation And Fuel | 2014
24420 | 2022 | VT | Chittenden County Solar Partners | 57481 | 01 |  | OP | PV | SUN | 2.2 | 0.166 | 3200 | 11519.9078 | 1960 | 7055.9436 | Distributed from 923 Generation And Fuel | 2011
24421 | 2022 | VT | Claire Solar Farm | 59477 | CSF1 |  | OP | PV | SUN | 2.2 | 0.179 | 3455 | 12437.9005 | 2116 | 7617.5391 | Distributed from 923 Generation And Fuel | 2014
24422 | 2022 | VT | Clarendon Solar Farm | 59476 | VT001 |  | OP | PV | SUN | 2 | 0.172 | 3006 | 10821.5134 | 1841 | 6627.547 | Distributed from 923 Generation And Fuel | 2014
24423 | 2022 | VT | Clark Falls | 3711 | 1 |  | OP | HY | WAT | 3 | 0.56 | 14707 | 52944.7764 | 4128 | 14860.6811 | Distributed from 923 Generation And Fuel | 1937
24424 | 2022 | VT | Colchester 16 | 3735 | GT1 |  | OP | GT | DFO | 18 | 0.002 | 388 | 1396.7888 | 27 | 97.1992 | Distributed from 923 Generation And Fuel | 1965
24425 | 2022 | VT | Cold River Road Solar | 60912 | PV1 |  | OP | PV | SUN | 2.3 | 0.174 | 3505 | 12617.8991 | 2147 | 7729.1382 | Distributed from 923 Generation And Fuel | 2016
24426 | 2022 | VT | Coolidge Solar 1, LLC | 61959 | COLS |  | OP | PV | SUN | 19.6 | 0.172 | 29594 | 106537.5477 | 18549 | 66775.8658 | Distributed from 923 Generation And Fuel | 2018
24427 | 2022 | VT | Coventry Clean Energy Corporation | 62859 | COV-1 |  | OP | IC | LFG | 1.6 | 0.696 | 9760.2 | 35136.4389 | 4140.2 | 14904.6008 | Distributed from 923 Generation And Fuel | 2005
24428 | 2022 | VT | Coventry Clean Energy Corporation | 62859 | COV-2 |  | OP | IC | LFG | 1.6 | 0.696 | 9760.2 | 35136.4389 | 4140.2 | 14904.6008 | Distributed from 923 Generation And Fuel | 2005
24429 | 2022 | VT | Coventry Clean Energy Corporation | 62859 | COV-3 |  | OP | IC | LFG | 1.6 | 0.696 | 9760.2 | 35136.4389 | 4140.2 | 14904.6008 | Distributed from 923 Generation And Fuel | 2005
24430 | 2022 | VT | Coventry Clean Energy Corporation | 62859 | COV-4 |  | OP | IC | LFG | 1.6 | 0.696 | 9760.2 | 35136.4389 | 4140.2 | 14904.6008 | Distributed from 923 Generation And Fuel | 2007
24431 | 2022 | VT | Coventry Clean Energy Corporation | 62859 | COV-5 |  | OP | IC | LFG | 1.6 | 0.696 | 9760.2 | 35136.4389 | 4140.2 | 14904.6008 | Distributed from 923 Generation And Fuel | 2009
24432 | 2022 | VT | Coventry Photovoltaic, LLC | 60411 | COVEN |  | OP | PV | SUN | 2.2 | 0.15 | 2886 | 10389.5169 | 1768 | 6364.7491 | Distributed from 923 Generation And Fuel | 2014
24433 | 2022 | VT | Deerfield Wind LLC | 61039 | WT1 |  | OP | WT | WND | 30 | 0.397 | 104462 | 376060.1915 | 33132 | 119274.2458 | Distributed from 923 Generation And Fuel | 2017
24434 | 2022 | VT | Deweys Mill | 10137 | GEN1 |  | OP | HY | WAT | 2.5 | 0.006 | 135.833 | 488.9949 | 38.333 | 137.9977 | Distributed from 923 Generation And Fuel | 1989
24435 | 2022 | VT | Deweys Mill | 10137 | GEN2 |  | OP | HY | WAT | 0.5 | 0.006 | 27.167 | 97.8004 | 7.667 | 27.601 | Distributed from 923 Generation And Fuel | 1989
24436 | 2022 | VT | East Barnet | 788 | 1 |  | OP | HY | WAT | 2.2 | 0.248 | 4787 | 17233.0621 | 1343 | 4834.7613 | Distributed from 923 Generation And Fuel | 1984
24437 | 2022 | VT | Elizabeth Mines Solar 1 | 61124 | EMS1 |  | OP | PV | SUN | 5 | 0.17 | 7444 | 26798.1856 | 4560 | 16415.8687 | Distributed from 923 Generation And Fuel | 2017
24438 | 2022 | VT | ER Bone Hill Solar, LLC | 65135 | 288 |  | OP | PV | SUN | 1.2 | 0.049 | 518 | 1864.7851 | 186 | 669.5946 | Distributed from 923 Generation And Fuel | 2022
24439 | 2022 | VT | ER Center Road Solar, LLC | 65166 | 287 |  | OP | PV | SUN | 2.1 | 0.046 | 852 | 3067.1755 | 678 | 2440.7805 | Distributed from 923 Generation And Fuel | 2022
24440 | 2022 | VT | ER Salvage Yard | 64863 | 284 |  | OP | PV | SUN | 2.1 | 0.163 | 2999 | 10796.3136 | 1837 | 6613.1471 | Distributed from 923 Generation And Fuel | 2021
24441 | 2022 | VT | ER Sand Hill | 65619 | 289 |  | OP | PV | SUN | 2.2 | 0.016 | 303 | 1090.7913 | 0 | 0 | Distributed from 923 Generation And Fuel | 2022
24442 | 2022 | VT | Essex Junction 19 | 3737 | H1 |  | OP | HY | WAT | 1.8 | 0.506 | 7978.95 | 28723.9902 | 2233.575 | 8040.8057 | Distributed from 923 Generation And Fuel | 1917
24443 | 2022 | VT | Essex Junction 19 | 3737 | H2 |  | OP | HY | WAT | 1.8 | 0.506 | 7978.95 | 28723.9902 | 2233.575 | 8040.8057 | Distributed from 923 Generation And Fuel | 1917
24444 | 2022 | VT | Essex Junction 19 | 3737 | H3 |  | OP | HY | WAT | 1.8 | 0.506 | 7978.95 | 28723.9902 | 2233.575 | 8040.8057 | Distributed from 923 Generation And Fuel | 1917
24445 | 2022 | VT | Essex Junction 19 | 3737 | H4 |  | OP | HY | WAT | 1.8 | 0.506 | 7978.95 | 28723.9902 | 2233.575 | 8040.8057 | Distributed from 923 Generation And Fuel | 1917
24446 | 2022 | VT | Essex Junction 19 | 3737 | H9 |  | OP | HY | WAT | 0.8 | 0.506 | 3546.2 | 12766.2179 | 992.7 | 3573.6914 | Distributed from 923 Generation And Fuel | 2008
24447 | 2022 | VT | Essex Junction 19 | 3737 | IC-5 |  | OP | IC | DFO | 2 | 0.003 | 51.25 | 184.4985 | 23 | 82.7993 | Distributed from 923 Generation And Fuel | 2007
24448 | 2022 | VT | Essex Junction 19 | 3737 | IC-6 |  | OP | IC | DFO | 2 | 0.003 | 51.25 | 184.4985 | 23 | 82.7993 | Distributed from 923 Generation And Fuel | 2007
24449 | 2022 | VT | Essex Junction 19 | 3737 | IC-7 |  | OP | IC | DFO | 2 | 0.003 | 51.25 | 184.4985 | 23 | 82.7993 | Distributed from 923 Generation And Fuel | 2007
24450 | 2022 | VT | Essex Junction 19 | 3737 | IC-8 |  | OP | IC | DFO | 2 | 0.003 | 51.25 | 184.4985 | 23 | 82.7993 | Distributed from 923 Generation And Fuel | 2007
24451 | 2022 | VT | Fairfax Falls | 3712 | 1 |  | OP | HY | WAT | 1.4 | 0.63 | 7731.6 | 27833.5373 | 2170 | 7811.9375 | Distributed from 923 Generation And Fuel | 1919
24452 | 2022 | VT | Fairfax Falls | 3712 | 2 |  | OP | HY | WAT | 2.1 | 0.63 | 11597.4 | 41750.306 | 3255 | 11717.9063 | Distributed from 923 Generation And Fuel | 1919
24453 | 2022 | VT | Georgia Mountain Community Wind Farm | 58238 | GMCW |  | OP | WT | WND | 10 | 0.351 | 30714 | 110569.5154 | 10266 | 36957.3043 | Distributed from 923 Generation And Fuel | 2012
24454 | 2022 | VT | Gilman Mill | 10608 | GEN1 |  | OP | HY | WAT | 2.2 | 0.547 | 10544.875 | 37961.2463 | 2959.458 | 10653.9636 | Distributed from 923 Generation And Fuel | 1986
24455 | 2022 | VT | Gilman Mill | 10608 | GEN2 |  | OP | HY | WAT | 1 | 0.547 | 4793.125 | 17255.112 | 1345.208 | 4842.7101 | Distributed from 923 Generation And Fuel | 1966
24456 | 2022 | VT | Gilman Mill | 10608 | GEN3 |  | OP | HY | WAT | 0.8 | 0.547 | 3834.5 | 13804.0896 | 1076.167 | 3874.1702 | Distributed from 923 Generation And Fuel | 1941
24457 | 2022 | VT | Gilman Mill | 10608 | GEN4 |  | OP | HY | WAT | 0.8 | 0.547 | 3834.5 | 13804.0896 | 1076.167 | 3874.1702 | Distributed from 923 Generation And Fuel | 1941
24458 | 2022 | VT | Glen | 3714 | 1 |  | OP | HY | WAT | 1 | 0.352 | 3079.5 | 11086.1113 | 864.5 | 3112.1751 | Distributed from 923 Generation And Fuel | 1920
24459 | 2022 | VT | Glen | 3714 | 2 |  | OP | HY | WAT | 1 | 0.352 | 3079.5 | 11086.1113 | 864.5 | 3112.1751 | Distributed from 923 Generation And Fuel | 1920
24460 | 2022 | VT | GMP Solar - Hartford | 60874 | GMPSH |  | OP | PV | SUN | 5 | 0.18 | 7878 | 28360.5731 | 4694 | 16898.2648 | Distributed from 923 Generation And Fuel | 2016
24461 | 2022 | VT | GMP Solar - Panton Hybrid | 60562 | GMPBP |  | OP | BA | MWH | 1 | 0.05 | 440 | 1583.9873 | 193 | 694.7944 | Distributed from 923 Generation And Fuel | 2018
24462 | 2022 | VT | GMP Solar - Panton Hybrid | 60562 | GMPSP |  | OP | PV | SUN | 4.9 | 0.206 | 8829 | 31784.1457 | 5400 | 19439.8445 | Distributed from 923 Generation And Fuel | 2016
24463 | 2022 | VT | GMP Solar - Richmond | 60547 | PV1 |  | OP | PV | SUN | 1.9 | 0.175 | 2917 | 10501.116 | 1862 | 6703.1464 | Distributed from 923 Generation And Fuel | 2016
24464 | 2022 | VT | GMP Solar - Williamstown | 60877 | GMPSN |  | OP | PV | SUN | 5 | 0.171 | 7493 | 26974.5842 | 4672 | 16819.0654 | Distributed from 923 Generation And Fuel | 2016
24465 | 2022 | VT | GMP Solar - Williston | 60875 | GMPSW |  | OP | PV | SUN | 4.7 | 0.174 | 7174 | 25826.1934 | 4416 | 15897.4728 | Distributed from 923 Generation And Fuel | 2016
24466 | 2022 | VT | GMP Solar/Storage-Essex Hybrid | 62383 | GMPBE |  | OP | BA | MWH | 2 | 0.043 | 746 | 2685.5785 | 235 | 845.9932 | Distributed from 923 Generation And Fuel | 2019
24467 | 2022 | VT | GMP Solar/Storage-Essex Hybrid | 62383 | GMPSE |  | OP | PV | SUN | 4.5 | 0.187 | 7353 | 26470.5882 | 4351 | 15663.4747 | Distributed from 923 Generation And Fuel | 2019
24468 | 2022 | VT | GMP Solar/Storage-Ferrisburgh Hybrid | 62382 | GMPBF |  | OP | BA | MWH | 2 | 0.057 | 1003 | 3610.7711 | 233 | 838.7933 | Distributed from 923 Generation And Fuel | 2019
24469 | 2022 | VT | GMP Solar/Storage-Ferrisburgh Hybrid | 62382 | GMPSF |  | OP | PV | SUN | 5 | 0.203 | 8910 | 32075.7434 | 5396 | 19425.4446 | Distributed from 923 Generation And Fuel | 2019
24470 | 2022 | VT | GMP Solar/Storage-Milton Hybrid | 62381 | GMPBM |  | OP | BA | MWH | 2 | 0.058 | 1016 | 3657.5707 | 294 | 1058.3915 | Distributed from 923 Generation And Fuel | 2019
24471 | 2022 | VT | GMP Solar/Storage-Milton Hybrid | 62381 | GMPSM |  | OP | PV | SUN | 5 | 0.181 | 7911 | 28479.3722 | 4725 | 17009.8639 | Distributed from 923 Generation And Fuel | 2019
24472 | 2022 | VT | Golden Solar | 64443 | GOLD |  | OP | PV | SUN | 2.2 | 0.198 | 3812 | 13723.0902 | 2335 | 8405.9328 | Distributed from 923 Generation And Fuel | 2021
24473 | 2022 | VT | Gorge 18 | 6475 | 1 |  | OP | HY | WAT | 3 | 0.424 | 11155 | 40157.6787 | 3131 | 11271.5098 | Distributed from 923 Generation And Fuel | 1928
24474 | 2022 | VT | Great Falls (VT) | 3762 | 1 |  | OP | HY | WAT | 0.3 | 0.105 | 275.211 | 990.7517 | 77.211 | 277.9574 | Distributed from 923 Generation And Fuel | 1915
24475 | 2022 | VT | Great Falls (VT) | 3762 | 2 |  | OP | HY | WAT | 0.3 | 0.105 | 275.211 | 990.7517 | 77.211 | 277.9574 | Distributed from 923 Generation And Fuel | 1915
24476 | 2022 | VT | Great Falls (VT) | 3762 | 3 |  | OP | HY | WAT | 1.3 | 0.105 | 1192.579 | 4293.2501 | 334.579 | 1204.4748 | Distributed from 923 Generation And Fuel | 1979
24477 | 2022 | VT | GSPP Gilman, LLC | 63368 | GILMA |  | OP | PV | SUN | 2.1 | 0.183 | 3374 | 12146.3028 | 2067 | 7441.1405 | Distributed from 923 Generation And Fuel | 2018
24478 | 2022 | VT | Harriman | 3746 | GEN1 |  | OP | HY | WAT | 11.2 | 0.274 | 26881.667 | 96773.227 | 7544.333 | 27159.3815 | Distributed from 923 Generation And Fuel | 1924
24479 | 2022 | VT | Harriman | 3746 | GEN2 |  | OP | HY | WAT | 11.2 | 0.274 | 26881.667 | 96773.227 | 7544.333 | 27159.3815 | Distributed from 923 Generation And Fuel | 1924
24480 | 2022 | VT | Harriman | 3746 | GEN3 |  | OP | HY | WAT | 11.2 | 0.274 | 26881.667 | 96773.227 | 7544.333 | 27159.3815 | Distributed from 923 Generation And Fuel | 1924
24481 | 2022 | VT | Highgate Falls | 6618 | 1 |  | OP | HY | WAT | 1.1 | 0.472 | 4550.776 | 16382.6625 | 1277.138 | 4597.66 | Distributed from 923 Generation And Fuel | 1930
24482 | 2022 | VT | Highgate Falls | 6618 | 2 |  | OP | HY | WAT | 1 | 0.472 | 4137.069 | 14893.3293 | 1161.034 | 4179.689 | Distributed from 923 Generation And Fuel | 1923
24483 | 2022 | VT | Highgate Falls | 6618 | 3 |  | OP | HY | WAT | 3.2 | 0.472 | 13238.621 | 47658.6543 | 3715.31 | 13375.009 | Distributed from 923 Generation And Fuel | 1954
24484 | 2022 | VT | Highgate Falls | 6618 | 4 |  | OP | HY | WAT | 5.8 | 0.472 | 23995 | 86381.3089 | 6734 | 24242.2061 | Distributed from 923 Generation And Fuel | 1990
24485 | 2022 | VT | Highgate Falls | 6618 | 5 |  | OP | HY | WAT | 0.5 | 0.472 | 2068.534 | 7446.6628 | 580.517 | 2089.8445 | Distributed from 923 Generation And Fuel | 2012
24486 | 2022 | VT | Hinesburg | 62907 | VEC |  | OP | BA | MWH | 1.9 | -0.02 | -338 | -1216.7903 | -143 | -514.7959 | Distributed from 923 Generation And Fuel | 2019
24487 | 2022 | VT | Huntington Falls | 50713 | GEN1 |  | OP | HY | WAT | 0.8 | 0.413 | 2896.281 | 10426.5282 | 812.772 | 2925.9558 | Distributed from 923 Generation And Fuel | 1988
24488 | 2022 | VT | Huntington Falls | 50713 | GEN2 |  | OP | HY | WAT | 0.8 | 0.413 | 2896.281 | 10426.5282 | 812.772 | 2925.9558 | Distributed from 923 Generation And Fuel | 1988
24489 | 2022 | VT | Huntington Falls | 50713 | GEN3 |  | OP | HY | WAT | 4.1 | 0.413 | 14843.439 | 53435.9529 | 4165.456 | 14995.5216 | Distributed from 923 Generation And Fuel | 1988
24490 | 2022 | VT | J C McNeil | 589 | 1 | 1 | OP | ST | WDS | 59.5 | 0.439 | 228981 | 824325.0054 | 77155 | 277755.778 | EIA-923 Generator File | 1984
24491 | 2022 | VT | Kingdom Community Wind | 57979 | KCW |  | OP | WT | WND | 65 | 0.33 | 187957 | 676639.7869 | 61881 | 222769.8178 | Distributed from 923 Generation And Fuel | 2012
24492 | 2022 | VT | Lawrence Brook | 64268 | 280 |  | OP | PV | SUN | 2.2 | 0.161 | 3097 | 11149.1108 | 1897 | 6829.1454 | Distributed from 923 Generation And Fuel | 2020
24493 | 2022 | VT | Limerick Road Solar Farm | 60537 | 8027 |  | OP | PV | SUN | 2.2 | 0.162 | 3114 | 11210.3103 | 1907 | 6865.1451 | Distributed from 923 Generation And Fuel | 2013
24494 | 2022 | VT | Lower Middlebury | 3716 | 1 |  | OP | HY | WAT | 0.8 | 0.28 | 1965.667 | 7076.3446 | 551.667 | 1985.9853 | Distributed from 923 Generation And Fuel | 1917
24495 | 2022 | VT | Lower Middlebury | 3716 | 2 |  | OP | HY | WAT | 0.8 | 0.28 | 1965.667 | 7076.3446 | 551.667 | 1985.9853 | Distributed from 923 Generation And Fuel | 1917
24496 | 2022 | VT | Lower Middlebury | 3716 | 3 |  | OP | HY | WAT | 0.8 | 0.28 | 1965.667 | 7076.3446 | 551.667 | 1985.9853 | Distributed from 923 Generation And Fuel | 1917
24497 | 2022 | VT | MacKinnon Solar | 65352 | MACKN |  | OP | PV | SUN | 2.2 | 0.185 | 3564 | 12830.2974 | 2183 | 7858.7371 | Distributed from 923 Generation And Fuel | 2021
24498 | 2022 | VT | Main Street Solar Project | 59682 | MS258 |  | OP | PV | SUN | 1.5 | 0.174 | 2286 | 8229.5342 | 1400 | 5039.9597 | Distributed from 923 Generation And Fuel | 2014
24499 | 2022 | VT | Marshfield 6 | 3739 | 1 |  | OP | HY | WAT | 5 | 0.131 | 5759 | 20732.2341 | 1616 | 5817.5535 | Distributed from 923 Generation And Fuel | 1927
24500 | 2022 | VT | Mcindoes | 6483 | GEN1 |  | OP | HY | WAT | 2.6 | 0.488 | 11117.75 | 40023.5798 | 3120.25 | 11232.8101 | Distributed from 923 Generation And Fuel | 1931
24501 | 2022 | VT | Mcindoes | 6483 | GEN2 |  | OP | HY | WAT | 2.6 | 0.488 | 11117.75 | 40023.5798 | 3120.25 | 11232.8101 | Distributed from 923 Generation And Fuel | 1931
24502 | 2022 | VT | Mcindoes | 6483 | GEN3 |  | OP | HY | WAT | 2.6 | 0.488 | 11117.75 | 40023.5798 | 3120.25 | 11232.8101 | Distributed from 923 Generation And Fuel | 1931
24503 | 2022 | VT | Mcindoes | 6483 | GEN4 |  | OP | HY | WAT | 2.6 | 0.488 | 11117.75 | 40023.5798 | 3120.25 | 11232.8101 | Distributed from 923 Generation And Fuel | 1931
24504 | 2022 | VT | MHG Wallingford | 62728 | X0041 |  | OP | PV | SUN | 2.2 | 0.177 | 3417 | 12301.1016 | 2093 | 7534.7397 | Distributed from 923 Generation And Fuel | 2019
24505 | 2022 | VT | Middlebury College | 57804 | 2 |  | OA | ST | WDS | 0.6 | 0.225 | 1182.43 | 4256.7139 | 0 | 0 | EIA-923 Generator File | 1985
24506 | 2022 | VT | Middlebury College | 57804 | 3 |  | OP | ST | WDS | 0.8 | 0.195 | 1368.67 | 4927.1726 | 668.33 | 2405.9688 | EIA-923 Generator File | 1999
24507 | 2022 | VT | Middlesex 2 | 3740 | 1 |  | OP | HY | WAT | 1.6 | 0.144 | 2011.5 | 7241.3421 | 564.5 | 2032.1837 | Distributed from 923 Generation And Fuel | 1928
24508 | 2022 | VT | Middlesex 2 | 3740 | 2 |  | OP | HY | WAT | 1.6 | 0.144 | 2011.5 | 7241.3421 | 564.5 | 2032.1837 | Distributed from 923 Generation And Fuel | 1928
24509 | 2022 | VT | Milton | 3717 | 1 |  | OP | HY | WAT | 3.7 | 0.545 | 17650 | 63539.4917 | 4953.5 | 17832.4573 | Distributed from 923 Generation And Fuel | 1929
24510 | 2022 | VT | Milton | 3717 | 2 |  | OP | HY | WAT | 3.7 | 0.545 | 17650 | 63539.4917 | 4953.5 | 17832.4573 | Distributed from 923 Generation And Fuel | 1929
24511 | 2022 | VT | Moretown | 56891 | GEN 2 |  | OP | IC | LFG | 1.6 | 0.441 | 6185 | 22265.8219 | 2624 | 9446.3244 | Distributed from 923 Generation And Fuel | 2008
24512 | 2022 | VT | Moretown Generating Station | 52033 | 1 |  | OS | HY | WAT | 1.2 |  | GENYRONL: 1989
24513 | 2022 | VT | Morrisville | 3764 | 1 |  | OP | HY | WAT | 0.6 | 0.129 | 677.333 | 2438.3793 | 190 | 683.9945 | Distributed from 923 Generation And Fuel | 1924
24514 | 2022 | VT | Morrisville | 3764 | 2 |  | OP | HY | WAT | 1.2 | 0.129 | 1354.667 | 4876.7622 | 380 | 1367.9891 | Distributed from 923 Generation And Fuel | 1924
24515 | 2022 | VT | Nebraska Valley Solar Farm | 61125 | NVSF |  | OP | PV | SUN | 1 | 0.144 | 1263 | 4546.7636 | 774 | 2786.3777 | Distributed from 923 Generation And Fuel | 2016
24516 | 2022 | VT | Newport | 3731 | 1 |  | OP | HY | WAT | 1.7 | 0.436 | 6499.95 | 23399.6328 | 1824.1 | 6566.7075 | Distributed from 923 Generation And Fuel | 1940
24517 | 2022 | VT | Newport | 3731 | 2 |  | OP | HY | WAT | 1.7 | 0.436 | 6499.95 | 23399.6328 | 1824.1 | 6566.7075 | Distributed from 923 Generation And Fuel | 1944
24518 | 2022 | VT | Newport | 3731 | 3 |  | OP | HY | WAT | 0.6 | 0.436 | 2294.1 | 8258.6939 | 643.8 | 2317.6615 | Distributed from 923 Generation And Fuel | 1936
24519 | 2022 | VT | Next Generation Solar Farm | 61340 | NGSF1 |  | OP | PV | SUN | 2.2 | 0.224 | 4309 | 15512.2759 | 2639 | 9500.324 | Distributed from 923 Generation And Fuel | 2017
24520 | 2022 | VT | Open View Solar Farm | 58935 | PV |  | OP | PV | SUN | 2 | 0.172 | 3010 | 10835.9133 | 1844 | 6638.3469 | Distributed from 923 Generation And Fuel | 2013
24521 | 2022 | VT | Ottauquechee Hydro | 50126 | 1 |  | OP | HY | WAT | 1.2 | 0.142 | 1488 | 5356.7571 | 417.333 | 1502.3868 | Distributed from 923 Generation And Fuel | 1987
24522 | 2022 | VT | Ottauquechee Hydro | 50126 | 2 |  | OP | HY | WAT | 0.6 | 0.142 | 744 | 2678.3786 | 208.667 | 751.1952 | Distributed from 923 Generation And Fuel | 1983
24523 | 2022 | VT | Park St | 64975 | 628 |  | OP | PV | SUN | 1.8 | 0.186 | 2932 | 10555.1156 | 1796 | 6465.5483 | Distributed from 923 Generation And Fuel | 2014
24524 | 2022 | VT | Peterson | 3720 | 1 |  | OP | HY | WAT | 6.3 | 0.473 | 26099 | 93955.6484 | 7325 | 26369.789 | Distributed from 923 Generation And Fuel | 1948
24525 | 2022 | VT | Pittsford | 3722 | 1 |  | OP | HY | WAT | 1.3 | 0.242 | 2761.056 | 9939.7221 | 774.944 | 2789.7761 | Distributed from 923 Generation And Fuel | 1914
24526 | 2022 | VT | Pittsford | 3722 | 2 |  | OP | HY | WAT | 1.3 | 0.242 | 2761.056 | 9939.7221 | 774.944 | 2789.7761 | Distributed from 923 Generation And Fuel | 1914
24527 | 2022 | VT | Pittsford | 3722 | 3 |  | OP | HY | WAT | 1 | 0.242 | 2123.889 | 7645.9392 | 596.111 | 2145.9824 | Distributed from 923 Generation And Fuel | 1914
24528 | 2022 | VT | Proctor | 6450 | 1 |  | OP | HY | WAT | 1.6 | 0.441 | 6180.638 | 22250.1188 | 1734.493 | 6244.1248 | Distributed from 923 Generation And Fuel | 1927
24529 | 2022 | VT | Proctor | 6450 | 2 |  | OP | HY | WAT | 0.8 | 0.441 | 3090.319 | 11125.0594 | 867.246 | 3122.0606 | Distributed from 923 Generation And Fuel | 1905
24530 | 2022 | VT | Proctor | 6450 | 3 |  | OP | HY | WAT | 0.8 | 0.441 | 3090.319 | 11125.0594 | 867.246 | 3122.0606 | Distributed from 923 Generation And Fuel | 1905
24531 | 2022 | VT | Proctor | 6450 | 4 |  | OP | HY | WAT | 0.8 | 0.441 | 3090.319 | 11125.0594 | 867.246 | 3122.0606 | Distributed from 923 Generation And Fuel | 1905
24532 | 2022 | VT | Proctor | 6450 | 5 |  | OP | HY | WAT | 2.9 | 0.441 | 11202.406 | 40328.339 | 3143.768 | 11317.4743 | Distributed from 923 Generation And Fuel | 1984
24533 | 2022 | VT | Rutland | 3723 | GT5 |  | OP | GT | DFO | 13.2 | 0.005 | 530 | 1907.9847 | 201 | 723.5942 | Distributed from 923 Generation And Fuel | 1962
24534 | 2022 | VT | Ryegate Associates, LLC | 51026 | GEN1 | 1 | OP | ST | WDS | 21.5 | 0.728 | 137183 | 493854.8492 | 59792 | 215249.478 | EIA-923 Generator File | 1992
24535 | 2022 | VT | Saint Albans Solar | 61928 | GEN1 |  | OP | PV | SUN | 4.9 | 0.18 | 7742 | 27870.977 | 4742 | 17071.0634 | Distributed from 923 Generation And Fuel | 2018
24536 | 2022 | VT | Salisbury | 3724 | 1 |  | OP | HY | WAT | 1.3 | 0.23 | 2616 | 9417.5247 | 734 | 2642.3789 | Distributed from 923 Generation And Fuel | 1917
24537 | 2022 | VT | Searsburg | 6529 | GEN1 |  | OP | HY | WAT | 4 | 0.408 | 14282 | 51414.7887 | 4008 | 14428.6846 | Distributed from 923 Generation And Fuel | 1922
24538 | 2022 | VT | Searsburg Wind Turbine | 7381 | 1 |  | OP | WT | WND | 6 | 0.18 | 9444 | 33998.128 | 2339 | 8420.3326 | Distributed from 923 Generation And Fuel | 1997
24539 | 2022 | VT | Sheffield Wind | 57080 | 1 |  | OP | WT | WND | 40 | 0.219 | 76608 | 275786.5937 | 22010 | 79235.3661 | Distributed from 923 Generation And Fuel | 2011
24540 | 2022 | VT | Sheldon Solar | 58824 | I402 |  | OP | PV | SUN | 2.3 | 0.121 | 2444 | 8798.3296 | 1497 | 5389.1569 | Distributed from 923 Generation And Fuel | 2013
24541 | 2022 | VT | Sheldon Springs Hydroelectric | 10494 | IG-1 |  | OP | HY | WAT | 1.8 | 0.323 | 5099.643 | 18358.5679 | 1431.214 | 5152.3292 | Distributed from 923 Generation And Fuel | 1988
24542 | 2022 | VT | Sheldon Springs Hydroelectric | 10494 | IG-2 |  | OP | HY | WAT | 1.8 | 0.323 | 5099.643 | 18358.5679 | 1431.214 | 5152.3292 | Distributed from 923 Generation And Fuel | 1988
24543 | 2022 | VT | Sheldon Springs Hydroelectric | 10494 | IG-3 |  | OP | HY | WAT | 0.2 | 0.323 | 566.627 | 2039.8409 | 159.024 | 572.4818 | Distributed from 923 Generation And Fuel | 1988
24544 | 2022 | VT | Sheldon Springs Hydroelectric | 10494 | SG-1 |  | OP | HY | WAT | 10.2 | 0.323 | 28897.976 | 104031.8813 | 8110.214 | 29196.5368 | Distributed from 923 Generation And Fuel | 1988
24545 | 2022 | VT | Sheldon Springs Hydroelectric | 10494 | SG-2 |  | OP | HY | WAT | 10.2 | 0.323 | 28897.976 | 104031.8813 | 8110.214 | 29196.5368 | Distributed from 923 Generation And Fuel | 1988
24546 | 2022 | VT | Sheldon Springs Hydroelectric | 10494 | SG-3 |  | OP | HY | WAT | 1 | 0.323 | 2833.135 | 10199.2044 | 795.119 | 2862.4055 | Distributed from 923 Generation And Fuel | 1988
24547 | 2022 | VT | Silver Lake (VT) | 3725 | 1 |  | OP | HY | WAT | 2.2 | 0.243 | 4680 | 16847.8652 | 1313 | 4726.7622 | Distributed from 923 Generation And Fuel | 1917
24548 | 2022 | VT | Smith (VT) | 3709 | 1 |  | OP | HY | WAT | 1 | 0.186 | 1628 | 5860.7531 | 456.667 | 1643.988 | Distributed from 923 Generation And Fuel | 1982
24549 | 2022 | VT | Smith (VT) | 3709 | HC2 |  | OP | HY | WAT | 0.5 | 0.186 | 814 | 2930.3766 | 228.333 | 821.9922 | Distributed from 923 Generation And Fuel | 1982
24550 | 2022 | VT | St. Albans SPEED Project | 59445 | PV1 |  | OP | PV | SUN | 2 | 0.135 | 2362 | 8503.132 | 1447 | 5209.1583 | Distributed from 923 Generation And Fuel | 2013
24551 | 2022 | VT | Stafford Hill Solar Hybrid | 60518 | BA1 |  | OP | BA | MWH | 2 | 0 | 0 | 0 | 0 | 0 | Distributed from 923 Generation And Fuel | 2015
24552 | 2022 | VT | Stafford Hill Solar Hybrid | 60518 | PV1 |  | OP | PV | SUN | 2 | 0.1 | 1755 | 6317.9495 | 1005 | 3617.9711 | Distributed from 923 Generation And Fuel | 2015
24553 | 2022 | VT | Sudbury Solar | 60344 | SUD |  | OP | PV | SUN | 2 | 0.186 | 3264 | 11750.306 | 1999 | 7196.3424 | Distributed from 923 Generation And Fuel | 2016
24554 | 2022 | VT | SunGen Sharon 1 LLC | 58541 | 1 |  | OP | PV | SUN | 1.8 | 0.181 | 2849 | 10256.3179 | 1745 | 6281.9497 | Distributed from 923 Generation And Fuel | 2012
24555 | 2022 | VT | SVEP Solar Project Company | 58144 | SVEP1 |  | OP | PV | SUN | 2 | 0.127 | 2222 | 7999.136 | 1361 | 4899.5608 | Distributed from 923 Generation And Fuel | 2012
24556 | 2022 | VT | Technology Drive Solar | 58964 | PV1 |  | OP | PV | SUN | 2 | 0.172 | 3016 | 10857.5131 | 1847 | 6649.1468 | Distributed from 923 Generation And Fuel | 2014
24557 | 2022 | VT | VEC Alburgh Array | 60860 | PV1 |  | OP | PV | SUN | 1 | 0.154 | 1348 | 4852.7612 | 826 | 2973.5762 | Distributed from 923 Generation And Fuel | 2016
24558 | 2022 | VT | VEC Magee Hill Solar | 60954 | PV1 |  | OP | PV | SUN | 1.3 | 0.159 | 1808 | 6508.7479 | 1107 | 3985.1681 | Distributed from 923 Generation And Fuel | 2017
24559 | 2022 | VT | Vergennes 9 | 6519 | 1 |  | OP | HY | WAT | 0.7 | 0.463 | 2837.917 | 10216.4195 | 796.542 | 2867.5283 | Distributed from 923 Generation And Fuel | 1912
24560 | 2022 | VT | Vergennes 9 | 6519 | 2 |  | OP | HY | WAT | 0.7 | 0.463 | 2837.917 | 10216.4195 | 796.542 | 2867.5283 | Distributed from 923 Generation And Fuel | 1912
24561 | 2022 | VT | Vergennes 9 | 6519 | 4 |  | OP | HY | WAT | 1 | 0.463 | 4054.167 | 14594.8844 | 1137.917 | 4096.4684 | Distributed from 923 Generation And Fuel | 1943
24562 | 2022 | VT | Vernon Dam | 2352 | 1 |  | OP | HY | WAT | 2 | 0.446 | 7807.577 | 28107.0523 | 2191.198 | 7888.2497 | Distributed from 923 Generation And Fuel | 1909
24563 | 2022 | VT | Vernon Dam | 2352 | 10 |  | OP | HY | WAT | 4.2 | 0.446 | 16395.911 | 59024.8074 | 4601.515 | 16565.3215 | Distributed from 923 Generation And Fuel | 1921
24564 | 2022 | VT | Vernon Dam | 2352 | 2 |  | OP | HY | WAT | 2 | 0.446 | 7807.577 | 28107.0523 | 2191.198 | 7888.2497 | Distributed from 923 Generation And Fuel | 1909
24565 | 2022 | VT | Vernon Dam | 2352 | 3 |  | OP | HY | WAT | 2 | 0.446 | 7807.577 | 28107.0523 | 2191.198 | 7888.2497 | Distributed from 923 Generation And Fuel | 1909
24566 | 2022 | VT | Vernon Dam | 2352 | 4 |  | OP | HY | WAT | 2.5 | 0.446 | 9759.471 | 35133.8145 | 2738.997 | 9860.3103 | Distributed from 923 Generation And Fuel | 1909
24567 | 2022 | VT | Vernon Dam | 2352 | 5 |  | OP | HY | WAT | 4.5 | 0.446 | 17567.047 | 63240.8633 | 4930.195 | 17748.56 | Distributed from 923 Generation And Fuel | 2008
24568 | 2022 | VT | Vernon Dam | 2352 | 6A |  | OP | HY | WAT | 5 | 0.446 | 19518.942 | 70267.6291 | 5477.994 | 19720.6206 | Distributed from 923 Generation And Fuel | 2008
24569 | 2022 | VT | Vernon Dam | 2352 | 7A |  | OP | HY | WAT | 5 | 0.446 | 19518.942 | 70267.6291 | 5477.994 | 19720.6206 | Distributed from 923 Generation And Fuel | 2008
24570 | 2022 | VT | Vernon Dam | 2352 | 8 |  | OP | HY | WAT | 4.5 | 0.446 | 17567.047 | 63240.8633 | 4930.195 | 17748.56 | Distributed from 923 Generation And Fuel | 2008
24571 | 2022 | VT | Vernon Dam | 2352 | 9 |  | OP | HY | WAT | 4.2 | 0.446 | 16395.911 | 59024.8074 | 4601.515 | 16565.3215 | Distributed from 923 Generation And Fuel | 1921
24572 | 2022 | VT | VPPSA Project 10 | 63203 | 12510 |  | OP | GT | DFO | 23.6 | 0.002 | 452 | 1627.187 | 31.5 | 113.3991 | Distributed from 923 Generation And Fuel | 2010
24573 | 2022 | VT | VPPSA Project 10 | 63203 | 12511 |  | OP | GT | DFO | 23.6 | 0.002 | 452 | 1627.187 | 31.5 | 113.3991 | Distributed from 923 Generation And Fuel | 2010
24574 | 2022 | VT | W K Sanders | 678 | 1 |  | OP | HY | WAT | 0.9 | 0.056 | 443 | 1594.7872 | 124.5 | 448.1964 | Distributed from 923 Generation And Fuel | 1983
24575 | 2022 | VT | W K Sanders | 678 | 2 |  | OP | HY | WAT | 0.9 | 0.056 | 443 | 1594.7872 | 124.5 | 448.1964 | Distributed from 923 Generation And Fuel | 1983
24576 | 2022 | VT | Waterbury 22 | 6520 | 1 |  | OP | HY | WAT | 5.5 | 0.246 | 11853 | 42670.4586 | 3327 | 11977.1042 | Distributed from 923 Generation And Fuel | 1953
24577 | 2022 | VT | West Charleston | 3753 | 1 |  | OP | HY | WAT | 0.7 | 0.435 | 2668 | 9604.7232 | 749 | 2696.3784 | Distributed from 923 Generation And Fuel | 1931
24578 | 2022 | VT | West Charleston | 3753 | 2 |  | OP | HY | WAT | 0.7 | 0.435 | 2668 | 9604.7232 | 749 | 2696.3784 | Distributed from 923 Generation And Fuel | 1948
24579 | 2022 | VT | West Danville 15 | 3743 | 1 |  | OP | HY | WAT | 1 | 0.3 | 2631 | 9471.5242 | 738 | 2656.7787 | Distributed from 923 Generation And Fuel | 1917
24580 | 2022 | VT | Westminster | 62443 | A |  | OP | PV | SUN | 1.8 | 0.185 | 2915 | 10493.916 | 1786 | 6429.5486 | Distributed from 923 Generation And Fuel | 2016
24581 | 2022 | VT | Weybridge | 3728 | 1 |  | OP | HY | WAT | 3 | 0.421 | 11068 | 39844.4812 | 3106 | 11181.5105 | Distributed from 923 Generation And Fuel | 1951
24582 | 2022 | VT | Whitcomb Solar Farm | 59049 | PS01 |  | OP | PV | SUN | 2.2 | 0.183 | 3525 | 12689.8985 | 2159 | 7772.3378 | Distributed from 923 Generation And Fuel | 2014
24583 | 2022 | VT | Wilder | 2353 | GEN1 |  | OP | HY | WAT | 16.2 | 0.465 | 66008.629 | 237629.1634 | 18525.337 | 66690.6797 | Distributed from 923 Generation And Fuel | 1950
24584 | 2022 | VT | Wilder | 2353 | GEN2 |  | OP | HY | WAT | 16.2 | 0.465 | 66008.629 | 237629.1634 | 18525.337 | 66690.6797 | Distributed from 923 Generation And Fuel | 1950
24585 | 2022 | VT | Wilder | 2353 | GEN3 |  | OP | HY | WAT | 3.2 | 0.465 | 13038.742 | 46939.0957 | 3659.326 | 13173.4682 | Distributed from 923 Generation And Fuel | 1987
24586 | 2022 | VT | Williamstown Solar | 58145 | WTS_1 |  | OP | PV | SUN | 2 | 0.113 | 1978 | 7120.743 | 1212 | 4363.1651 | Distributed from 923 Generation And Fuel | 2012
24587 | 2022 | VT | Wrightsville Hydro Plant | 7051 | 1 |  | OP | HY | WAT | 0.1 | 0.073 | 64.2 | 231.1182 | 18 | 64.7995 | Distributed from 923 Generation And Fuel | 1985
24588 | 2022 | VT | Wrightsville Hydro Plant | 7051 | 2 |  | OP | HY | WAT | 0.3 | 0.073 | 192.6 | 693.3545 | 54 | 194.3984 | Distributed from 923 Generation And Fuel | 1985
24589 | 2022 | VT | Wrightsville Hydro Plant | 7051 | 3 |  | OP | HY | WAT | 0.6 | 0.073 | 385.2 | 1386.7089 | 108 | 388.7969 | Distributed from 923 Generation And Fuel | 1985
24590 | 2022 | WA | Adams Nielson Solar | 61933 | ADAMS |  | OP | PV | SUN | 19.2 | 0.208 | 34907 | 125664.1947 | 21248 | 76492.1881 | Distributed from 923 Generation And Fuel | 2018
24591 | 2022 | WA | Alder | 3913 | 11 |  | OP | HY | WAT | 25 | 0.519 | 113763 | 409543.5237 | 53152 | 191345.6692 | Distributed from 923 Generation And Fuel | 1947
24592 | 2022 | WA | Alder | 3913 | 12 |  | OP | HY | WAT | 25 | 0.519 | 113763 | 409543.5237 | 53152 | 191345.6692 | Distributed from 923 Generation And Fuel | 1945
24593 | 2022 | WA | Arlington Microgrid | 64446 | AMGB |  | OP | BA | MWH | 1 | -0.004 | -37 | -133.1989 | -16 | -57.5995 | Distributed from 923 Generation And Fuel | 2021
24594 | 2022 | WA | Arlington Microgrid | 64446 | AMGPV |  | OP | PV | SUN | 0.5 | 0.126 | 553 | 1990.7841 | 292 | 1051.1916 | Distributed from 923 Generation And Fuel | 2019
24595 | 2022 | WA | Big Horn Wind II | 57319 | 1 |  | OP | WT | WND | 50 | 0.252 | 110462 | 397660.0187 | 42425 | 152728.7782 | Distributed from 923 Generation And Fuel | 2011
24596 | 2022 | WA | Big Horn Wind Project | 56361 | 1 |  | OP | WT | WND | 199 | 0.267 | 465828 | 1676967.3843 | 200235 | 720840.2333 | Distributed from 923 Generation And Fuel | 2006
24597 | 2022 | WA | Biotech LS 0836 | 56932 | BLS1 |  | SB | IC | DFO | 1 | 0 | 0 | 0 | 0 | 0 | Distributed from 923 Generation And Fuel | 2009
24598 | 2022 | WA | Black Creek | 54860 | GEN1 |  | OP | HY | WAT | 3.7 | 0.184 | 5960 | 21455.8284 | 2785 | 10025.9198 | Distributed from 923 Generation And Fuel | 1994
24599 | 2022 | WA | Boulder Park | 8022 | 1 |  | OP | IC | NG | 4.1 | 0.377 | 13524.833 | 48689.0093 | 4912.333 | 17684.2573 | Distributed from 923 Generation And Fuel | 2002
24600 | 2022 | WA | Boulder Park | 8022 | 2 |  | OP | IC | NG | 4.1 | 0.377 | 13524.833 | 48689.0093 | 4912.333 | 17684.2573 | Distributed from 923 Generation And Fuel | 2002
24601 | 2022 | WA | Boulder Park | 8022 | 3 |  | OP | IC | NG | 4.1 | 0.377 | 13524.833 | 48689.0093 | 4912.333 | 17684.2573 | Distributed from 923 Generation And Fuel | 2002
24602 | 2022 | WA | Boulder Park | 8022 | 4 |  | OP | IC | NG | 4.1 | 0.377 | 13524.833 | 48689.0093 | 4912.333 | 17684.2573 | Distributed from 923 Generation And Fuel | 2002
24603 | 2022 | WA | Boulder Park | 8022 | 5 |  | OP | IC | NG | 4.1 | 0.377 | 13524.833 | 48689.0093 | 4912.333 | 17684.2573 | Distributed from 923 Generation And Fuel | 2002
24604 | 2022 | WA | Boulder Park | 8022 | 6 |  | OP | IC | NG | 4.1 | 0.377 | 13524.833 | 48689.0093 | 4912.333 | 17684.2573 | Distributed from 923 Generation And Fuel | 2002
24605 | 2022 | WA | Boundary | 6433 | 51 |  | OP | HY | WAT | 158.4 | 0.378 | 524821.285 | 1889341.5113 | 265639.604 | 956294.924 | Distributed from 923 Generation And Fuel | 1967
24606 | 2022 | WA | Boundary | 6433 | 52 |  | OP | HY | WAT | 161.5 | 0.378 | 535092.409 | 1926317.2619 | 270838.359 | 975010.2923 | Distributed from 923 Generation And Fuel | 1967
24607 | 2022 | WA | Boundary | 6433 | 53 |  | OP | HY | WAT | 158.4 | 0.378 | 524821.285 | 1889341.5113 | 265639.604 | 956294.924 | Distributed from 923 Generation And Fuel | 1967
24608 | 2022 | WA | Boundary | 6433 | 54 |  | OP | HY | WAT | 161.5 | 0.378 | 535092.409 | 1926317.2619 | 270838.359 | 975010.2923 | Distributed from 923 Generation And Fuel | 1967
24609 | 2022 | WA | Boundary | 6433 | 55 |  | OP | HY | WAT | 239.4 | 0.378 | 793195.806 | 2855482.0577 | 401478.038 | 1445309.3743 | Distributed from 923 Generation And Fuel | 1985
24610 | 2022 | WA | Boundary | 6433 | 56 |  | OP | HY | WAT | 239.4 | 0.378 | 793195.806 | 2855482.0577 | 401478.038 | 1445309.3743 | Distributed from 923 Generation And Fuel | 1986
24611 | 2022 | WA | Box Canyon | 3891 | 1 |  | OP | HY | WAT | 22.5 | 0.571 | 112549.25 | 405174.0586 | 52585 | 189304.4856 | Distributed from 923 Generation And Fuel | 1955
24612 | 2022 | WA | Box Canyon | 3891 | 2 |  | OP | HY | WAT | 22.5 | 0.571 | 112549.25 | 405174.0586 | 52585 | 189304.4856 | Distributed from 923 Generation And Fuel | 1955
24613 | 2022 | WA | Box Canyon | 3891 | 3 |  | OP | HY | WAT | 22.5 | 0.571 | 112549.25 | 405174.0586 | 52585 | 189304.4856 | Distributed from 923 Generation And Fuel | 1955
24614 | 2022 | WA | Box Canyon | 3891 | 4 |  | OP | HY | WAT | 22.5 | 0.571 | 112549.25 | 405174.0586 | 52585 | 189304.4856 | Distributed from 923 Generation And Fuel | 1955
24615 | 2022 | WA | Calligan Creek Hydroelectric Project | 60418 | CC6MW |  | OP | HY | WAT | 6 | 0.074 | 3893 | 14014.6879 | 1819 | 6548.3476 | Distributed from 923 Generation And Fuel | 2018
24616 | 2022 | WA | Camas Solar Project | 62071 | CAMAS |  | OP | PV | SUN | 5 | 0.029 | 1289 | 4640.3629 | 901 | 3243.5741 | Distributed from 923 Generation And Fuel | 2022
24617 | 2022 | WA | Cedar Falls (WA) | 6430 | 5 |  | OP | HY | WAT | 15 | 0.316 | 41541.5 | 149548.2036 | 19409 | 69871.841 | Distributed from 923 Generation And Fuel | 1921
24618 | 2022 | WA | Cedar Falls (WA) | 6430 | 6 |  | OP | HY | WAT | 15 | 0.316 | 41541.5 | 149548.2036 | 19409 | 69871.841 | Distributed from 923 Generation And Fuel | 1929
24619 | 2022 | WA | Cedar Hills | 57298 | 1 |  | OP | IC | LFG | 0.3 | 0 | 0 | 0 | 0 | 0 | Distributed from 923 Generation And Fuel | 2009
24620 | 2022 | WA | Cedar Hills | 57298 | 10 |  | OP | IC | LFG | 0.3 | 0 | 0 | 0 | 0 | 0 | Distributed from 923 Generation And Fuel | 2009
24621 | 2022 | WA | Cedar Hills | 57298 | 11 |  | OP | IC | LFG | 0.3 | 0 | 0 | 0 | 0 | 0 | Distributed from 923 Generation And Fuel | 2009
24622 | 2022 | WA | Cedar Hills | 57298 | 12 |  | OP | IC | LFG | 0.3 | 0 | 0 | 0 | 0 | 0 | Distributed from 923 Generation And Fuel | 2009
24623 | 2022 | WA | Cedar Hills | 57298 | 13 |  | OP | IC | LFG | 0.3 | 0 | 0 | 0 | 0 | 0 | Distributed from 923 Generation And Fuel | 2009
24624 | 2022 | WA | Cedar Hills | 57298 | 14 |  | OP | IC | LFG | 0.3 | 0 | 0 | 0 | 0 | 0 | Distributed from 923 Generation And Fuel | 2009
24625 | 2022 | WA | Cedar Hills | 57298 | 15 |  | OP | IC | LFG | 0.3 | 0 | 0 | 0 | 0 | 0 | Distributed from 923 Generation And Fuel | 2009
24626 | 2022 | WA | Cedar Hills | 57298 | 16 |  | OP | IC | LFG | 0.3 | 0 | 0 | 0 | 0 | 0 | Distributed from 923 Generation And Fuel | 2009
24627 | 2022 | WA | Cedar Hills | 57298 | 17 |  | OP | IC | LFG | 0.3 | 0 | 0 | 0 | 0 | 0 | Distributed from 923 Generation And Fuel | 2009
24628 | 2022 | WA | Cedar Hills | 57298 | 18 |  | OP | IC | LFG | 0.3 | 0 | 0 | 0 | 0 | 0 | Distributed from 923 Generation And Fuel | 2009
24629 | 2022 | WA | Cedar Hills | 57298 | 2 |  | OP | IC | LFG | 0.3 | 0 | 0 | 0 | 0 | 0 | Distributed from 923 Generation And Fuel | 2009
24630 | 2022 | WA | Cedar Hills | 57298 | 3 |  | OP | IC | LFG | 0.3 | 0 | 0 | 0 | 0 | 0 | Distributed from 923 Generation And Fuel | 2009
24631 | 2022 | WA | Cedar Hills | 57298 | 4 |  | OP | IC | LFG | 0.3 | 0 | 0 | 0 | 0 | 0 | Distributed from 923 Generation And Fuel | 2009
24632 | 2022 | WA | Cedar Hills | 57298 | 5 |  | OP | IC | LFG | 0.3 | 0 | 0 | 0 | 0 | 0 | Distributed from 923 Generation And Fuel | 2009
24633 | 2022 | WA | Cedar Hills | 57298 | 6 |  | OP | IC | LFG | 0.3 | 0 | 0 | 0 | 0 | 0 | Distributed from 923 Generation And Fuel | 2009
24634 | 2022 | WA | Cedar Hills | 57298 | 7 |  | OP | IC | LFG | 0.3 | 0 | 0 | 0 | 0 | 0 | Distributed from 923 Generation And Fuel | 2009
24635 | 2022 | WA | Cedar Hills | 57298 | 8 |  | OP | IC | LFG | 0.3 | 0 | 0 | 0 | 0 | 0 | Distributed from 923 Generation And Fuel | 2009
24636 | 2022 | WA | Cedar Hills | 57298 | 9 |  | OP | IC | LFG | 0.3 | 0 | 0 | 0 | 0 | 0 | Distributed from 923 Generation And Fuel | 2009
24637 | 2022 | WA | Chandler | 6406 | 1 |  | OP | HY | WAT | 6 | 0.549 | 28877 | 103956.3683 | 13492 | 48570.8114 | Distributed from 923 Generation And Fuel | 1956
24638 | 2022 | WA | Chandler | 6406 | 2 |  | OP | HY | WAT | 6 | 0.549 | 28877 | 103956.3683 | 13492 | 48570.8114 | Distributed from 923 Generation And Fuel | 1956
24639 | 2022 | WA | Chehalis Generating Facility | 55662 | CA | 2 | OP | CA | NG | 230 | 0.38 | 765437 | 2755551.1556 | 240534 | 865915.4727 | EIA-923 Generator File | 2003 | 2043
24640 | 2022 | WA | Chehalis Generating Facility | 55662 | CT1 |  | OP | CT | NG | 234 | 0.309 | 632727 | 2277798.9776 | 193478 | 696515.2279 | EIA-923 Generator File | 2003 | 2043
24641 | 2022 | WA | Chehalis Generating Facility | 55662 | CT2 |  | OP | CT | NG | 234 | 0.378 | 773830 | 2785765.7139 | 232204 | 835927.7126 | EIA-923 Generator File | 2003 | 2043
24642 | 2022 | WA | Chelan | 6424 | A-1 |  | OP | HY | WAT | 29.6 | 0.809 | 209862 | 755497.156 | 98051 | 352980.7762 | Distributed from 923 Generation And Fuel | 1927
24643 | 2022 | WA | Chelan | 6424 | A-2 |  | OP | HY | WAT | 29.6 | 0.809 | 209862 | 755497.156 | 98051 | 352980.7762 | Distributed from 923 Generation And Fuel | 1928
24644 | 2022 | WA | Chief Joseph | 3921 | 1 |  | OP | HY | WAT | 88.2 | 0.58 | 448037.112 | 1612920.6998 | 211083.226 | 759893.5345 | Distributed from 923 Generation And Fuel | 1958
24645 | 2022 | WA | Chief Joseph | 3921 | 10 |  | OP | HY | WAT | 88.2 | 0.58 | 448037.112 | 1612920.6998 | 211083.226 | 759893.5345 | Distributed from 923 Generation And Fuel | 1955
24646 | 2022 | WA | Chief Joseph | 3921 | 11 |  | OP | HY | WAT | 88.2 | 0.58 | 448037.112 | 1612920.6998 | 211083.226 | 759893.5345 | Distributed from 923 Generation And Fuel | 1955
24647 | 2022 | WA | Chief Joseph | 3921 | 12 |  | OP | HY | WAT | 88.2 | 0.58 | 448037.112 | 1612920.6998 | 211083.226 | 759893.5345 | Distributed from 923 Generation And Fuel | 1955
24648 | 2022 | WA | Chief Joseph | 3921 | 13 |  | OP | HY | WAT | 88.2 | 0.58 | 448037.112 | 1612920.6998 | 211083.226 | 759893.5345 | Distributed from 923 Generation And Fuel | 1957
24649 | 2022 | WA | Chief Joseph | 3921 | 14 |  | OP | HY | WAT | 88.2 | 0.58 | 448037.112 | 1612920.6998 | 211083.226 | 759893.5345 | Distributed from 923 Generation And Fuel | 1957
24650 | 2022 | WA | Chief Joseph | 3921 | 15 |  | OP | HY | WAT | 88.2 | 0.58 | 448037.112 | 1612920.6998 | 211083.226 | 759893.5345 | Distributed from 923 Generation And Fuel | 1957
24651 | 2022 | WA | Chief Joseph | 3921 | 16 |  | OP | HY | WAT | 88.2 | 0.58 | 448037.112 | 1612920.6998 | 211083.226 | 759893.5345 | Distributed from 923 Generation And Fuel | 1957
24652 | 2022 | WA | Chief Joseph | 3921 | 17 |  | OP | HY | WAT | 95 | 0.58 | 482579.656 | 1737272.8634 | 227357.216 | 818479.4298 | Distributed from 923 Generation And Fuel | 1977
24653 | 2022 | WA | Chief Joseph | 3921 | 18 |  | OP | HY | WAT | 95 | 0.58 | 482579.656 | 1737272.8634 | 227357.216 | 818479.4298 | Distributed from 923 Generation And Fuel | 1977
24654 | 2022 | WA | Chief Joseph | 3921 | 19 |  | OP | HY | WAT | 95 | 0.58 | 482579.656 | 1737272.8634 | 227357.216 | 818479.4298 | Distributed from 923 Generation And Fuel | 1977
24655 | 2022 | WA | Chief Joseph | 3921 | 2 |  | OP | HY | WAT | 88.2 | 0.58 | 448037.112 | 1612920.6998 | 211083.226 | 759893.5345 | Distributed from 923 Generation And Fuel | 1958
24656 | 2022 | WA | Chief Joseph | 3921 | 20 |  | OP | HY | WAT | 95 | 0.58 | 482579.656 | 1737272.8634 | 227357.216 | 818479.4298 | Distributed from 923 Generation And Fuel | 1978
24657 | 2022 | WA | Chief Joseph | 3921 | 21 |  | OP | HY | WAT | 95 | 0.58 | 482579.656 | 1737272.8634 | 227357.216 | 818479.4298 | Distributed from 923 Generation And Fuel | 1978
24658 | 2022 | WA | Chief Joseph | 3921 | 22 |  | OP | HY | WAT | 95 | 0.58 | 482579.656 | 1737272.8634 | 227357.216 | 818479.4298 | Distributed from 923 Generation And Fuel | 1978
24659 | 2022 | WA | Chief Joseph | 3921 | 23 |  | OP | HY | WAT | 95 | 0.58 | 482579.656 | 1737272.8634 | 227357.216 | 818479.4298 | Distributed from 923 Generation And Fuel | 1978
24660 | 2022 | WA | Chief Joseph | 3921 | 24 |  | OP | HY | WAT | 95 | 0.58 | 482579.656 | 1737272.8634 | 227357.216 | 818479.4298 | Distributed from 923 Generation And Fuel | 1979
24661 | 2022 | WA | Chief Joseph | 3921 | 25 |  | OP | HY | WAT | 95 | 0.58 | 482579.656 | 1737272.8634 | 227357.216 | 818479.4298 | Distributed from 923 Generation And Fuel | 1979
24662 | 2022 | WA | Chief Joseph | 3921 | 26 |  | OP | HY | WAT | 95 | 0.58 | 482579.656 | 1737272.8634 | 227357.216 | 818479.4298 | Distributed from 923 Generation And Fuel | 1979
24663 | 2022 | WA | Chief Joseph | 3921 | 27 |  | OP | HY | WAT | 95 | 0.58 | 482579.656 | 1737272.8634 | 227357.216 | 818479.4298 | Distributed from 923 Generation And Fuel | 1979
24664 | 2022 | WA | Chief Joseph | 3921 | 3 |  | OP | HY | WAT | 88.2 | 0.58 | 448037.112 | 1612920.6998 | 211083.226 | 759893.5345 | Distributed from 923 Generation And Fuel | 1958
24665 | 2022 | WA | Chief Joseph | 3921 | 4 |  | OP | HY | WAT | 88.2 | 0.58 | 448037.112 | 1612920.6998 | 211083.226 | 759893.5345 | Distributed from 923 Generation And Fuel | 1958
24666 | 2022 | WA | Chief Joseph | 3921 | 5 |  | OP | HY | WAT | 88.2 | 0.58 | 448037.112 | 1612920.6998 | 211083.226 | 759893.5345 | Distributed from 923 Generation And Fuel | 1957
24667 | 2022 | WA | Chief Joseph | 3921 | 6 |  | OP | HY | WAT | 88.2 | 0.58 | 448037.112 | 1612920.6998 | 211083.226 | 759893.5345 | Distributed from 923 Generation And Fuel | 1956
24668 | 2022 | WA | Chief Joseph | 3921 | 7 |  | OP | HY | WAT | 88.2 | 0.58 | 448037.112 | 1612920.6998 | 211083.226 | 759893.5345 | Distributed from 923 Generation And Fuel | 1956
24669 | 2022 | WA | Chief Joseph | 3921 | 8 |  | OP | HY | WAT | 88.2 | 0.58 | 448037.112 | 1612920.6998 | 211083.226 | 759893.5345 | Distributed from 923 Generation And Fuel | 1956
24670 | 2022 | WA | Chief Joseph | 3921 | 9 |  | OP | HY | WAT | 88.2 | 0.58 | 448037.112 | 1612920.6998 | 211083.226 | 759893.5345 | Distributed from 923 Generation And Fuel | 1955
24671 | 2022 | WA | Coastal Energy Project | 57756 | 1 |  | OP | WT | WND | 6 | 0.187 | 9836 | 35409.3167 | 3944 | 14198.2864 | Distributed from 923 Generation And Fuel | 2010
24672 | 2022 | WA | Columbia Generating Station | 371 | 2 | 1 | OP | ST | NUC | 1200 | 0.937 | 9851535 | 35465242.2781 | 3996230 | 14386312.9095 | Distributed from 923 Generation And Fuel | 1984
24673 | 2022 | WA | Cosmo Specialty Fibers Plant | 50185 | TG1 | 4 | OA | ST | WDL | 7.5 | 0.662 | 43476 | 156512.3479 | 18596 | 66945.0644 | EIA-923 Generator File | 1957
24674 | 2022 | WA | Cosmo Specialty Fibers Plant | 50185 | TG2 | 4 | OA | ST | WDL | 7.5 | 0.855 | 56153 | 202149.1828 | 23652 | 85146.5188 | EIA-923 Generator File | 1957
24675 | 2022 | WA | Cowiche | 50423 | 983 |  | OP | HY | WAT | 1.7 | 0.19 | 2823 | 10162.7187 | 1319 | 4748.362 | Distributed from 923 Generation And Fuel | 1987
24676 | 2022 | WA | Cowlitz Falls | 7427 | U#1 |  | OP | HY | WAT | 35 | 0.384 | 117864.5 | 424308.8055 | 55068.5 | 198245.014 | Distributed from 923 Generation And Fuel | 1994
24677 | 2022 | WA | Cowlitz Falls | 7427 | U#2 |  | OP | HY | WAT | 35 | 0.384 | 117864.5 | 424308.8055 | 55068.5 | 198245.014 | Distributed from 923 Generation And Fuel | 1994
24678 | 2022 | WA | Crystal Mountain | 3853 | 1 |  | SB | IC | DFO | 2.7 | 0.035 | 821 | 2955.5764 | 25 | 89.9993 | Distributed from 923 Generation And Fuel | 1969
24679 | 2022 | WA | Cushman 1 | 3914 | 21 |  | OP | HY | WAT | 21.6 | 0.289 | 54659.5 | 196772.6258 | 25538 | 91936.0645 | Distributed from 923 Generation And Fuel | 1926
24680 | 2022 | WA | Cushman 1 | 3914 | 22 |  | OP | HY | WAT | 21.6 | 0.289 | 54659.5 | 196772.6258 | 25538 | 91936.0645 | Distributed from 923 Generation And Fuel | 1926
24681 | 2022 | WA | Cushman 2 | 3915 | 31 |  | OP | HY | WAT | 27 | 0.214 | 50715.638 | 182574.8362 | 23695.213 | 85302.0844 | Distributed from 923 Generation And Fuel | 1930
24682 | 2022 | WA | Cushman 2 | 3915 | 32 |  | OP | HY | WAT | 27 | 0.214 | 50715.638 | 182574.8362 | 23695.213 | 85302.0844 | Distributed from 923 Generation And Fuel | 1931
24683 | 2022 | WA | Cushman 2 | 3915 | 33 |  | OP | HY | WAT | 27 | 0.214 | 50715.638 | 182574.8362 | 23695.213 | 85302.0844 | Distributed from 923 Generation And Fuel | 1952
24684 | 2022 | WA | Cushman 2 | 3915 | 34 |  | OP | HY | WAT | 1.8 | 0.214 | 3381.043 | 12171.6574 | 1579.681 | 5686.8061 | Distributed from 923 Generation And Fuel | 2013
24685 | 2022 | WA | Cushman 2 | 3915 | 35 |  | OP | HY | WAT | 1.8 | 0.214 | 3381.043 | 12171.6574 | 1579.681 | 5686.8061 | Distributed from 923 Generation And Fuel | 2013
24686 | 2022 | WA | Darrington | 57969 | GEN1 |  | OP | ST | WDS | 4.5 | 0.421 | 16591 | 59727.1222 | 6690.37 | 24085.1393 | EIA-923 Generator File | 2007
24687 | 2022 | WA | Diablo | 6432 | 31 |  | OP | HY | WAT | 90 | 0.369 | 290584.539 | 1046095.9716 | 135766.283 | 488754.7088 | Distributed from 923 Generation And Fuel | 1937
24688 | 2022 | WA | Diablo | 6432 | 32 |  | OP | HY | WAT | 90 | 0.369 | 290584.539 | 1046095.9716 | 135766.283 | 488754.7088 | Distributed from 923 Generation And Fuel | 1936
24689 | 2022 | WA | Diablo | 6432 | 35 |  | OP | HY | WAT | 1.2 | 0.369 | 3874.461 | 13947.948 | 1810.217 | 6516.7291 | Distributed from 923 Generation And Fuel | 1936
24690 | 2022 | WA | Diablo | 6432 | 36 |  | OP | HY | WAT | 1.2 | 0.369 | 3874.461 | 13947.948 | 1810.217 | 6516.7291 | Distributed from 923 Generation And Fuel | 1936
24691 | 2022 | WA | Drop 2 (WA) | 6507 | 1 |  | OA | HY | WAT | 2.5 |  | GENYRONL: 1942
24692 | 2022 | WA | Drop 3 (WA) | 6508 | 1 |  | OS | HY | WAT | 0.8 |  | GENYRONL: 1932
24693 | 2022 | WA | Drop 3 (WA) | 6508 | 2 |  | OS | HY | WAT | 0.8 |  | GENYRONL: 1932
24694 | 2022 | WA | Electron | 3854 | 1 |  | OP | HY | WAT | 5.1 | 0 | 0 | 0 | 0 | 0 | Distributed from 923 Generation And Fuel | 1904
24695 | 2022 | WA | Electron | 3854 | 2 |  | OP | HY | WAT | 5.1 | 0 | 0 | 0 | 0 | 0 | Distributed from 923 Generation And Fuel | 1904
24696 | 2022 | WA | Electron | 3854 | 3 |  | OP | HY | WAT | 5.1 | 0 | 0 | 0 | 0 | 0 | Distributed from 923 Generation And Fuel | 1904
24697 | 2022 | WA | Electron | 3854 | 4 |  | OP | HY | WAT | 7.5 | 0 | 0 | 0 | 0 | 0 | Distributed from 923 Generation And Fuel | 1929
24698 | 2022 | WA | Eltopia Branch Canal 4.6 | 56696 | 1 |  | OP | HY | WAT | 2.2 | 0.441 | 8490 | 30563.7555 | 3967 | 14281.0858 | Distributed from 923 Generation And Fuel | 1983
24699 | 2022 | WA | Encogen | 7870 | CTG1 |  | OP | CT | NG | 39.4 | 0.283 | 97789 | 352037.5837 | 48128 | 173259.4139 | EIA-923 Generator File | 1993
24700 | 2022 | WA | Encogen | 7870 | CTG2 |  | OP | CT | NG | 39.4 | 0.261 | 90188 | 324674.2026 | 41137 | 148092.0153 | EIA-923 Generator File | 1993
24701 | 2022 | WA | Encogen | 7870 | CTG3 |  | OP | CT | NG | 39.4 | 0.288 | 99510 | 358233.1341 | 48350 | 174058.6075 | EIA-923 Generator File | 1993
24702 | 2022 | WA | Encogen | 7870 | STG | 1 | OP | CA | NG | 58.2 | 0.273 | 139280 | 501403.9888 | 69551 | 250381.5969 | EIA-923 Generator File | 1993
24703 | 2022 | WA | Ferndale Generating Station | 54537 | CT1A |  | OP | CT | NG | 95.9 | 0.382 | 320898 | 1155223.5582 | 127254 | 458110.7351 | EIA-923 Generator File | 1994
24704 | 2022 | WA | Ferndale Generating Station | 54537 | CT1B |  | OP | CT | NG | 95.9 | 0.382 | 320898 | 1155223.5582 | 127254 | 458110.7351 | EIA-923 Generator File | 1994
24705 | 2022 | WA | Ferndale Generating Station | 54537 | ST1 | 2 | OP | CA | NG | 93.7 | 0.414 | 339838 | 1223407.0127 | 139896 | 503621.571 | EIA-923 Generator File | 1994
24706 | 2022 | WA | FPL Energy Vansycle LLC (WA) | 55560 | V-47 |  | OP | WT | WND | 176.9 | 0.217 | 336996 | 1213175.8946 | 135137 | 486489.3081 | Distributed from 923 Generation And Fuel | 2001
24707 | 2022 | WA | Frederickson | 99 | 1 |  | OP | GT | NG | 88.9 | 0.032 | 24832 | 89394.4848 | 9017.5 | 32462.7403 | Distributed from 923 Generation And Fuel | 1981
24708 | 2022 | WA | Frederickson | 99 | 2 |  | OP | GT | NG | 88.9 | 0.032 | 24832 | 89394.4848 | 9017.5 | 32462.7403 | Distributed from 923 Generation And Fuel | 1981
24709 | 2022 | WA | Frederickson Power LP | 55818 | FICT |  | OP | CT | NG | 192 | 0.477 | 802087 | 2887490.1001 | 295584 | 1064093.8872 | EIA-923 Generator File | 2002
24710 | 2022 | WA | Frederickson Power LP | 55818 | FIST | 1 | OP | CA | NG | 126.3 | 0.413 | 456952 | 1645014.0399 | 170261 | 612934.6965 | EIA-923 Generator File | 2002
24711 | 2022 | WA | Fredonia | 607 | 1 |  | SB | GT | NG | 129.1 | 0.083 | 93824.455 | 337765.3359 | 44820.705 | 161353.2472 | Distributed from 923 Generation And Fuel | 1984
24712 | 2022 | WA | Fredonia | 607 | 2 |  | SB | GT | NG | 129.1 | 0.083 | 93824.455 | 337765.3359 | 44820.705 | 161353.2472 | Distributed from 923 Generation And Fuel | 1984
24713 | 2022 | WA | Fredonia | 607 | 3 |  | SB | GT | NG | 58.9 | 0.083 | 42806.045 | 154100.5292 | 20448.795 | 73615.0731 | Distributed from 923 Generation And Fuel | 2001
24714 | 2022 | WA | Fredonia | 607 | 4 |  | SB | GT | NG | 58.9 | 0.083 | 42806.045 | 154100.5292 | 20448.795 | 73615.0731 | Distributed from 923 Generation And Fuel | 2001
24715 | 2022 | WA | Glacier Battery Storage | 60444 | GLA |  | OP | BA | MWH | 2 | -0.008 | -143 | -514.7959 | -61 | -219.5982 | Distributed from 923 Generation And Fuel | 2016
24716 | 2022 | WA | Goldendale Generating Station | 55482 | G1 |  | OP | CT | NG | 188.5 | 0.622 | 1027670 | 3699582.4033 | 332015 | 1195244.438 | EIA-923 Generator File | 2004
24717 | 2022 | WA | Goldendale Generating Station | 55482 | G2 | 1 | OP | CA | NG | 114.3 | 0.536 | 536828 | 1932565.3395 | 182527 | 657091.9433 | EIA-923 Generator File | 2004
24718 | 2022 | WA | Goodnoe Hills | 56666 | 1 |  | OP | WT | WND | 103.4 | 0.293 | 265804 | 956886.7449 | 106589 | 383717.3303 | Distributed from 923 Generation And Fuel | 2008
24719 | 2022 | WA | Gorge | 6431 | 21 |  | OP | HY | WAT | 36.8 | 0.544 | 175509.194 | 631828.0438 | 71995.037 | 259180.0598 | Distributed from 923 Generation And Fuel | 1924
24720 | 2022 | WA | Gorge | 6431 | 22 |  | OP | HY | WAT | 36.8 | 0.544 | 175509.194 | 631828.0438 | 71995.037 | 259180.0598 | Distributed from 923 Generation And Fuel | 1924
24721 | 2022 | WA | Gorge | 6431 | 23 |  | OP | HY | WAT | 36.8 | 0.544 | 175509.194 | 631828.0438 | 71995.037 | 259180.0598 | Distributed from 923 Generation And Fuel | 1929
24722 | 2022 | WA | Gorge | 6431 | 24 |  | OP | HY | WAT | 96.9 | 0.544 | 462142.417 | 1663699.3916 | 189573.889 | 682460.5407 | Distributed from 923 Generation And Fuel | 1951
24723 | 2022 | WA | Grand Coulee | 6163 | 1 |  | OP | HY | WAT | 125 | 0.372 | 407352.771 | 1466458.2439 | 200855.427 | 723073.7526 | Distributed from 923 Generation And Fuel | 1942
24724 | 2022 | WA | Grand Coulee | 6163 | 10 |  | OP | HY | WAT | 125 | 0.372 | 407352.771 | 1466458.2439 | 200855.427 | 723073.7526 | Distributed from 923 Generation And Fuel | 1951
24725 | 2022 | WA | Grand Coulee | 6163 | 11 |  | OP | HY | WAT | 125 | 0.372 | 407352.771 | 1466458.2439 | 200855.427 | 723073.7526 | Distributed from 923 Generation And Fuel | 1951
24726 | 2022 | WA | Grand Coulee | 6163 | 12 |  | OP | HY | WAT | 125 | 0.372 | 407352.771 | 1466458.2439 | 200855.427 | 723073.7526 | Distributed from 923 Generation And Fuel | 1951
24727 | 2022 | WA | Grand Coulee | 6163 | 13 |  | OP | HY | WAT | 125 | 0.372 | 407352.771 | 1466458.2439 | 200855.427 | 723073.7526 | Distributed from 923 Generation And Fuel | 1950
24728 | 2022 | WA | Grand Coulee | 6163 | 14 |  | OP | HY | WAT | 125 | 0.372 | 407352.771 | 1466458.2439 | 200855.427 | 723073.7526 | Distributed from 923 Generation And Fuel | 1950
24729 | 2022 | WA | Grand Coulee | 6163 | 15 |  | OP | HY | WAT | 125 | 0.372 | 407352.771 | 1466458.2439 | 200855.427 | 723073.7526 | Distributed from 923 Generation And Fuel | 1950
24730 | 2022 | WA | Grand Coulee | 6163 | 16 |  | OP | HY | WAT | 125 | 0.372 | 407352.771 | 1466458.2439 | 200855.427 | 723073.7526 | Distributed from 923 Generation And Fuel | 1949
24731 | 2022 | WA | Grand Coulee | 6163 | 17 |  | OP | HY | WAT | 125 | 0.372 | 407352.771 | 1466458.2439 | 200855.427 | 723073.7526 | Distributed from 923 Generation And Fuel | 1949
24732 | 2022 | WA | Grand Coulee | 6163 | 18 |  | OP | HY | WAT | 125 | 0.372 | 407352.771 | 1466458.2439 | 200855.427 | 723073.7526 | Distributed from 923 Generation And Fuel | 1949
24733 | 2022 | WA | Grand Coulee | 6163 | 19 |  | OP | HY | WAT | 600 | 0.372 | 1955293.303 | 7038999.5788 | 964106.051 | 3470754.0176 | Distributed from 923 Generation And Fuel | 1975
24734 | 2022 | WA | Grand Coulee | 6163 | 2 |  | OP | HY | WAT | 125 | 0.372 | 407352.771 | 1466458.2439 | 200855.427 | 723073.7526 | Distributed from 923 Generation And Fuel | 1942
24735 | 2022 | WA | Grand Coulee | 6163 | 20 |  | OP | HY | WAT | 600 | 0.372 | 1955293.303 | 7038999.5788 | 964106.051 | 3470754.0176 | Distributed from 923 Generation And Fuel | 1976
24736 | 2022 | WA | Grand Coulee | 6163 | 21 |  | OP | HY | WAT | 600 | 0.372 | 1955293.303 | 7038999.5788 | 964106.051 | 3470754.0176 | Distributed from 923 Generation And Fuel | 1976
24737 | 2022 | WA | Grand Coulee | 6163 | 22 |  | OP | HY | WAT | 805 | 0.372 | 2623351.848 | 9443991.1009 | 1293508.952 | 4656594.9744 | Distributed from 923 Generation And Fuel | 1978
24738 | 2022 | WA | Grand Coulee | 6163 | 23 |  | OP | HY | WAT | 805 | 0.372 | 2623351.848 | 9443991.1009 | 1293508.952 | 4656594.9744 | Distributed from 923 Generation And Fuel | 1979
24739 | 2022 | WA | Grand Coulee | 6163 | 24 |  | OP | HY | WAT | 805 | 0.372 | 2623351.848 | 9443991.1009 | 1293508.952 | 4656594.9744 | Distributed from 923 Generation And Fuel | 1980
24740 | 2022 | WA | Grand Coulee | 6163 | 3 |  | OP | HY | WAT | 125 | 0.372 | 407352.771 | 1466458.2439 | 200855.427 | 723073.7526 | Distributed from 923 Generation And Fuel | 1941
24741 | 2022 | WA | Grand Coulee | 6163 | 4 |  | OP | HY | WAT | 125 | 0.372 | 407352.771 | 1466458.2439 | 200855.427 | 723073.7526 | Distributed from 923 Generation And Fuel | 1944
24742 | 2022 | WA | Grand Coulee | 6163 | 5 |  | OP | HY | WAT | 125 | 0.372 | 407352.771 | 1466458.2439 | 200855.427 | 723073.7526 | Distributed from 923 Generation And Fuel | 1943
24743 | 2022 | WA | Grand Coulee | 6163 | 6 |  | OP | HY | WAT | 125 | 0.372 | 407352.771 | 1466458.2439 | 200855.427 | 723073.7526 | Distributed from 923 Generation And Fuel | 1943
24744 | 2022 | WA | Grand Coulee | 6163 | 7 |  | OP | HY | WAT | 125 | 0.372 | 407352.771 | 1466458.2439 | 200855.427 | 723073.7526 | Distributed from 923 Generation And Fuel | 1947
24745 | 2022 | WA | Grand Coulee | 6163 | 8 |  | OP | HY | WAT | 125 | 0.372 | 407352.771 | 1466458.2439 | 200855.427 | 723073.7526 | Distributed from 923 Generation And Fuel | 1943
24746 | 2022 | WA | Grand Coulee | 6163 | 9 |  | OP | HY | WAT | 125 | 0.372 | 407352.771 | 1466458.2439 | 200855.427 | 723073.7526 | Distributed from 923 Generation And Fuel | 1948
24747 | 2022 | WA | Grand Coulee | 6163 | LS1 |  | OP | HY | WAT | 10 | 0.372 | 32588.222 | 117316.6607 | 16068.434 | 57845.8996 | Distributed from 923 Generation And Fuel | 1941
24748 | 2022 | WA | Grand Coulee | 6163 | LS2 |  | OP | HY | WAT | 10 | 0.372 | 32588.222 | 117316.6607 | 16068.434 | 57845.8996 | Distributed from 923 Generation And Fuel | 1941
24749 | 2022 | WA | Grand Coulee | 6163 | LS3 |  | OP | HY | WAT | 10 | 0.372 | 32588.222 | 117316.6607 | 16068.434 | 57845.8996 | Distributed from 923 Generation And Fuel | 1951
24750 | 2022 | WA | Grand Coulee | 6163 | PG10 |  | OP | PS | WAT | 53.5 | 0.004 | 1729.72 | 6226.9422 | 1942.697 | 6993.6533 | Distributed from 923 Generation And Fuel | 1983
24751 | 2022 | WA | Grand Coulee | 6163 | PG11 |  | OP | PS | WAT | 53.5 | 0.004 | 1729.72 | 6226.9422 | 1942.697 | 6993.6533 | Distributed from 923 Generation And Fuel | 1983
24752 | 2022 | WA | Grand Coulee | 6163 | PG12 |  | OP | PS | WAT | 53.5 | 0.004 | 1729.72 | 6226.9422 | 1942.697 | 6993.6533 | Distributed from 923 Generation And Fuel | 1984
24753 | 2022 | WA | Grand Coulee | 6163 | PG7 |  | OP | PS | WAT | 50 | 0.004 | 1616.561 | 5819.573 | 1815.605 | 6536.1257 | Distributed from 923 Generation And Fuel | 1973
24754 | 2022 | WA | Grand Coulee | 6163 | PG8 |  | OP | PS | WAT | 50 | 0.004 | 1616.561 | 5819.573 | 1815.605 | 6536.1257 | Distributed from 923 Generation And Fuel | 1973
24755 | 2022 | WA | Grand Coulee | 6163 | PG9 |  | OP | PS | WAT | 53.5 | 0.004 | 1729.72 | 6226.9422 | 1942.697 | 6993.6533 | Distributed from 923 Generation And Fuel | 1983
24756 | 2022 | WA | Grays Harbor Energy Facility | 7999 | CT1 |  | OP | CT | NG | 198.9 | 0.609 | 1060418 | 3817474.2602 | 342260 | 1232126.143 | EIA-923 Generator File | 2008
24757 | 2022 | WA | Grays Harbor Energy Facility | 7999 | CT2 |  | OP | CT | NG | 198.9 | 0.517 | 901662 | 3245957.2323 | 333018 | 1198855.2092 | EIA-923 Generator File | 2008
24758 | 2022 | WA | Grays Harbor Energy Facility | 7999 | ST1 | 2 | OP | CA | NG | 317.1 | 0.432 | 1201122 | 4324004.608 | 443476 | 1596500.828 | EIA-923 Generator File | 2008
24759 | 2022 | WA | Grimes Way | 56016 | 1 |  | SB | IC | NG | 1.1 | 0.002 | 20.075 | 72.2694 | 2.475 | 8.9099 | Distributed from 923 Generation And Fuel | 2005
24760 | 2022 | WA | Grimes Way | 56016 | 2 |  | SB | IC | NG | 1.1 | 0.002 | 20.075 | 72.2694 | 2.475 | 8.9099 | Distributed from 923 Generation And Fuel | 2005
24761 | 2022 | WA | Grimes Way | 56016 | 3 |  | SB | IC | DFO | 1.8 | 0.002 | 32.85 | 118.2591 | 4.05 | 14.5799 | Distributed from 923 Generation And Fuel | 2005
24762 | 2022 | WA | H M Jackson | 7588 | 1 |  | OP | HY | WAT | 47.5 | 0.418 | 173739.11 | 625455.7924 | 81174.016 | 292224.1198 | Distributed from 923 Generation And Fuel | 1984
24763 | 2022 | WA | H M Jackson | 7588 | 2 |  | OP | HY | WAT | 47.5 | 0.418 | 173739.11 | 625455.7924 | 81174.016 | 292224.1198 | Distributed from 923 Generation And Fuel | 1984
24764 | 2022 | WA | H M Jackson | 7588 | 3 |  | OP | HY | WAT | 8.4 | 0.418 | 30724.39 | 110606.9191 | 14354.984 | 51677.529 | Distributed from 923 Generation And Fuel | 1984
24765 | 2022 | WA | H M Jackson | 7588 | 4 |  | OP | HY | WAT | 8.4 | 0.418 | 30724.39 | 110606.9191 | 14354.984 | 51677.529 | Distributed from 923 Generation And Fuel | 1984
24766 | 2022 | WA | Hancock Creek Hydroelectric Project | 60517 | HY1 |  | OP | HY | WAT | 6 | 0.08 | 4223 | 15202.6784 | 1973 | 7102.7432 | Distributed from 923 Generation And Fuel | 2018
24767 | 2022 | WA | Harvest Wind Project | 57152 | HWP1 |  | OP | WT | WND | 98.9 | 0.271 | 234678 | 844834.0413 | 94107 | 338782.4897 | Distributed from 923 Generation And Fuel | 2009
24768 | 2022 | WA | HF Sinclair Puget Sound Refining | 54268 | GTG1 |  | OP | GT | NG | 46.6 | 0.775 | 316348 | 1138843.6893 | 129326.333 | 465571.0742 | Distributed from 923 Generation And Fuel | 1991
24769 | 2022 | WA | HF Sinclair Puget Sound Refining | 54268 | GTG2 |  | OP | GT | NG | 46.6 | 0.775 | 316348 | 1138843.6893 | 129326.333 | 465571.0742 | Distributed from 923 Generation And Fuel | 1991
24770 | 2022 | WA | HF Sinclair Puget Sound Refining | 54268 | GTG3 |  | OP | GT | NG | 46.6 | 0.775 | 316348 | 1138843.6893 | 129326.333 | 465571.0742 | Distributed from 923 Generation And Fuel | 1993
24771 | 2022 | WA | Hopkins Ridge Wind | 56255 | 1 |  | OP | WT | WND | 149.4 | 0.254 | 332550.471 | 1197172.1182 | 136426.241 | 491130.5386 | Distributed from 923 Generation And Fuel | 2005
24772 | 2022 | WA | Hopkins Ridge Wind | 56255 | 2 |  | OP | WT | WND | 7.2 | 0.254 | 16026.529 | 57695.0428 | 6574.759 | 23668.943 | Distributed from 923 Generation And Fuel | 2008
24773 | 2022 | WA | Horn Rapids Solar, Storage and Training | 64198 | HRBE |  | OP | BA | MWH | 1 | -0.027 | -237 | -853.1932 | -101 | -363.5971 | Distributed from 923 Generation And Fuel | 2020
24774 | 2022 | WA | Horn Rapids Solar, Storage and Training | 64198 | HRPV |  | OP | PV | SUN | 3.2 | 0.208 | 5821 | 20955.4324 | 3071 | 11055.5116 | Distributed from 923 Generation And Fuel | 2020
24775 | 2022 | WA | Ice Harbor | 3925 | 1 |  | OP | HY | WAT | 90 | 0.279 | 220094.328 | 792333.2421 | 92506.567 | 333020.977 | Distributed from 923 Generation And Fuel | 1962
24776 | 2022 | WA | Ice Harbor | 3925 | 2 |  | OP | HY | WAT | 90 | 0.279 | 220094.328 | 792333.2421 | 92506.567 | 333020.977 | Distributed from 923 Generation And Fuel | 1962
24777 | 2022 | WA | Ice Harbor | 3925 | 3 |  | OA | HY | WAT | 90 | 0.279 | 220094.328 | 792333.2421 | 92506.567 | 333020.977 | Distributed from 923 Generation And Fuel | 1962
24778 | 2022 | WA | Ice Harbor | 3925 | 4 |  | OP | HY | WAT | 111 | 0.279 | 271449.672 | 977211.0015 | 114091.433 | 410725.873 | Distributed from 923 Generation And Fuel | 1975
24779 | 2022 | WA | Ice Harbor | 3925 | 5 |  | OP | HY | WAT | 111 | 0.279 | 271449.672 | 977211.0015 | 114091.433 | 410725.873 | Distributed from 923 Generation And Fuel | 1975
24780 | 2022 | WA | Ice Harbor | 3925 | 6 |  | OP | HY | WAT | 111 | 0.279 | 271449.672 | 977211.0015 | 114091.433 | 410725.873 | Distributed from 923 Generation And Fuel | 1976
24781 | 2022 | WA | Juniper Canyon I Wind Project | 57320 | 1 |  | OP | WT | WND | 151.2 | 0.222 | 294516 | 1060249.118 | 122558 | 441205.2704 | Distributed from 923 Generation And Fuel | 2011
24782 | 2022 | WA | Kettle Falls Generating Station | 550 | 1 | 1 | OP | ST | WDS | 50.7 | 0.688 | 305511 | 1099830.8014 | 101537 | 365530.2758 | EIA-923 Generator File | 1983
24783 | 2022 | WA | Kettle Falls Generating Station | 550 | 2 |  | OP | GT | NG | 7.2 | 0.064 | 4022 | 14479.0842 | 1461 | 5259.5579 | Distributed from 923 Generation And Fuel | 2002
24784 | 2022 | WA | Koma Kulshan | 54267 | GEN1 |  | OP | HY | WAT | 12 | 0.288 | 30247 | 108888.3289 | 14132 | 50874.793 | Distributed from 923 Generation And Fuel | 1990
24785 | 2022 | WA | LaGrande | 3916 | 1 |  | OP | HY | WAT | 6 | 0.613 | 32228.156 | 116020.4334 | 15057.562 | 54206.7895 | Distributed from 923 Generation And Fuel | 1912
24786 | 2022 | WA | LaGrande | 3916 | 2 |  | OP | HY | WAT | 6 | 0.613 | 32228.156 | 116020.4334 | 15057.562 | 54206.7895 | Distributed from 923 Generation And Fuel | 1912
24787 | 2022 | WA | LaGrande | 3916 | 3 |  | OP | HY | WAT | 6 | 0.613 | 32228.156 | 116020.4334 | 15057.562 | 54206.7895 | Distributed from 923 Generation And Fuel | 1912
24788 | 2022 | WA | LaGrande | 3916 | 4 |  | OP | HY | WAT | 6 | 0.613 | 32228.156 | 116020.4334 | 15057.562 | 54206.7895 | Distributed from 923 Generation And Fuel | 1912
24789 | 2022 | WA | LaGrande | 3916 | 5 |  | OP | HY | WAT | 40 | 0.613 | 214854.375 | 773469.5622 | 100383.75 | 361378.609 | Distributed from 923 Generation And Fuel | 1945
24790 | 2022 | WA | Lilliwaup Falls Generating | 50700 | 4735 |  | OP | HY | WAT | 0.2 | 0.468 | 820 | 2951.9764 | 383.143 | 1379.3038 | Distributed from 923 Generation And Fuel | 1986
24791 | 2022 | WA | Lilliwaup Falls Generating | 50700 | 4736 |  | OP | HY | WAT | 0.2 | 0.468 | 820 | 2951.9764 | 383.143 | 1379.3038 | Distributed from 923 Generation And Fuel | 1986
24792 | 2022 | WA | Lilliwaup Falls Generating | 50700 | 4737 |  | OP | HY | WAT | 0.2 | 0.468 | 820 | 2951.9764 | 383.143 | 1379.3038 | Distributed from 923 Generation And Fuel | 1986
24793 | 2022 | WA | Lilliwaup Falls Generating | 50700 | 4738 |  | OP | HY | WAT | 0.2 | 0.468 | 820 | 2951.9764 | 383.143 | 1379.3038 | Distributed from 923 Generation And Fuel | 1986
24794 | 2022 | WA | Lilliwaup Falls Generating | 50700 | 4739 |  | OP | HY | WAT | 0.2 | 0.468 | 820 | 2951.9764 | 383.143 | 1379.3038 | Distributed from 923 Generation And Fuel | 1986
24795 | 2022 | WA | Lilliwaup Falls Generating | 50700 | 4740 |  | OP | HY | WAT | 0.2 | 0.468 | 820 | 2951.9764 | 383.143 | 1379.3038 | Distributed from 923 Generation And Fuel | 1986
24796 | 2022 | WA | Lilliwaup Falls Generating | 50700 | 4741 |  | OP | HY | WAT | 0.2 | 0.468 | 820 | 2951.9764 | 383.143 | 1379.3038 | Distributed from 923 Generation And Fuel | 1986
24797 | 2022 | WA | Linden Wind Energy Project | 57635 | LW1 |  | OP | WT | WND | 50 | 0.272 | 119226 | 429210.1663 | 47810 | 172114.6231 | Distributed from 923 Generation And Fuel | 2010
24798 | 2022 | WA | Little Falls (WA) | 3866 | 1 |  | OP | HY | WAT | 10.8 | 0.544 | 51512 | 185441.7165 | 24067.25 | 86641.4069 | Distributed from 923 Generation And Fuel | 1910
24799 | 2022 | WA | Little Falls (WA) | 3866 | 2 |  | OP | HY | WAT | 10.8 | 0.544 | 51512 | 185441.7165 | 24067.25 | 86641.4069 | Distributed from 923 Generation And Fuel | 1910
24800 | 2022 | WA | Little Falls (WA) | 3866 | 3 |  | OP | HY | WAT | 10.8 | 0.544 | 51512 | 185441.7165 | 24067.25 | 86641.4069 | Distributed from 923 Generation And Fuel | 1910
24801 | 2022 | WA | Little Falls (WA) | 3866 | 4 |  | OP | HY | WAT | 10.8 | 0.544 | 51512 | 185441.7165 | 24067.25 | 86641.4069 | Distributed from 923 Generation And Fuel | 1911
24802 | 2022 | WA | Little Goose | 3926 | 1 |  | OP | HY | WAT | 135 | 0.228 | 269878.333 | 971554.2264 | 133994.333 | 482375.7398 | Distributed from 923 Generation And Fuel | 1970
24803 | 2022 | WA | Little Goose | 3926 | 2 |  | OP | HY | WAT | 135 | 0.228 | 269878.333 | 971554.2264 | 133994.333 | 482375.7398 | Distributed from 923 Generation And Fuel | 1970
24804 | 2022 | WA | Little Goose | 3926 | 3 |  | OP | HY | WAT | 135 | 0.228 | 269878.333 | 971554.2264 | 133994.333 | 482375.7398 | Distributed from 923 Generation And Fuel | 1971
24805 | 2022 | WA | Little Goose | 3926 | 4 |  | OP | HY | WAT | 135 | 0.228 | 269878.333 | 971554.2264 | 133994.333 | 482375.7398 | Distributed from 923 Generation And Fuel | 1978
24806 | 2022 | WA | Little Goose | 3926 | 5 |  | OA | HY | WAT | 135 | 0.228 | 269878.333 | 971554.2264 | 133994.333 | 482375.7398 | Distributed from 923 Generation And Fuel | 1978
24807 | 2022 | WA | Little Goose | 3926 | 6 |  | OA | HY | WAT | 135 | 0.228 | 269878.333 | 971554.2264 | 133994.333 | 482375.7398 | Distributed from 923 Generation And Fuel | 1978
24808 | 2022 | WA | Long Lake | 3867 | 1 |  | OP | HY | WAT | 17.5 | 0.806 | 123612 | 444999.64 | 57753.75 | 207911.8367 | Distributed from 923 Generation And Fuel | 1915
24809 | 2022 | WA | Long Lake | 3867 | 2 |  | OP | HY | WAT | 17.5 | 0.806 | 123612 | 444999.64 | 57753.75 | 207911.8367 | Distributed from 923 Generation And Fuel | 1915
24810 | 2022 | WA | Long Lake | 3867 | 3 |  | OP | HY | WAT | 17.5 | 0.806 | 123612 | 444999.64 | 57753.75 | 207911.8367 | Distributed from 923 Generation And Fuel | 1919
24811 | 2022 | WA | Long Lake | 3867 | 4 |  | OP | HY | WAT | 17.5 | 0.806 | 123612 | 444999.64 | 57753.75 | 207911.8367 | Distributed from 923 Generation And Fuel | 1924
24812 | 2022 | WA | Longview Fibre | 54562 | 6 | 8 | OP | ST | BLQ | 20 | 0.566 | 99232 | 357232.3421 | 35271 | 126974.5842 | EIA-923 Generator File | 1958
24813 | 2022 | WA | Longview Fibre | 54562 | 7 | 8 | OP | ST | BLQ | 25 | 0.546 | 119645 | 430718.5543 | 50107 | 180383.7569 | EIA-923 Generator File | 1966
24814 | 2022 | WA | Lower Baker | 3855 | 3 |  | OP | HY | WAT | 80.8 | 0.349 | 246908.936 | 888865.0587 | 115360.47 | 415294.3696 | Distributed from 923 Generation And Fuel | 1960
24815 | 2022 | WA | Lower Baker | 3855 | 4 |  | OP | HY | WAT | 23.1 | 0.349 | 70589.064 | 254118.5975 | 32980.53 | 118728.9582 | Distributed from 923 Generation And Fuel | 2013
24816 | 2022 | WA | Lower Granite | 6175 | 1 |  | OP | HY | WAT | 135 | 0.243 | 286856.333 | 1032674.5374 | 149861.833 | 539498.2828 | Distributed from 923 Generation And Fuel | 1975
24817 | 2022 | WA | Lower Granite | 6175 | 2 |  | OP | HY | WAT | 135 | 0.243 | 286856.333 | 1032674.5374 | 149861.833 | 539498.2828 | Distributed from 923 Generation And Fuel | 1975
24818 | 2022 | WA | Lower Granite | 6175 | 3 |  | OP | HY | WAT | 135 | 0.243 | 286856.333 | 1032674.5374 | 149861.833 | 539498.2828 | Distributed from 923 Generation And Fuel | 1975
24819 | 2022 | WA | Lower Granite | 6175 | 4 |  | OA | HY | WAT | 135 | 0.243 | 286856.333 | 1032674.5374 | 149861.833 | 539498.2828 | Distributed from 923 Generation And Fuel | 1978
24820 | 2022 | WA | Lower Granite | 6175 | 5 |  | OP | HY | WAT | 135 | 0.243 | 286856.333 | 1032674.5374 | 149861.833 | 539498.2828 | Distributed from 923 Generation And Fuel | 1978
24821 | 2022 | WA | Lower Granite | 6175 | 6 |  | OP | HY | WAT | 135 | 0.243 | 286856.333 | 1032674.5374 | 149861.833 | 539498.2828 | Distributed from 923 Generation And Fuel | 1978
24822 | 2022 | WA | Lower Monumental | 3927 | 1 |  | OA | HY | WAT | 135 | 0.237 | 280441.167 | 1009580.1246 | 138474.5 | 498504.212 | Distributed from 923 Generation And Fuel | 1969
24823 | 2022 | WA | Lower Monumental | 3927 | 2 |  | OP | HY | WAT | 135 | 0.237 | 280441.167 | 1009580.1246 | 138474.5 | 498504.212 | Distributed from 923 Generation And Fuel | 1969
24824 | 2022 | WA | Lower Monumental | 3927 | 3 |  | OP | HY | WAT | 135 | 0.237 | 280441.167 | 1009580.1246 | 138474.5 | 498504.212 | Distributed from 923 Generation And Fuel | 1970
24825 | 2022 | WA | Lower Monumental | 3927 | 4 |  | OP | HY | WAT | 135 | 0.237 | 280441.167 | 1009580.1246 | 138474.5 | 498504.212 | Distributed from 923 Generation And Fuel | 1979
24826 | 2022 | WA | Lower Monumental | 3927 | 5 |  | OP | HY | WAT | 135 | 0.237 | 280441.167 | 1009580.1246 | 138474.5 | 498504.212 | Distributed from 923 Generation And Fuel | 1979
24827 | 2022 | WA | Lower Monumental | 3927 | 6 |  | OP | HY | WAT | 135 | 0.237 | 280441.167 | 1009580.1246 | 138474.5 | 498504.212 | Distributed from 923 Generation And Fuel | 1979
24828 | 2022 | WA | Lower Snake River Wind Energy Project | 57195 | LSR 1 |  | OP | WT | WND | 342.7 | 0.253 | 760896 | 2739203.6864 | 317898 | 1144423.6446 | Distributed from 923 Generation And Fuel | 2012
24829 | 2022 | WA | LRI LFGTE Facility | 58688 | A |  | OP | IC | LFG | 1.5 | 0.808 | 10616.667 | 38219.6954 | 4424 | 15926.2726 | Distributed from 923 Generation And Fuel | 2013
24830 | 2022 | WA | LRI LFGTE Facility | 58688 | B |  | OP | IC | LFG | 1.5 | 0.808 | 10616.667 | 38219.6954 | 4424 | 15926.2726 | Distributed from 923 Generation And Fuel | 2013
24831 | 2022 | WA | LRI LFGTE Facility | 58688 | C |  | OP | IC | LFG | 1.5 | 0.808 | 10616.667 | 38219.6954 | 4424 | 15926.2726 | Distributed from 923 Generation And Fuel | 2013
24832 | 2022 | WA | Lund Hill Solar | 63509 | LHS1 |  | OP | PV | SUN | 150 | 0.024 | 31644 | 113917.4887 | 0 | 0 | Distributed from 923 Generation And Fuel | 2022
24833 | 2022 | WA | Main Canal Headworks | 56698 | 1 |  | OP | HY | WAT | 26.8 | 0.449 | 105519 | 379865.3611 | 49300 | 177478.5802 | Distributed from 923 Generation And Fuel | 1987
24834 | 2022 | WA | Marengo Wind Plant | 56466 | 1 |  | OP | WT | WND | 156 | 0.287 | 392088.667 | 1411507.9091 | 157230 | 566023.4718 | Distributed from 923 Generation And Fuel | 2007
24835 | 2022 | WA | Marengo Wind Plant | 56466 | 2 |  | OP | WT | WND | 78 | 0.287 | 196044.333 | 705753.9528 | 78615 | 283011.7359 | Distributed from 923 Generation And Fuel | 2008
24836 | 2022 | WA | Mayfield | 3917 | 41 |  | OP | HY | WAT | 40.5 | 0.542 | 192326.25 | 692368.961 | 89858.25 | 323487.1121 | Distributed from 923 Generation And Fuel | 1983
24837 | 2022 | WA | Mayfield | 3917 | 42 |  | OP | HY | WAT | 40.5 | 0.542 | 192326.25 | 692368.961 | 89858.25 | 323487.1121 | Distributed from 923 Generation And Fuel | 1963
24838 | 2022 | WA | Mayfield | 3917 | 43 |  | OP | HY | WAT | 40.5 | 0.542 | 192326.25 | 692368.961 | 89858.25 | 323487.1121 | Distributed from 923 Generation And Fuel | 1963
24839 | 2022 | WA | Mayfield | 3917 | 44 |  | OP | HY | WAT | 40.5 | 0.542 | 192326.25 | 692368.961 | 89858.25 | 323487.1121 | Distributed from 923 Generation And Fuel | 1963
24840 | 2022 | WA | McKinley Paper Co. - Washington Mill | 58352 | G-11A | 1 | OP | ST | WDS | 12.6 | 0.097 | 10755 | 38717.6903 | 5235 | 18845.8492 | EIA-923 Generator File | 2022
24841 | 2022 | WA | McNary Dam Fish Attraction Project | 7511 | 1 |  | OP | HY | WAT | 10 | 0.705 | 61734 | 222240.6221 | 28843 | 103833.9693 | Distributed from 923 Generation And Fuel | 1997
24842 | 2022 | WA | Merwin | 3847 | 1 |  | OP | HY | WAT | 45 | 0.409 | 161160.882 | 580174.5338 | 75297.243 | 271067.9063 | Distributed from 923 Generation And Fuel | 1932
24843 | 2022 | WA | Merwin | 3847 | 2 |  | OP | HY | WAT | 45 | 0.409 | 161160.882 | 580174.5338 | 75297.243 | 271067.9063 | Distributed from 923 Generation And Fuel | 1949
24844 | 2022 | WA | Merwin | 3847 | 3 |  | OP | HY | WAT | 45 | 0.409 | 161160.882 | 580174.5338 | 75297.243 | 271067.9063 | Distributed from 923 Generation And Fuel | 1958
24845 | 2022 | WA | Merwin | 3847 | House |  | OP | HY | WAT | 1 | 0.409 | 3581.353 | 12892.7677 | 1673.272 | 6023.731 | Distributed from 923 Generation And Fuel | 1931
24846 | 2022 | WA | MESA 1 | 60016 | A |  | OA | BA | MWH | 1 | 0 | -0.5 | -1.8 | -0.5 | -1.8 | Distributed from 923 Generation And Fuel | 2015
24847 | 2022 | WA | MESA 1 | 60016 | B |  | OA | BA | MWH | 1 | 0 | -0.5 | -1.8 | -0.5 | -1.8 | Distributed from 923 Generation And Fuel | 2016
24848 | 2022 | WA | Meyers Falls | 3868 | UN1 |  | OP | HY | WAT | 0.9 | 0.619 | 4878 | 17560.6595 | 2279.25 | 8205.2344 | Distributed from 923 Generation And Fuel | 1915
24849 | 2022 | WA | Meyers Falls | 3868 | UN2 |  | OP | HY | WAT | 0.3 | 0.619 | 1626 | 5853.5532 | 759.75 | 2735.0781 | Distributed from 923 Generation And Fuel | 1915
24850 | 2022 | WA | Meyers Falls | 3868 | UNA |  | OP | HY | WAT | 0.2 | 0.619 | 1084 | 3902.3688 | 506.5 | 1823.3854 | Distributed from 923 Generation And Fuel | 2006
24851 | 2022 | WA | Meyers Falls | 3868 | UNB |  | OP | HY | WAT | 0.2 | 0.619 | 1084 | 3902.3688 | 506.5 | 1823.3854 | Distributed from 923 Generation And Fuel | 2006
24852 | 2022 | WA | Mint Farm Generating Station | 55700 | 1STG | 1 | OP | CA | NG | 133 | 0.492 | 573006 | 2062805.0976 | 233134 | 839275.6858 | EIA-923 Generator File | 2008
24853 | 2022 | WA | Mint Farm Generating Station | 55700 | CTG1 |  | OP | CT | NG | 186 | 0.634 | 1032357 | 3716455.4684 | 401437 | 1445161.6387 | EIA-923 Generator File | 2008
24854 | 2022 | WA | Monroe Street | 9095 | 6 |  | OP | HY | WAT | 14.8 | 0.753 | 97629 | 351461.5883 | 45614 | 164209.0863 | Distributed from 923 Generation And Fuel | 1992
24855 | 2022 | WA | Mossyrock | 3918 | 51 |  | OP | HY | WAT | 150 | 0.428 | 562823.5 | 2026148.3908 | 214433 | 771952.6244 | Distributed from 923 Generation And Fuel | 1968
24856 | 2022 | WA | Mossyrock | 3918 | 52 |  | OP | HY | WAT | 150 | 0.428 | 562823.5 | 2026148.3908 | 214433 | 771952.6244 | Distributed from 923 Generation And Fuel | 1968
24857 | 2022 | WA | Newhalem | 9842 | 20 |  | OS | HY | WAT | 2.3 |  | GENYRONL: 1970
24858 | 2022 | WA | Nine Canyon | 7936 | 1 |  | OP | WT | WND | 95.9 | 0.238 | 200110 | 720390.2369 | 80245 | 288879.689 | Distributed from 923 Generation And Fuel | 2002
24859 | 2022 | WA | Nine Mile | 3869 | 1 |  | OP | HY | WAT | 8.8 | 0.455 | 35061.915 | 126221.8842 | 16381.574 | 58973.1946 | Distributed from 923 Generation And Fuel | 1910
24860 | 2022 | WA | Nine Mile | 3869 | 2 |  | OP | HY | WAT | 8.8 | 0.455 | 35061.915 | 126221.8842 | 16381.574 | 58973.1946 | Distributed from 923 Generation And Fuel | 1908
24861 | 2022 | WA | Nine Mile | 3869 | 3N |  | OP | HY | WAT | 10 | 0.455 | 39843.085 | 143433.9585 | 18615.426 | 67014.9975 | Distributed from 923 Generation And Fuel | 1994
24862 | 2022 | WA | Nine Mile | 3869 | 4N |  | OP | HY | WAT | 10 | 0.455 | 39843.085 | 143433.9585 | 18615.426 | 67014.9975 | Distributed from 923 Generation And Fuel | 1994
24863 | 2022 | WA | Nippon Dynawave Packaging Longview WA | 50187 | TG1 | 2 | OP | ST | BLQ | 8 | 0.273 | 19137.482 | 68894.384 | 8688.016 | 31276.6074 | EIA-923 Generator File | 1948
24864 | 2022 | WA | Nippon Dynawave Packaging Longview WA | 50187 | TG2 | 2 | OP | ST | BLQ | 5 | 0.874 | 38262.856 | 137745.1796 | 16154.848 | 58156.9875 | EIA-923 Generator File | 1948
24865 | 2022 | WA | Nippon Dynawave Packaging Longview WA | 50187 | TG4 | 2 | OP | ST | BLQ | 18 | 0.747 | 117734.88 | 423842.1773 | 50945.107 | 183400.918 | EIA-923 Generator File | 1954
24866 | 2022 | WA | Nippon Dynawave Packaging Longview WA | 50187 | TG5 | 1 | OP | ST | WDS | 31.4 | 0.204 | 56158.662 | 202169.5658 | 18082.104 | 65095.0536 | EIA-923 Generator File | 1976
24867 | 2022 | WA | Nooksack Hydro | 58696 | GEN1 |  | OP | HY | WAT | 1.5 | 1.087 | 14286 | 51429.1886 | 6675 | 24029.8078 | Distributed from 923 Generation And Fuel | 1906
24868 | 2022 | WA | Northeast (WA) | 6210 | 1 |  | OP | GT | NG | 61.8 | 0.002 | 1059 | 3812.3695 | 385 | 1385.9889 | Distributed from 923 Generation And Fuel | 1978 | 2035
24869 | 2022 | WA | Orchard Avenue 1 | 50421 | 201 |  | OP | HY | WAT | 0.8 | 0.166 | 1165 | 4193.9664 | 544.5 | 1960.1843 | Distributed from 923 Generation And Fuel | 1987
24870 | 2022 | WA | Orchard Avenue 1 | 50421 | 301 |  | OP | HY | WAT | 0.8 | 0.166 | 1165 | 4193.9664 | 544.5 | 1960.1843 | Distributed from 923 Generation And Fuel | 1987
24871 | 2022 | WA | Packwood | 3929 | 1 |  | OP | HY | WAT | 27.5 | 0.364 | 87806 | 316099.0712 | 41024 | 147685.2185 | Distributed from 923 Generation And Fuel | 1964
24872 | 2022 | WA | Palouse | 57530 | 1 |  | OP | WT | WND | 105.3 | 0.342 | 315410 | 1135466.9163 | 126481 | 455327.9574 | Distributed from 923 Generation And Fuel | 2012
24873 | 2022 | WA | PEC Headworks | 7113 | 1 |  | OP | HY | WAT | 6.6 | 0.285 | 16451 | 59223.1262 | 7686 | 27669.3786 | Distributed from 923 Generation And Fuel | 1990
24874 | 2022 | WA | Penstemon Solar Project | 62069 | PENST |  | OP | PV | SUN | 5 | 0.192 | 8416 | 30297.3576 | 4440 | 15983.8721 | Distributed from 923 Generation And Fuel | 2022
24875 | 2022 | WA | Port Townsend Paper | 50544 | GEN6 | 3 | OP | ST | BLQ | 7.5 |  | GENYRONL: 1986
24876 | 2022 | WA | Port Townsend Paper | 50544 | HDRO |  | OS | HY | WAT | 0.4 |  | GENYRONL: 1982
24877 | 2022 | WA | Potholes East Canal 66.0 | 56697 | 1 |  | OP | HY | WAT | 2.3 | 0.319 | 6428 | 23140.6149 | 3003 | 10810.7135 | Distributed from 923 Generation And Fuel | 1985
24878 | 2022 | WA | Priest Rapids | 3887 | 1 |  | OP | HY | WAT | 95 | 0.577 | 479979.547 | 1727912.5459 | 204224.451 | 735202.142 | Distributed from 923 Generation And Fuel | 1961
24879 | 2022 | WA | Priest Rapids | 3887 | 10 |  | OP | HY | WAT | 95 | 0.577 | 479979.547 | 1727912.5459 | 204224.451 | 735202.142 | Distributed from 923 Generation And Fuel | 1959
24880 | 2022 | WA | Priest Rapids | 3887 | 2 |  | OP | HY | WAT | 97.8 | 0.577 | 494126.312 | 1778840.4925 | 210243.698 | 756871.2578 | Distributed from 923 Generation And Fuel | 1961
24881 | 2022 | WA | Priest Rapids | 3887 | 3 |  | OP | HY | WAT | 95 | 0.577 | 479979.547 | 1727912.5459 | 204224.451 | 735202.142 | Distributed from 923 Generation And Fuel | 1960
24882 | 2022 | WA | Priest Rapids | 3887 | 4 |  | OP | HY | WAT | 95 | 0.577 | 479979.547 | 1727912.5459 | 204224.451 | 735202.142 | Distributed from 923 Generation And Fuel | 1960
24883 | 2022 | WA | Priest Rapids | 3887 | 5 |  | OP | HY | WAT | 95 | 0.577 | 479979.547 | 1727912.5459 | 204224.451 | 735202.142 | Distributed from 923 Generation And Fuel | 1960
24884 | 2022 | WA | Priest Rapids | 3887 | 6 |  | OP | HY | WAT | 95 | 0.577 | 479979.547 | 1727912.5459 | 204224.451 | 735202.142 | Distributed from 923 Generation And Fuel | 1960
24885 | 2022 | WA | Priest Rapids | 3887 | 7 |  | OP | HY | WAT | 95 | 0.577 | 479979.547 | 1727912.5459 | 204224.451 | 735202.142 | Distributed from 923 Generation And Fuel | 1960
24886 | 2022 | WA | Priest Rapids | 3887 | 8 |  | OP | HY | WAT | 95 | 0.577 | 479979.547 | 1727912.5459 | 204224.451 | 735202.142 | Distributed from 923 Generation And Fuel | 1959
24887 | 2022 | WA | Priest Rapids | 3887 | 9 |  | OP | HY | WAT | 97.8 | 0.577 | 494126.312 | 1778840.4925 | 210243.698 | 756871.2578 | Distributed from 923 Generation And Fuel | 1959
24888 | 2022 | WA | Quincy Chute | 917 | 1 |  | OP | HY | WAT | 9.4 | 0.383 | 31513 | 113445.8924 | 14723 | 53002.376 | Distributed from 923 Generation And Fuel | 1985
24889 | 2022 | WA | Rattlesnake Flat | 62936 | RAT |  | OP | WT | WND | 144 | 0.29 | 366185 | 1318255.454 | 150053 | 540186.4785 | Distributed from 923 Generation And Fuel | 2020
24890 | 2022 | WA | River Road Gen Plant | 7605 | 1 | 1 | OP | CS | NG | 248 | 0.78 | 1695598 | 6104103.9672 | 466590 | 1679710.5623 | EIA-923 Generator File | 1997
24891 | 2022 | WA | Rock Island | 6200 | A |  | OP | HY | WAT | 1.2 | 0.474 | 4979.178 | 17924.8974 | 2115.642 | 7616.2503 | Distributed from 923 Generation And Fuel | 1931
24892 | 2022 | WA | Rock Island | 6200 | B-1 |  | OS | HY | WAT | 20.7 | 0.474 | 85890.825 | 309204.4964 | 36494.817 | 131380.2902 | Distributed from 923 Generation And Fuel | 1931
24893 | 2022 | WA | Rock Island | 6200 | B-10 |  | OP | HY | WAT | 22.5 | 0.474 | 93359.592 | 336091.8425 | 39668.279 | 142804.662 | Distributed from 923 Generation And Fuel | 1953
24894 | 2022 | WA | Rock Island | 6200 | B-2 |  | OS | HY | WAT | 20.7 | 0.474 | 85890.825 | 309204.4964 | 36494.817 | 131380.2902 | Distributed from 923 Generation And Fuel | 1931
24895 | 2022 | WA | Rock Island | 6200 | B-3 |  | OA | HY | WAT | 20.7 | 0.474 | 85890.825 | 309204.4964 | 36494.817 | 131380.2902 | Distributed from 923 Generation And Fuel | 1932
24896 | 2022 | WA | Rock Island | 6200 | B-4 |  | OP | HY | WAT | 20.7 | 0.474 | 85890.825 | 309204.4964 | 36494.817 | 131380.2902 | Distributed from 923 Generation And Fuel | 1932
24897 | 2022 | WA | Rock Island | 6200 | B-5 |  | OP | HY | WAT | 22.5 | 0.474 | 93359.592 | 336091.8425 | 39668.279 | 142804.662 | Distributed from 923 Generation And Fuel | 1952
24898 | 2022 | WA | Rock Island | 6200 | B-6 |  | OA | HY | WAT | 22.5 | 0.474 | 93359.592 | 336091.8425 | 39668.279 | 142804.662 | Distributed from 923 Generation And Fuel | 1952
24899 | 2022 | WA | Rock Island | 6200 | B-7 |  | OP | HY | WAT | 22.5 | 0.474 | 93359.592 | 336091.8425 | 39668.279 | 142804.662 | Distributed from 923 Generation And Fuel | 1952
24900 | 2022 | WA | Rock Island | 6200 | B-8 |  | OP | HY | WAT | 22.5 | 0.474 | 93359.592 | 336091.8425 | 39668.279 | 142804.662 | Distributed from 923 Generation And Fuel | 1953
24901 | 2022 | WA | Rock Island | 6200 | B-9 |  | OP | HY | WAT | 22.5 | 0.474 | 93359.592 | 336091.8425 | 39668.279 | 142804.662 | Distributed from 923 Generation And Fuel | 1953
24902 | 2022 | WA | Rock Island | 6200 | U-1 |  | OP | HY | WAT | 51.3 | 0.474 | 212859.871 | 766289.4053 | 90443.677 | 325594.6324 | Distributed from 923 Generation And Fuel | 1979
24903 | 2022 | WA | Rock Island | 6200 | U-2 |  | OP | HY | WAT | 51.3 | 0.474 | 212859.871 | 766289.4053 | 90443.677 | 325594.6324 | Distributed from 923 Generation And Fuel | 1979
24904 | 2022 | WA | Rock Island | 6200 | U-3 |  | OP | HY | WAT | 51.3 | 0.474 | 212859.871 | 766289.4053 | 90443.677 | 325594.6324 | Distributed from 923 Generation And Fuel | 1979
24905 | 2022 | WA | Rock Island | 6200 | U-4 |  | OP | HY | WAT | 51.3 | 0.474 | 212859.871 | 766289.4053 | 90443.677 | 325594.6324 | Distributed from 923 Generation And Fuel | 1979
24906 | 2022 | WA | Rock Island | 6200 | U-5 |  | OP | HY | WAT | 51.3 | 0.474 | 212859.871 | 766289.4053 | 90443.677 | 325594.6324 | Distributed from 923 Generation And Fuel | 1978
24907 | 2022 | WA | Rock Island | 6200 | U-6 |  | OP | HY | WAT | 51.3 | 0.474 | 212859.871 | 766289.4053 | 90443.677 | 325594.6324 | Distributed from 923 Generation And Fuel | 1978
24908 | 2022 | WA | Rock Island | 6200 | U-7 |  | OP | HY | WAT | 51.3 | 0.474 | 212859.871 | 766289.4053 | 90443.677 | 325594.6324 | Distributed from 923 Generation And Fuel | 1978
24909 | 2022 | WA | Rock Island | 6200 | U-8 |  | OP | HY | WAT | 51.3 | 0.474 | 212859.871 | 766289.4053 | 90443.677 | 325594.6324 | Distributed from 923 Generation And Fuel | 1978
24910 | 2022 | WA | Rocky Brook Hydroelectric | 50228 | GEN1 |  | SB | HY | WAT | 1.6 | 0 | 0 | 0 | 0 | 0 | Distributed from 923 Generation And Fuel | 1985
24911 | 2022 | WA | Rocky Reach | 3883 | C-1 |  | OP | HY | WAT | 114 | 0.566 | 565654.211 | 2036338.8689 | 261364.035 | 940902.9988 | Distributed from 923 Generation And Fuel | 1961
24912 | 2022 | WA | Rocky Reach | 3883 | C-10 |  | OP | HY | WAT | 125.4 | 0.566 | 622219.632 | 2239972.7554 | 287500.439 | 1034993.3005 | Distributed from 923 Generation And Fuel | 1974
24913 | 2022 | WA | Rocky Reach | 3883 | C-11 |  | OS | HY | WAT | 125.4 | 0.566 | 622219.632 | 2239972.7554 | 287500.439 | 1034993.3005 | Distributed from 923 Generation And Fuel | 1974
24914 | 2022 | WA | Rocky Reach | 3883 | C-2 |  | OP | HY | WAT | 114 | 0.566 | 565654.211 | 2036338.8689 | 261364.035 | 940902.9988 | Distributed from 923 Generation And Fuel | 1961
24915 | 2022 | WA | Rocky Reach | 3883 | C-3 |  | OP | HY | WAT | 114 | 0.566 | 565654.211 | 2036338.8689 | 261364.035 | 940902.9988 | Distributed from 923 Generation And Fuel | 1961
24916 | 2022 | WA | Rocky Reach | 3883 | C-4 |  | OP | HY | WAT | 114 | 0.566 | 565654.211 | 2036338.8689 | 261364.035 | 940902.9988 | Distributed from 923 Generation And Fuel | 1961
24917 | 2022 | WA | Rocky Reach | 3883 | C-5 |  | OA | HY | WAT | 114 | 0.566 | 565654.211 | 2036338.8689 | 261364.035 | 940902.9988 | Distributed from 923 Generation And Fuel | 1961
24918 | 2022 | WA | Rocky Reach | 3883 | C-6 |  | OP | HY | WAT | 114 | 0.566 | 565654.211 | 2036338.8689 | 261364.035 | 940902.9988 | Distributed from 923 Generation And Fuel | 1961
24919 | 2022 | WA | Rocky Reach | 3883 | C-7 |  | OP | HY | WAT | 114 | 0.566 | 565654.211 | 2036338.8689 | 261364.035 | 940902.9988 | Distributed from 923 Generation And Fuel | 1961
24920 | 2022 | WA | Rocky Reach | 3883 | C-8 |  | OP | HY | WAT | 125.4 | 0.566 | 622219.632 | 2239972.7554 | 287500.439 | 1034993.3005 | Distributed from 923 Generation And Fuel | 1973
24921 | 2022 | WA | Rocky Reach | 3883 | C-9 |  | OP | HY | WAT | 125.4 | 0.566 | 622219.632 | 2239972.7554 | 287500.439 | 1034993.3005 | Distributed from 923 Generation And Fuel | 1973
24922 | 2022 | WA | Ross | 6202 | 41 |  | OP | HY | WAT | 112.5 | 0.19 | 186806.25 | 672497.12 | 67164.25 | 241789.3657 | Distributed from 923 Generation And Fuel | 1956
24923 | 2022 | WA | Ross | 6202 | 42 |  | OP | HY | WAT | 112.5 | 0.19 | 186806.25 | 672497.12 | 67164.25 | 241789.3657 | Distributed from 923 Generation And Fuel | 1954
24924 | 2022 | WA | Ross | 6202 | 43 |  | OP | HY | WAT | 112.5 | 0.19 | 186806.25 | 672497.12 | 67164.25 | 241789.3657 | Distributed from 923 Generation And Fuel | 1953
24925 | 2022 | WA | Ross | 6202 | 44 |  | OP | HY | WAT | 112.5 | 0.19 | 186806.25 | 672497.12 | 67164.25 | 241789.3657 | Distributed from 923 Generation And Fuel | 1952
24926 | 2022 | WA | Roza | 6407 | 1 |  | OP | HY | WAT | 12.9 | 0.446 | 50444 | 181596.9472 | 23568 | 84844.1212 | Distributed from 923 Generation And Fuel | 1958
24927 | 2022 | WA | Russell D Smith | 56694 | 1 |  | OP | HY | WAT | 6.1 | 0.209 | 11180 | 40247.678 | 5223 | 18802.6496 | Distributed from 923 Generation And Fuel | 1982
24928 | 2022 | WA | Sagebrush Power Partners | 56858 | GEN1 |  | OP | WT | WND | 100.7 | 0.286 | 252673 | 909615.5231 | 101323 | 364759.8819 | Distributed from 923 Generation And Fuel | 2010
24929 | 2022 | WA | Sheep Creek Hydro | 50091 | TB1 |  | OP | HY | WAT | 1.3 | 0.557 | 6344.812 | 22841.1405 | 2964 | 10670.3146 | Distributed from 923 Generation And Fuel | 1986
24930 | 2022 | WA | Sheep Creek Hydro | 50091 | TB2 |  | OP | HY | WAT | 0.3 | 0.557 | 1464.187 | 5271.031 | 684 | 2462.3803 | Distributed from 923 Generation And Fuel | 1986
24931 | 2022 | WA | Sierra Pacific Aberdeen | 55882 | GEN1 | 1 | OP | ST | WDS | 18 | 0.752 | 118585 | 426902.5848 | 49090 | 176722.5862 | EIA-923 Generator File | 2003
24932 | 2022 | WA | Sierra Pacific Burlington Facility | 56406 | GEN1 | 1 | OP | ST | WDS | 28 | 0.376 | 92115 | 331611.3471 | 0 | 0 | EIA-923 Generator File | 2007
24933 | 2022 | WA | Skookumchuck | 7259 | 1 |  | OP | HY | WAT | 1 | 0.478 | 4190 | 15083.8793 | 1958 | 7048.7436 | Distributed from 923 Generation And Fuel | 1990
24934 | 2022 | WA | Skookumchuck Wind Facility | 63205 | 1 |  | OP | WT | WND | 136 | 0.262 | 312352 | 1124458.2043 | 101698 | 366109.8711 | Distributed from 923 Generation And Fuel | 2020
24935 | 2022 | WA | Snoqualmie | 3860 | 1 |  | OP | HY | WAT | 1.5 | 0.436 | 5723.555 | 20604.6332 | 2674.102 | 9626.6902 | Distributed from 923 Generation And Fuel | 1898
24936 | 2022 | WA | Snoqualmie | 3860 | 2 |  | OP | HY | WAT | 1.5 | 0.436 | 5723.555 | 20604.6332 | 2674.102 | 9626.6902 | Distributed from 923 Generation And Fuel | 1898
24937 | 2022 | WA | Snoqualmie | 3860 | 3 |  | OP | HY | WAT | 1.5 | 0.436 | 5723.555 | 20604.6332 | 2674.102 | 9626.6902 | Distributed from 923 Generation And Fuel | 1898
24938 | 2022 | WA | Snoqualmie | 3860 | 4 |  | OP | HY | WAT | 1.5 | 0.436 | 5723.555 | 20604.6332 | 2674.102 | 9626.6902 | Distributed from 923 Generation And Fuel | 1898
24939 | 2022 | WA | Snoqualmie | 3860 | 5A |  | OP | HY | WAT | 6.8 | 0.436 | 25946.781 | 93407.6643 | 12122.594 | 43640.9893 | Distributed from 923 Generation And Fuel | 2013
24940 | 2022 | WA | Snoqualmie 2 | 7867 | 6A |  | OP | HY | WAT | 14.4 | 0.366 | 46222.14 | 166398.3728 | 21595.907 | 77744.6432 | Distributed from 923 Generation And Fuel | 2013
24941 | 2022 | WA | Snoqualmie 2 | 7867 | 7 |  | OP | HY | WAT | 24.3 | 0.366 | 77999.86 | 280797.2496 | 36443.093 | 131194.0852 | Distributed from 923 Generation And Fuel | 1957
24942 | 2022 | WA | South Fork Tolt | 622 | 1 |  | OP | HY | WAT | 16.8 | 0.397 | 58475 | 210508.3159 | 27321 | 98354.8132 | Distributed from 923 Generation And Fuel | 1995
24943 | 2022 | WA | Spokane Waste to Energy | 50886 | GEN1 | 2 | OP | ST | MSW | 26 | 0.467 | 106279 | 382601.3392 | 49733 | 179037.3677 | EIA-923 Generator File | 1991
24944 | 2022 | WA | Sumas Power Plant | 54476 | GEN1 |  | OP | CT | NG | 87.8 | 0.412 | 316812 | 1140514.0759 | 114618 | 412621.499 | EIA-923 Generator File | 1993
24945 | 2022 | WA | Sumas Power Plant | 54476 | GEN2 | 1 | OP | CA | NG | 37.7 | 0.43 | 142146 | 511721.5062 | 53139 | 191298.8696 | EIA-923 Generator File | 1993
24946 | 2022 | WA | Summer Falls Power Plant | 56695 | 1 |  | OP | HY | WAT | 46 | 0.494 | 198942 | 716185.4705 | 92949 | 334613.7231 | Distributed from 923 Generation And Fuel | 1985
24947 | 2022 | WA | Summer Falls Power Plant | 56695 | 2 |  | OP | HY | WAT | 46 | 0.494 | 198942 | 716185.4705 | 92949 | 334613.7231 | Distributed from 923 Generation And Fuel | 1985
24948 | 2022 | WA | Swauk Wind LLC | 58441 | SW |  | OP | WT | WND | 4.3 | 0.211 | 7939 | 28580.1714 | 3184 | 11462.3083 | Distributed from 923 Generation And Fuel | 2012
24949 | 2022 | WA | Swift 1 | 3850 | HY11 |  | OP | HY | WAT | 80 | 0.293 | 205558.333 | 740004.0788 | 75557.333 | 272004.2228 | Distributed from 923 Generation And Fuel | 1958
24950 | 2022 | WA | Swift 1 | 3850 | HY12 |  | OP | HY | WAT | 80 | 0.293 | 205558.333 | 740004.0788 | 75557.333 | 272004.2228 | Distributed from 923 Generation And Fuel | 1958
24951 | 2022 | WA | Swift 1 | 3850 | HY13 |  | OP | HY | WAT | 80 | 0.293 | 205558.333 | 740004.0788 | 75557.333 | 272004.2228 | Distributed from 923 Generation And Fuel | 1958
24952 | 2022 | WA | Swift 2 | 6265 | 21 |  | OS | HY | WAT | 36 |  | GENYRONL: 1959
24953 | 2022 | WA | Swift 2 | 6265 | 22 |  | OS | HY | WAT | 36 |  | GENYRONL: 1958
24954 | 2022 | WA | Tieton Dam Hydro Electric Project | 57496 | UNIT1 |  | OP | HY | WAT | 6.9 | 0.445 | 26890 | 96803.2256 | 12563.5 | 45228.2382 | Distributed from 923 Generation And Fuel | 2006
24955 | 2022 | WA | Tieton Dam Hydro Electric Project | 57496 | UNIT2 |  | OP | HY | WAT | 6.9 | 0.445 | 26890 | 96803.2256 | 12563.5 | 45228.2382 | Distributed from 923 Generation And Fuel | 2006
24956 | 2022 | WA | Transalta Centralia Generation | 3845 | 2 | 1 | OP | ST | SUB | 729.9 | 0.556 | 3555037 | 12798030.8158 | 1167474 | 4202872.777 | EIA-923 Generator File | 1973 | 2025
24957 | 2022 | WA | Tucannon River Wind Farm | 58571 | 1 |  | OP | WT | WND | 266.8 | 0.316 | 738139 | 2657279.1418 | 295998 | 1065584.2753 | Distributed from 923 Generation And Fuel | 2014
24958 | 2022 | WA | Tuolumne Wind Project | 56702 | WPT1 |  | OP | WT | WND | 136.3 | 0.313 | 374110 | 1346785.2257 | 150020 | 540067.6795 | Distributed from 923 Generation And Fuel | 2009
24959 | 2022 | WA | Twin Falls Hydro | 50827 | UNI1 |  | OP | HY | WAT | 12 | 0.334 | 35131 | 126470.5882 | 16414 | 59089.9273 | Distributed from 923 Generation And Fuel | 1989
24960 | 2022 | WA | Twin Falls Hydro | 50827 | UNI2 |  | OP | HY | WAT | 12 | 0.334 | 35131 | 126470.5882 | 16414 | 59089.9273 | Distributed from 923 Generation And Fuel | 1989
24961 | 2022 | WA | Twin Reservoirs | 50382 | GEN1 |  | OP | HY | WAT | 2.2 | 0.487 | 9383 | 33778.5298 | 4384 | 15782.2737 | Distributed from 923 Generation And Fuel | 1988
24962 | 2022 | WA | University of Washington Power Plant | 54809 | DG3 |  | SB | IC | DFO | 2 | 0 | 7.677 | 27.637 | 0 | 0 | Data from EIA-923 Generator File overwritten with distributed data from EIA-923 Generation and Fuel | 1993
24963 | 2022 | WA | University of Washington Power Plant | 54809 | DG4 |  | SB | IC | DFO | 2 | 0 | 7.677 | 27.637 | 0 | 0 | Data from EIA-923 Generator File overwritten with distributed data from EIA-923 Generation and Fuel | 1993
24964 | 2022 | WA | University of Washington Power Plant | 54809 | DG5 |  | SB | IC | DFO | 2 | 0 | 7.677 | 27.637 | 0 | 0 | Data from EIA-923 Generator File overwritten with distributed data from EIA-923 Generation and Fuel | 1994
24965 | 2022 | WA | University of Washington Power Plant | 54809 | DG6 |  | SB | IC | DFO | 2 | 0 | 7.677 | 27.637 | 0 | 0 | Data from EIA-923 Generator File overwritten with distributed data from EIA-923 Generation and Fuel | 2003
24966 | 2022 | WA | University of Washington Power Plant | 54809 | DG7 |  | SB | IC | DFO | 2 | 0 | 7.677 | 27.637 | 0 | 0 | Data from EIA-923 Generator File overwritten with distributed data from EIA-923 Generation and Fuel | 2003
24967 | 2022 | WA | University of Washington Power Plant | 54809 | DRUPS |  | SB | IC | DFO | 2 | 0 | 7.677 | 27.637 | 0 | 0 | Data from EIA-923 Generator File overwritten with distributed data from EIA-923 Generation and Fuel | 2022
24968 | 2022 | WA | University of Washington Power Plant | 54809 | TG2 |  | RE | ST | NG | 5 | 0.205 | 8987.05 | 32353.1212 | 1673.25 | 6023.6518 | EIA-923 Generator File | 1969 | 2022
24969 | 2022 | WA | Upper Baker | 3861 | 1 |  | OP | HY | WAT | 52.4 | 0.292 | 134046.5 | 482563.5395 | 62629 | 225462.5963 | Distributed from 923 Generation And Fuel | 1959
24970 | 2022 | WA | Upper Baker | 3861 | 2 |  | OP | HY | WAT | 52.4 | 0.292 | 134046.5 | 482563.5395 | 62629 | 225462.5963 | Distributed from 923 Generation And Fuel | 1959
24971 | 2022 | WA | Upper Falls | 9096 | 1 |  | OP | HY | WAT | 10 | 0.732 | 64085 | 230704.1544 | 29942 | 107790.3377 | Distributed from 923 Generation And Fuel | 1922
24972 | 2022 | WA | Upriver Dam Hydro Plant | 50380 | GEN1 |  | OP | HY | WAT | 2 | 0.319 | 5580.909 | 20091.1117 | 2607.5 | 9386.9249 | Distributed from 923 Generation And Fuel | 1936
24973 | 2022 | WA | Upriver Dam Hydro Plant | 50380 | GEN2 |  | OP | HY | WAT | 2 | 0.319 | 5580.909 | 20091.1117 | 2607.5 | 9386.9249 | Distributed from 923 Generation And Fuel | 1936
24974 | 2022 | WA | Upriver Dam Hydro Plant | 50380 | GEN3 |  | OP | HY | WAT | 2 | 0.319 | 5580.909 | 20091.1117 | 2607.5 | 9386.9249 | Distributed from 923 Generation And Fuel | 1936
24975 | 2022 | WA | Upriver Dam Hydro Plant | 50380 | GEN4 |  | OP | HY | WAT | 5.8 | 0.319 | 16184.636 | 58264.2235 | 7561.75 | 27222.0822 | Distributed from 923 Generation And Fuel | 1984
24976 | 2022 | WA | Upriver Dam Hydro Plant | 50380 | GEN5 |  | OP | HY | WAT | 5.8 | 0.319 | 16184.636 | 58264.2235 | 7561.75 | 27222.0822 | Distributed from 923 Generation And Fuel | 1984
24977 | 2022 | WA | Urtica Solar Project | 62067 | URTIC |  | OP | PV | SUN | 5 | 0.003 | 112 | 403.1968 | 0 | 0 | Distributed from 923 Generation And Fuel | 2022
24978 | 2022 | WA | Vantage Wind Energy LLC | 57188 | 1 |  | OP | WT | WND | 90 | 0.306 | 240942 | 867384.2609 | 96619 | 347825.6174 | Distributed from 923 Generation And Fuel | 2010
24979 | 2022 | WA | Wanapum | 3888 | 10A |  | OP | HY | WAT | 122 | 0.506 | 540930.4 | 1947333.8613 | 238074.1 | 857059.9035 | Distributed from 923 Generation And Fuel | 2014
24980 | 2022 | WA | Wanapum | 3888 | 1A |  | OP | HY | WAT | 122 | 0.506 | 540930.4 | 1947333.8613 | 238074.1 | 857059.9035 | Distributed from 923 Generation And Fuel | 2013
24981 | 2022 | WA | Wanapum | 3888 | 2A |  | OP | HY | WAT | 122 | 0.506 | 540930.4 | 1947333.8613 | 238074.1 | 857059.9035 | Distributed from 923 Generation And Fuel | 2012
24982 | 2022 | WA | Wanapum | 3888 | 3A |  | OP | HY | WAT | 122 | 0.506 | 540930.4 | 1947333.8613 | 238074.1 | 857059.9035 | Distributed from 923 Generation And Fuel | 2017
24983 | 2022 | WA | Wanapum | 3888 | 4A |  | OP | HY | WAT | 122 | 0.506 | 540930.4 | 1947333.8613 | 238074.1 | 857059.9035 | Distributed from 923 Generation And Fuel | 2020
24984 | 2022 | WA | Wanapum | 3888 | 5A |  | OP | HY | WAT | 122 | 0.506 | 540930.4 | 1947333.8613 | 238074.1 | 857059.9035 | Distributed from 923 Generation And Fuel | 2012
24985 | 2022 | WA | Wanapum | 3888 | 6A |  | OP | HY | WAT | 122 | 0.506 | 540930.4 | 1947333.8613 | 238074.1 | 857059.9035 | Distributed from 923 Generation And Fuel | 2016
24986 | 2022 | WA | Wanapum | 3888 | 7A |  | OP | HY | WAT | 122 | 0.506 | 540930.4 | 1947333.8613 | 238074.1 | 857059.9035 | Distributed from 923 Generation And Fuel | 2011
24987 | 2022 | WA | Wanapum | 3888 | 8A |  | OP | HY | WAT | 122 | 0.506 | 540930.4 | 1947333.8613 | 238074.1 | 857059.9035 | Distributed from 923 Generation And Fuel | 2018
24988 | 2022 | WA | Wanapum | 3888 | 9A |  | OP | HY | WAT | 122 | 0.506 | 540930.4 | 1947333.8613 | 238074.1 | 857059.9035 | Distributed from 923 Generation And Fuel | 2015
24989 | 2022 | WA | Weeks Falls | 54387 | GEN1 |  | OP | HY | WAT | 4.3 | 0.33 | 12416 | 44697.2424 | 5801 | 20883.4329 | Distributed from 923 Generation And Fuel | 1990
24990 | 2022 | WA | Wells | 3886 | U-1 |  | OP | HY | WAT | 77.4 | 0.662 | 448723.5 | 1615391.6769 | 203748.9 | 733490.1721 | Distributed from 923 Generation And Fuel | 1967
24991 | 2022 | WA | Wells | 3886 | U-10 |  | OP | HY | WAT | 77.4 | 0.662 | 448723.5 | 1615391.6769 | 203748.9 | 733490.1721 | Distributed from 923 Generation And Fuel | 1969
24992 | 2022 | WA | Wells | 3886 | U-2 |  | OP | HY | WAT | 77.4 | 0.662 | 448723.5 | 1615391.6769 | 203748.9 | 733490.1721 | Distributed from 923 Generation And Fuel | 1967
24993 | 2022 | WA | Wells | 3886 | U-3 |  | OP | HY | WAT | 77.4 | 0.662 | 448723.5 | 1615391.6769 | 203748.9 | 733490.1721 | Distributed from 923 Generation And Fuel | 1967
24994 | 2022 | WA | Wells | 3886 | U-4 |  | OP | HY | WAT | 77.4 | 0.662 | 448723.5 | 1615391.6769 | 203748.9 | 733490.1721 | Distributed from 923 Generation And Fuel | 1967
24995 | 2022 | WA | Wells | 3886 | U-5 |  | OA | HY | WAT | 77.4 | 0.662 | 448723.5 | 1615391.6769 | 203748.9 | 733490.1721 | Distributed from 923 Generation And Fuel | 1967
24996 | 2022 | WA | Wells | 3886 | U-6 |  | OP | HY | WAT | 77.4 | 0.662 | 448723.5 | 1615391.6769 | 203748.9 | 733490.1721 | Distributed from 923 Generation And Fuel | 1967
24997 | 2022 | WA | Wells | 3886 | U-7 |  | OP | HY | WAT | 77.4 | 0.662 | 448723.5 | 1615391.6769 | 203748.9 | 733490.1721 | Distributed from 923 Generation And Fuel | 1967
24998 | 2022 | WA | Wells | 3886 | U-8 |  | OP | HY | WAT | 77.4 | 0.662 | 448723.5 | 1615391.6769 | 203748.9 | 733490.1721 | Distributed from 923 Generation And Fuel | 1968
24999 | 2022 | WA | Wells | 3886 | U-9 |  | OP | HY | WAT | 77.4 | 0.662 | 448723.5 | 1615391.6769 | 203748.9 | 733490.1721 | Distributed from 923 Generation And Fuel | 1969
25000 | 2022 | WA | West Point Treatment Plant | 50329 | 4 |  | OP | IC | OBG | 2.3 | 0.252 | 5082.5 | 18296.8536 | 2118 | 7624.739 | Distributed from 923 Generation And Fuel | 2012
25001 | 2022 | WA | West Point Treatment Plant | 50329 | 5 |  | OP | IC | OBG | 2.3 | 0.252 | 5082.5 | 18296.8536 | 2118 | 7624.739 | Distributed from 923 Generation And Fuel | 2012
25002 | 2022 | WA | WestRock (WA) | 57099 | STG1 | 2 | OP | ST | BLQ | 64 | 0.418 | 234161 | 842972.8562 | 108875 | 391946.8644 | EIA-923 Generator File | 2009 | 2023
25003 | 2022 | WA | White Creek Wind Farm | 56487 | 1 |  | OP | WT | WND | 204 | 0.29 | 517776 | 1863978.6882 | 207631 | 747465.6203 | Distributed from 923 Generation And Fuel | 2007
25004 | 2022 | WA | Whitehorn | 6120 | 2 |  | OP | GT | NG | 84.6 | 0.008 | 5674.5 | 20428.0366 | 1933 | 6958.7443 | Distributed from 923 Generation And Fuel | 1981
25005 | 2022 | WA | Whitehorn | 6120 | 3 |  | OP | GT | NG | 84.6 | 0.008 | 5674.5 | 20428.0366 | 1933 | 6958.7443 | Distributed from 923 Generation And Fuel | 1981
25006 | 2022 | WA | Wild Horse | 56322 | 1 |  | OP | WT | WND | 228.6 | 0.236 | 472631.758 | 1701460.7171 | 180619.158 | 650223.767 | Distributed from 923 Generation And Fuel | 2006
25007 | 2022 | WA | Wild Horse | 56322 | WH2 |  | OP | WT | WND | 44 | 0.236 | 90970.242 | 327490.2513 | 34764.842 | 125152.43 | Distributed from 923 Generation And Fuel | 2009
25008 | 2022 | WA | Wild Horse | 56322 | WHS1 |  | OP | PV | SUN | 0.5 | 0.127 | 556 | 2001.584 | 317 | 1141.1909 | Distributed from 923 Generation And Fuel | 2007
25009 | 2022 | WA | Windy Flats Wind Project | 57159 | GEN1 |  | OP | WT | WND | 262.2 | 0.277 | 636722 | 2292180.8626 | 255329 | 919177.0466 | Distributed from 923 Generation And Fuel | 2009
25010 | 2022 | WA | Wynoochee | 7127 | 1 |  | OP | HY | WAT | 12.8 | 0.211 | 23625 | 85049.3196 | 11038 | 39736.4821 | Distributed from 923 Generation And Fuel | 1994
25011 | 2022 | WA | Yale | 3852 | 1 |  | OP | HY | WAT | 67 | 0.449 | 263730.5 | 949422.2046 | 123219.5 | 443586.6513 | Distributed from 923 Generation And Fuel | 1953
25012 | 2022 | WA | Yale | 3852 | 2 |  | OP | HY | WAT | 67 | 0.449 | 263730.5 | 949422.2046 | 123219.5 | 443586.6513 | Distributed from 923 Generation And Fuel | 1953
25013 | 2022 | WA | Yelm | 3878 | 1 |  | OP | HY | WAT | 3 | 0.003 | 89.25 | 321.2974 | 41.75 | 150.2988 | Distributed from 923 Generation And Fuel | 1930
25014 | 2022 | WA | Yelm | 3878 | 2 |  | OP | HY | WAT | 3 | 0.003 | 89.25 | 321.2974 | 41.75 | 150.2988 | Distributed from 923 Generation And Fuel | 1930
25015 | 2022 | WA | Yelm | 3878 | 3 |  | OP | HY | WAT | 6 | 0.003 | 178.5 | 642.5949 | 83.5 | 300.5976 | Distributed from 923 Generation And Fuel | 1955
25016 | 2022 | WA | Youngs Creek Hydroelectric Project | 57763 | 1 |  | OP | HY | WAT | 7.5 | 0.222 | 14577 | 52476.7802 | 6811 | 24519.4038 | Distributed from 923 Generation And Fuel | 2011
25017 | 2022 | WI | Alexander | 4060 | 1 |  | OP | HY | WAT | 1.4 | 0.547 | 6712.667 | 24165.4079 | 2827 | 10177.1186 | Distributed from 923 Generation And Fuel | 1925
25018 | 2022 | WI | Alexander | 4060 | 2 |  | OP | HY | WAT | 1.4 | 0.547 | 6712.667 | 24165.4079 | 2827 | 10177.1186 | Distributed from 923 Generation And Fuel | 1925
25019 | 2022 | WI | Alexander | 4060 | 3 |  | OP | HY | WAT | 1.4 | 0.547 | 6712.667 | 24165.4079 | 2827 | 10177.1186 | Distributed from 923 Generation And Fuel | 1925
25020 | 2022 | WI | Alliant Energy Neenah | 55135 | CT01 |  | OP | GT | NG | 185.5 | 0.154 | 250084.5 | 900296.9976 | 115100.5 | 414358.4851 | Distributed from 923 Generation And Fuel | 2000
25021 | 2022 | WI | Alliant Energy Neenah | 55135 | CT02 |  | OP | GT | NG | 185.5 | 0.154 | 250084.5 | 900296.9976 | 115100.5 | 414358.4851 | Distributed from 923 Generation And Fuel | 2000
25022 | 2022 | WI | Ameresco Janesville | 56427 | Unit1 |  | OP | IC | LFG | 1 | 0.278 | 2434.333 | 8763.5287 | 986.667 | 3551.9728 | Distributed from 923 Generation And Fuel | 2004
25023 | 2022 | WI | Ameresco Janesville | 56427 | Unit2 |  | OP | IC | LFG | 1 | 0.278 | 2434.333 | 8763.5287 | 986.667 | 3551.9728 | Distributed from 923 Generation And Fuel | 2004
25024 | 2022 | WI | Ameresco Janesville | 56427 | Unit3 |  | OP | IC | LFG | 1 | 0.278 | 2434.333 | 8763.5287 | 986.667 | 3551.9728 | Distributed from 923 Generation And Fuel | 2004
25025 | 2022 | WI | Apple River | 6231 | 1 |  | OP | HY | WAT | 0.8 | 0.53 | 3714.667 | 13372.6942 | 1564.333 | 5631.5537 | Distributed from 923 Generation And Fuel | 1901 | 2024
25026 | 2022 | WI | Apple River | 6231 | 3 |  | OP | HY | WAT | 0.8 | 0.53 | 3714.667 | 13372.6942 | 1564.333 | 5631.5537 | Distributed from 923 Generation And Fuel | 1901 | 2024
25027 | 2022 | WI | Apple River | 6231 | 4 |  | OP | HY | WAT | 0.8 | 0.53 | 3714.667 | 13372.6942 | 1564.333 | 5631.5537 | Distributed from 923 Generation And Fuel | 1901 | 2024
25028 | 2022 | WI | Appleton | 4043 | 4 |  | OP | HY | WAT | 1.2 | 0.283 | 2972.727 | 10701.7316 | 1251.818 | 4506.5087 | Distributed from 923 Generation And Fuel | 1980
25029 | 2022 | WI | Appleton | 4043 | 5 |  | OP | HY | WAT | 0.5 | 0.283 | 1238.636 | 4459.0539 | 521.591 | 1877.7126 | Distributed from 923 Generation And Fuel | 1916
25030 | 2022 | WI | Appleton | 4043 | 6 |  | OP | HY | WAT | 0.5 | 0.283 | 1238.636 | 4459.0539 | 521.591 | 1877.7126 | Distributed from 923 Generation And Fuel | 1916
25031 | 2022 | WI | Arcadia Electric | 4100 | 1 |  | SB | IC | DFO | 1.3 | 0.001 | 13.923 | 50.1224 | 5.538 | 19.9366 | Distributed from 923 Generation And Fuel | 1956
25032 | 2022 | WI | Arcadia Electric | 4100 | 10 |  | SB | IC | DFO | 2 | 0.001 | 21.42 | 77.1114 | 8.521 | 30.6754 | Distributed from 923 Generation And Fuel | 2007
25033 | 2022 | WI | Arcadia Electric | 4100 | 2 |  | SB | IC | DFO | 1 | 0.001 | 10.71 | 38.5557 | 4.26 | 15.3359 | Distributed from 923 Generation And Fuel | 1947
25034 | 2022 | WI | Arcadia Electric | 4100 | 3 |  | SB | IC | DFO | 0.4 | 0.001 | 4.284 | 15.4223 | 1.704 | 6.1344 | Distributed from 923 Generation And Fuel | 1940
25035 | 2022 | WI | Arcadia Electric | 4100 | 4 |  | SB | IC | DFO | 0.2 | 0.001 | 2.142 | 7.7111 | 0.852 | 3.0672 | Distributed from 923 Generation And Fuel | 1930
25036 | 2022 | WI | Arcadia Electric | 4100 | 5 |  | SB | IC | NG | 3 | 0.001 | 32.13 | 115.6671 | 12.781 | 46.0112 | Distributed from 923 Generation And Fuel | 1972
25037 | 2022 | WI | Arcadia Electric | 4100 | 6 |  | SB | IC | NG | 3 | 0.001 | 32.13 | 115.6671 | 12.781 | 46.0112 | Distributed from 923 Generation And Fuel | 1987
25038 | 2022 | WI | Arcadia Electric | 4100 | 7 |  | SB | IC | DFO | 2 | 0.001 | 21.42 | 77.1114 | 8.521 | 30.6754 | Distributed from 923 Generation And Fuel | 2002
25039 | 2022 | WI | Arcadia Electric | 4100 | 8 |  | SB | IC | DFO | 2 | 0.001 | 21.42 | 77.1114 | 8.521 | 30.6754 | Distributed from 923 Generation And Fuel | 2002
25040 | 2022 | WI | Arcadia Electric | 4100 | 9 |  | SB | IC | DFO | 2 | 0.001 | 21.42 | 77.1114 | 8.521 | 30.6754 | Distributed from 923 Generation And Fuel | 2002
25041 | 2022 | WI | Arcadia Solar | 62744 | A1 |  | OP | PV | SUN | 5 | 0.183 | 8006 | 28821.3694 | 4765 | 17153.8628 | Distributed from 923 Generation And Fuel | 2019
25042 | 2022 | WI | Argyle | 7810 | 5 |  | SB | IC | DFO | 2.2 | 0 | 8 | 28.7998 | 0 | 0 | Distributed from 923 Generation And Fuel | 2004
25043 | 2022 | WI | Arpin Dam | 3995 | 1 |  | OP | HY | WAT | 0.6 | 0.52 | 2730.857 | 9831.0066 | 1150.286 | 4140.9965 | Distributed from 923 Generation And Fuel | 1971
25044 | 2022 | WI | Arpin Dam | 3995 | 2 |  | OP | HY | WAT | 0.6 | 0.52 | 2730.857 | 9831.0066 | 1150.286 | 4140.9965 | Distributed from 923 Generation And Fuel | 1971
25045 | 2022 | WI | Arpin Dam | 3995 | 3 |  | OP | HY | WAT | 0.2 | 0.52 | 910.286 | 3277.0034 | 383.429 | 1380.3334 | Distributed from 923 Generation And Fuel | 1973
25046 | 2022 | WI | Badger Hollow I | 62955 | GEN1 |  | OP | PV | SUN | 150 | 0.15 | 197465 | 710868.3131 | 112682 | 405651.9548 | Distributed from 923 Generation And Fuel | 2021
25047 | 2022 | WI | Barron | 4102 | 1A |  | SB | IC | DFO | 1.1 | 0 | 0 | 0 | 0 | 0 | Distributed from 923 Generation And Fuel | 1998
25048 | 2022 | WI | Barron | 4102 | 2A |  | SB | IC | DFO | 1.1 | 0 | 0 | 0 | 0 | 0 | Distributed from 923 Generation And Fuel | 1998
25049 | 2022 | WI | Barron | 4102 | 3A |  | SB | IC | DFO | 1.1 | 0 | 0 | 0 | 0 | 0 | Distributed from 923 Generation And Fuel | 1998
25050 | 2022 | WI | Barron | 4102 | 4 |  | SB | IC | DFO | 1.1 | 0 | 0 | 0 | 0 | 0 | Distributed from 923 Generation And Fuel | 1998
25051 | 2022 | WI | Barron | 4102 | 7 |  | OS | IC | DFO | 0.8 | 0 | 0 | 0 | 0 | 0 | Distributed from 923 Generation And Fuel | 1944
25052 | 2022 | WI | Barron | 4102 | 8 |  | SB | IC | DFO | 1.3 | 0 | 0 | 0 | 0 | 0 | Distributed from 923 Generation And Fuel | 1954
25053 | 2022 | WI | Barron | 4102 | 9 |  | SB | IC | DFO | 2 | 0 | 0 | 0 | 0 | 0 | Distributed from 923 Generation And Fuel | 1960
25054 | 2022 | WI | Barron | 4102 | H2 |  | OP | HY | WAT | 0.1 | 0.37 | 324 | 1166.3907 | 136 | 489.5961 | Distributed from 923 Generation And Fuel | 1923
25055 | 2022 | WI | Barron Solar Array | 64969 | BAR01 |  | OP | PV | SUN | 3 | 0.221 | 5821 | 20955.4324 | 3465 | 12473.9002 | Distributed from 923 Generation And Fuel | 2021
25056 | 2022 | WI | Bay Front | 3982 | 5 | 3 | OP | ST | WDS | 20 | 0.502 | 87923 | 316520.2678 | 38679 | 139243.2861 | EIA-923 Generator File | 1952
25057 | 2022 | WI | Bay Front | 3982 | 6 | 3 | OP | ST | NG | 27.2 | 0.359 | 85552 | 307984.7361 | 35768 | 128763.7699 | EIA-923 Generator File | 1957
25058 | 2022 | WI | Bear Creek | 65009 | PV1 |  | OP | PV | SUN | 50 | 0.029 | 12826 | 46173.2306 | 0 | 0 | Distributed from 923 Generation And Fuel | 2022
25059 | 2022 | WI | Beloit Memorial Hospital Power Plant | 62117 | GEN-1 |  | OP | IC | NG | 1.5 | 0.001 | 17.64 | 63.5035 | 7.655 | 27.5578 | Data from EIA-923 Generator File overwritten with distributed data from EIA-923 Generation and Fuel | 2000
25060 | 2022 | WI | Beloit Memorial Hospital Power Plant | 62117 | GEN-2 |  | OP | IC | NG | 1.5 | 0.001 | 17.64 | 63.5035 | 7.655 | 27.5578 | Data from EIA-923 Generator File overwritten with distributed data from EIA-923 Generation and Fuel | 2000
25061 | 2022 | WI | Berlin Landfill Gas | 56069 | 1 |  | OP | IC | LFG | 0.8 | 0.678 | 4752.667 | 17109.4643 | 1926.333 | 6934.7433 | Distributed from 923 Generation And Fuel | 2001
25062 | 2022 | WI | Berlin Landfill Gas | 56069 | 2 |  | OP | IC | LFG | 0.8 | 0.678 | 4752.667 | 17109.4643 | 1926.333 | 6934.7433 | Distributed from 923 Generation And Fuel | 2001
25063 | 2022 | WI | Berlin Landfill Gas | 56069 | 3 |  | OP | IC | LFG | 0.8 | 0.678 | 4752.667 | 17109.4643 | 1926.333 | 6934.7433 | Distributed from 923 Generation And Fuel | 2001
25064 | 2022 | WI | Big Falls | 3983 | 1 |  | OP | HY | WAT | 2.6 | 0.303 | 6898.442 | 24834.1925 | 2905.247 | 10458.8055 | Distributed from 923 Generation And Fuel | 1922
25065 | 2022 | WI | Big Falls | 3983 | 2 |  | OP | HY | WAT | 2.6 | 0.303 | 6898.442 | 24834.1925 | 2905.247 | 10458.8055 | Distributed from 923 Generation And Fuel | 1922
25066 | 2022 | WI | Big Falls | 3983 | 3 |  | OP | HY | WAT | 2.5 | 0.303 | 6633.117 | 23879.0302 | 2793.506 | 10056.5411 | Distributed from 923 Generation And Fuel | 1993
25067 | 2022 | WI | Biron | 3971 | 1 |  | OP | HY | WAT | 1.4 | 0.6 | 7354.75 | 26476.8882 | 3097.5 | 11150.9108 | Distributed from 923 Generation And Fuel | 1921
25068 | 2022 | WI | Biron | 3971 | 2 |  | OP | HY | WAT | 1.4 | 0.6 | 7354.75 | 26476.8882 | 3097.5 | 11150.9108 | Distributed from 923 Generation And Fuel | 1921
25069 | 2022 | WI | Biron | 3971 | 3 |  | OS | HY | WAT | 0.4 | 0.6 | 2101.357 | 7564.8247 | 885 | 3185.9745 | Distributed from 923 Generation And Fuel | 1916
25070 | 2022 | WI | Biron | 3971 | 4 |  | OS | HY | WAT | 0.4 | 0.6 | 2101.357 | 7564.8247 | 885 | 3185.9745 | Distributed from 923 Generation And Fuel | 1896
25071 | 2022 | WI | Biron | 3971 | 5 |  | OS | HY | WAT | 0.4 | 0.6 | 2101.357 | 7564.8247 | 885 | 3185.9745 | Distributed from 923 Generation And Fuel | 1896
25072 | 2022 | WI | Biron | 3971 | 6 |  | OP | HY | WAT | 0.4 | 0.6 | 2101.357 | 7564.8247 | 885 | 3185.9745 | Distributed from 923 Generation And Fuel | 1896
25073 | 2022 | WI | Biron | 3971 | 7 |  | OS | HY | WAT | 0.4 | 0.6 | 2101.357 | 7564.8247 | 885 | 3185.9745 | Distributed from 923 Generation And Fuel | 1896
25074 | 2022 | WI | Biron | 3971 | 9 |  | OP | HY | WAT | 0.8 | 0.6 | 4202.714 | 15129.6494 | 1770 | 6371.949 | Distributed from 923 Generation And Fuel | 1896
25075 | 2022 | WI | Biron Mill | 10234 | GEN1 | 5 | OP | ST | BIT | 17 | 0.255 | 38014.437 | 136850.8784 | 18953.442 | 68231.8453 | EIA-923 Generator File | 1964
25076 | 2022 | WI | Biron Mill | 10234 | GEN3 | 5 | OP | ST | NG | 7.5 | 0.293 | 19235.77 | 69248.218 | 8872.213 | 31939.7113 | EIA-923 Generator File | 1947
25077 | 2022 | WI | Biron Mill | 10234 | GEN4 | 1 | OP | ST | NG | 15.6 | 0.443 | 60489.297 | 217759.7271 | 16027.407 | 57698.2036 | EIA-923 Generator File | 1957
25078 | 2022 | WI | Biron Mill | 10234 | GEN5 | 1 | OP | ST | SUB | 21.5 | 0.43 | 81017.632 | 291661.1419 | 32740.469 | 117864.7455 | EIA-923 Generator File | 1987
25079 | 2022 | WI | Blount Street | 3992 | 6 | 1 | OP | ST | NG | 50 | 0.047 | 20778 | 74800.2016 | 18511 | 66639.0669 | EIA-923 Generator File | 1957
25080 | 2022 | WI | Blount Street | 3992 | 7 | 1 | OP | ST | NG | 50 | 0.002 | 975 | 3509.9719 | -542 | -1951.1844 | EIA-923 Generator File | 1961
25081 | 2022 | WI | Blue Prairie Solar, LLC | 64698 | 508 |  | OP | PV | SUN | 2.5 | 0.207 | 4536 | 16329.4694 | 2700 | 9719.9222 | Distributed from 923 Generation And Fuel | 2021
25082 | 2022 | WI | Blue Sky Green Field Wind Project | 56391 | 1 |  | OP | WT | WND | 145.2 | 0.251 | 319157 | 1148956.0084 | 80434 | 289560.0835 | Distributed from 923 Generation And Fuel | 2008
25083 | 2022 | WI | Brule | 1775 | 1 |  | OP | HY | WAT | 1.3 | 0.345 | 3925.264 | 14130.8374 | 1653.208 | 5951.5012 | Distributed from 923 Generation And Fuel | 1919
25084 | 2022 | WI | Brule | 1775 | 2 |  | OP | HY | WAT | 2 | 0.345 | 6038.868 | 21739.7509 | 2543.396 | 9156.1524 | Distributed from 923 Generation And Fuel | 1919
25085 | 2022 | WI | Brule | 1775 | 3 |  | OP | HY | WAT | 2 | 0.345 | 6038.868 | 21739.7509 | 2543.396 | 9156.1524 | Distributed from 923 Generation And Fuel | 1921
25086 | 2022 | WI | Butler Ridge | 56647 | 1 |  | OP | WT | WND | 54 | 0.325 | 153582 | 552890.7769 | 46052 | 165785.8737 | Distributed from 923 Generation And Fuel | 2009
25087 | 2022 | WI | Caldron Falls | 4061 | 1 |  | OP | HY | WAT | 3.2 | 0.238 | 6682 | 24055.0076 | 2814 | 10130.319 | Distributed from 923 Generation And Fuel | 1924
25088 | 2022 | WI | Caldron Falls | 4061 | 2 |  | OP | HY | WAT | 3.2 | 0.238 | 6682 | 24055.0076 | 2814 | 10130.319 | Distributed from 923 Generation And Fuel | 1924
25089 | 2022 | WI | Capitol Heat and Power | 54406 | P31 |  | SB | IC | DFO | 1 | 0 | 0 | 0 | 0 | 0 | Distributed from 923 Generation And Fuel | 2011
25090 | 2022 | WI | Capitol Heat and Power | 54406 | P32 |  | SB | IC | DFO | 1 | 0 | 0 | 0 | 0 | 0 | Distributed from 923 Generation And Fuel | 2011
25091 | 2022 | WI | Cashton | 4107 | 3 |  | OP | IC | DFO | 0.4 | 0.001 | 2.24 | 8.0639 | 0.823 | 2.9628 | Data from EIA-923 Generator File overwritten with distributed data from EIA-923 Generation and Fuel | 1932
25092 | 2022 | WI | Cashton | 4107 | 5 |  | OP | IC | NG | 1.1 | 0.001 | 6.16 | 22.1758 | 2.263 | 8.1467 | Data from EIA-923 Generator File overwritten with distributed data from EIA-923 Generation and Fuel | 1970
25093 | 2022 | WI | Cashton | 4107 | 6 |  | OP | IC | DFO | 2 | 0.001 | 11.2 | 40.3197 | 4.115 | 14.8139 | Data from EIA-923 Generator File overwritten with distributed data from EIA-923 Generation and Fuel | 2002
25094 | 2022 | WI | Cashton Greens Wind Farm | 57968 | CGWF |  | OP | WT | WND | 5 | 0.274 | 12000 | 43199.6544 | 3555 | 12797.8976 | Distributed from 923 Generation And Fuel | 2012
25095 | 2022 | WI | Cashton Solar | 62858 | CAS3 |  | OP | PV | SUN | 2 | 0.157 | 2746 | 9885.5209 | 1634 | 5882.3529 | Distributed from 923 Generation And Fuel | 2019
25096 | 2022 | WI | Castle Rock | 4079 | 1 |  | OP | HY | WAT | 3 | 0.59 | 15513.4 | 55847.7932 | 6533.6 | 23520.7718 | Distributed from 923 Generation And Fuel | 1951
25097 | 2022 | WI | Castle Rock | 4079 | 2 |  | OP | HY | WAT | 3 | 0.59 | 15513.4 | 55847.7932 | 6533.6 | 23520.7718 | Distributed from 923 Generation And Fuel | 1950
25098 | 2022 | WI | Castle Rock | 4079 | 3 |  | OP | HY | WAT | 3 | 0.59 | 15513.4 | 55847.7932 | 6533.6 | 23520.7718 | Distributed from 923 Generation And Fuel | 1950
25099 | 2022 | WI | Castle Rock | 4079 | 4 |  | OP | HY | WAT | 3 | 0.59 | 15513.4 | 55847.7932 | 6533.6 | 23520.7718 | Distributed from 923 Generation And Fuel | 1950
25100 | 2022 | WI | Castle Rock | 4079 | 5 |  | OP | HY | WAT | 3 | 0.59 | 15513.4 | 55847.7932 | 6533.6 | 23520.7718 | Distributed from 923 Generation And Fuel | 1950
25101 | 2022 | WI | Cedar Falls (WI) | 3998 | 1 |  | OP | HY | WAT | 2 | 0.576 | 10093.667 | 36336.9105 | 4251 | 15303.4776 | Distributed from 923 Generation And Fuel | 1915
25102 | 2022 | WI | Cedar Falls (WI) | 3998 | 2 |  | OP | HY | WAT | 2 | 0.576 | 10093.667 | 36336.9105 | 4251 | 15303.4776 | Distributed from 923 Generation And Fuel | 1911
25103 | 2022 | WI | Cedar Falls (WI) | 3998 | 3 |  | OP | HY | WAT | 2 | 0.576 | 10093.667 | 36336.9105 | 4251 | 15303.4776 | Distributed from 923 Generation And Fuel | 1910
25104 | 2022 | WI | Cedar Ridge | 56347 | 1 |  | OP | WT | WND | 67.7 | 0.323 | 191392 | 689005.688 | 56702 | 204125.567 | Distributed from 923 Generation And Fuel | 2008
25105 | 2022 | WI | Chippewa Falls | 4000 | 1 |  | OP | HY | WAT | 3.6 | 0.321 | 10113.833 | 36409.5075 | 4259.5 | 15334.0773 | Distributed from 923 Generation And Fuel | 1928
25106 | 2022 | WI | Chippewa Falls | 4000 | 2 |  | OP | HY | WAT | 3.6 | 0.321 | 10113.833 | 36409.5075 | 4259.5 | 15334.0773 | Distributed from 923 Generation And Fuel | 1928
25107 | 2022 | WI | Chippewa Falls | 4000 | 3 |  | OP | HY | WAT | 3.6 | 0.321 | 10113.833 | 36409.5075 | 4259.5 | 15334.0773 | Distributed from 923 Generation And Fuel | 1928
25108 | 2022 | WI | Chippewa Falls | 4000 | 4 |  | OP | HY | WAT | 3.6 | 0.321 | 10113.833 | 36409.5075 | 4259.5 | 15334.0773 | Distributed from 923 Generation And Fuel | 1928
25109 | 2022 | WI | Chippewa Falls | 4000 | 5 |  | OP | HY | WAT | 3.6 | 0.321 | 10113.833 | 36409.5075 | 4259.5 | 15334.0773 | Distributed from 923 Generation And Fuel | 1928
25110 | 2022 | WI | Chippewa Falls | 4000 | 6 |  | OP | HY | WAT | 3.6 | 0.321 | 10113.833 | 36409.5075 | 4259.5 | 15334.0773 | Distributed from 923 Generation And Fuel | 1928
25111 | 2022 | WI | City of Sheboygan Solar | 65680 | PV1 |  | OP | PV | SUN | 0.9 |  | GENYRONL: 2022
25112 | 2022 | WI | Clam River Dam | 4018 | 1 |  | OP | HY | WAT | 0.4 | 0.439 | 1538.333 | 5537.9545 | 648 | 2332.7813 | Distributed from 923 Generation And Fuel | 1942
25113 | 2022 | WI | Clam River Dam | 4018 | 2 |  | OP | HY | WAT | 0.4 | 0.439 | 1538.333 | 5537.9545 | 648 | 2332.7813 | Distributed from 923 Generation And Fuel | 1942
25114 | 2022 | WI | Clam River Dam | 4018 | 3 |  | OP | HY | WAT | 0.4 | 0.439 | 1538.333 | 5537.9545 | 648 | 2332.7813 | Distributed from 923 Generation And Fuel | 1967
25115 | 2022 | WI | Columbia (WI) | 8023 | 1 | 1 | OP | ST | RC | 556 | 0.458 | 2232985 | 8038681.6905 | 973905 | 3506029.9518 | EIA-923 Generator File | 1975 | 2026
25116 | 2022 | WI | Columbia (WI) | 8023 | 2 | 1 | OP | ST | SUB | 556 | 0.368 | 1790404 | 6445402.8368 | 735011 | 2646018.4319 | EIA-923 Generator File | 1978 | 2026
25117 | 2022 | WI | Combined Locks | 4201 | HC1 |  | OP | HY | WAT | 3.1 | 0.646 | 17546 | 63165.0947 | 7389.5 | 26601.9872 | Distributed from 923 Generation And Fuel | 1988
25118 | 2022 | WI | Combined Locks | 4201 | HC2 |  | OP | HY | WAT | 3.1 | 0.646 | 17546 | 63165.0947 | 7389.5 | 26601.9872 | Distributed from 923 Generation And Fuel | 1988
25119 | 2022 | WI | Combined Locks Energy Center | 55558 | GEN1 |  | OP | CT | NG | 60.5 | 0.573 | 303574 | 1092857.6571 | 123261.762 | 443738.7933 | EIA-923 Generator File | 2002
25120 | 2022 | WI | Combined Locks Energy Center | 55558 | GEN2 |  | OP | CA | NG | 6 | 0.448 | 23524 | 84685.7225 | 9551.575 | 34385.3949 | EIA-923 Generator File | 2002
25121 | 2022 | WI | Concord | 7159 | 1 |  | OP | GT | NG | 95.4 | 0.061 | 50777.25 | 182796.6376 | 43144.75 | 155319.8574 | Distributed from 923 Generation And Fuel | 1993
25122 | 2022 | WI | Concord | 7159 | 2 |  | OP | GT | NG | 95.4 | 0.061 | 50777.25 | 182796.6376 | 43144.75 | 155319.8574 | Distributed from 923 Generation And Fuel | 1993
25123 | 2022 | WI | Concord | 7159 | 3 |  | OP | GT | NG | 95.4 | 0.061 | 50777.25 | 182796.6376 | 43144.75 | 155319.8574 | Distributed from 923 Generation And Fuel | 1994
25124 | 2022 | WI | Concord | 7159 | 4 |  | OP | GT | NG | 95.4 | 0.061 | 50777.25 | 182796.6376 | 43144.75 | 155319.8574 | Distributed from 923 Generation And Fuel | 1994
25125 | 2022 | WI | Conrath DPC Solar | 60889 | PV1 |  | OP | PV | SUN | 1 | 0.155 | 1354 | 4874.361 | 806 | 2901.5768 | Distributed from 923 Generation And Fuel | 2017
25126 | 2022 | WI | Consumer Operations LLC | 10360 | GEN6 | 8 | OP | ST | NG | 18.7 | 0.698 | 114318 | 411541.5077 | 41718 | 150183.5985 | EIA-923 Generator File | 1963
25127 | 2022 | WI | Consumer Operations LLC | 10360 | GEN7 | 8 | OP | ST | NG | 28.9 | 0.296 | 74936 | 269767.4419 | 33878 | 121959.8243 | EIA-923 Generator File | 1969
25128 | 2022 | WI | Cornell | 6086 | 1 |  | OP | HY | WAT | 11.5 | 0.235 | 23644.065 | 85117.9531 | 9957.762 | 35847.6564 | Distributed from 923 Generation And Fuel | 1976
25129 | 2022 | WI | Cornell | 6086 | 2 |  | OP | HY | WAT | 11.5 | 0.235 | 23644.065 | 85117.9531 | 9957.762 | 35847.6564 | Distributed from 923 Generation And Fuel | 1976
25130 | 2022 | WI | Cornell | 6086 | 3 |  | OP | HY | WAT | 11.5 | 0.235 | 23644.065 | 85117.9531 | 9957.762 | 35847.6564 | Distributed from 923 Generation And Fuel | 1976
25131 | 2022 | WI | Cornell | 6086 | 4 |  | OP | HY | WAT | 0.8 | 0.235 | 1644.805 | 5921.2506 | 692.714 | 2493.7504 | Distributed from 923 Generation And Fuel | 1977
25132 | 2022 | WI | Cumberland (WI) | 4112 | 1 |  | OP | IC | DFO | 0.7 | 0.001 | 4.667 | 16.8011 | 1.854 | 6.6743 | Distributed from 923 Generation And Fuel | 1945
25133 | 2022 | WI | Cumberland (WI) | 4112 | 2 |  | OP | IC | DFO | 0.3 | 0.001 | 2 | 7.1999 | 0.795 | 2.862 | Distributed from 923 Generation And Fuel | 1939
25134 | 2022 | WI | Cumberland (WI) | 4112 | 3 |  | OP | IC | DFO | 0.3 | 0.001 | 2 | 7.1999 | 0.795 | 2.862 | Distributed from 923 Generation And Fuel | 1939
25135 | 2022 | WI | Cumberland (WI) | 4112 | 4 |  | OP | IC | DFO | 1.3 | 0.001 | 8.667 | 31.201 | 3.443 | 12.3947 | Distributed from 923 Generation And Fuel | 1954
25136 | 2022 | WI | Cumberland (WI) | 4112 | 5 |  | OP | IC | NG | 2 | 0.001 | 13.333 | 47.9984 | 5.297 | 19.069 | Distributed from 923 Generation And Fuel | 1966
25137 | 2022 | WI | Cumberland (WI) | 4112 | 6 |  | OP | IC | DFO | 7.2 | 0.001 | 48 | 172.7986 | 19.068 | 68.6443 | Distributed from 923 Generation And Fuel | 1979
25138 | 2022 | WI | Cumberland (WI) | 4112 | 7 |  | OP | IC | NG | 6.6 | 0.001 | 44 | 158.3987 | 17.479 | 62.9239 | Distributed from 923 Generation And Fuel | 2001
25139 | 2022 | WI | Cumberland (WI) | 4112 | 8 |  | OP | IC | NG | 3.5 | 0.001 | 23.333 | 83.9981 | 9.269 | 33.3681 | Distributed from 923 Generation And Fuel | 2001
25140 | 2022 | WI | Cumberland Solar | 62849 | CUM4 |  | OP | PV | SUN | 2.5 | 0.184 | 4021 | 14475.4842 | 2393 | 8614.7311 | Distributed from 923 Generation And Fuel | 2019
25141 | 2022 | WI | Custer Energy Center | 7795 | 1 |  | OP | GT | NG | 24.5 | 0.005 | 989 | 3560.3715 | 455 | 1637.9869 | Distributed from 923 Generation And Fuel | 1999
25142 | 2022 | WI | Dairyland WTE Plant | 59810 | GEN1 |  | OA | IC | OBG | 0.7 | 0 | 0 | 0 | 0 | 0 | Distributed from 923 Generation And Fuel | 2012
25143 | 2022 | WI | Dairyland WTE Plant | 59810 | GEN2 |  | OA | IC | OBG | 0.7 | 0 | 0 | 0 | 0 | 0 | Distributed from 923 Generation And Fuel | 2012
25144 | 2022 | WI | Danbury Dam | 4019 | 1 |  | OP | HY | WAT | 0.1 | 0.185 | 162.4 | 584.6353 | 68.4 | 246.238 | Distributed from 923 Generation And Fuel | 1921
25145 | 2022 | WI | Danbury Dam | 4019 | 2 |  | OP | HY | WAT | 0.3 | 0.185 | 487.2 | 1753.906 | 205.2 | 738.7141 | Distributed from 923 Generation And Fuel | 1927
25146 | 2022 | WI | Danbury Dam | 4019 | HY3 |  | OP | HY | WAT | 0.6 | 0.185 | 974.4 | 3507.8119 | 410.4 | 1477.4282 | Distributed from 923 Generation And Fuel | 1950
25147 | 2022 | WI | Danbury Diesel | 55998 | GT1 |  | OP | GT | DFO | 6.7 | 0 | 0 | 0 | 0 | 0 | Distributed from 923 Generation And Fuel | 1981
25148 | 2022 | WI | Danbury Diesel | 55998 | IC1 |  | OP | IC | DFO | 0.5 | 0 | 0 | 0 | 0 | 0 | Distributed from 923 Generation And Fuel | 1982
25149 | 2022 | WI | Danbury Diesel | 55998 | IC2 |  | OP | IC | DFO | 0.6 | 0 | 0 | 0 | 0 | 0 | Distributed from 923 Generation And Fuel | 1966
25150 | 2022 | WI | Dane County Airport Solar | 64080 | 1 |  | OP | PV | SUN | 10.8 | 0.18 | 17068 | 61444.3084 | 10159 | 36572.1074 | Distributed from 923 Generation And Fuel | 2020
25151 | 2022 | WI | De Pere Energy Center | 55029 | CT01 |  | OP | GT | NG | 192.3 | 0.098 | 165223 | 594798.0416 | 130271 | 468971.8482 | Distributed from 923 Generation And Fuel | 1999
25152 | 2022 | WI | Deertrack Park Gas Recovery | 56520 | GEN1 |  | OS | IC | LFG | 0.8 | 0.598 | 4192.75 | 15093.7792 | 1699.375 | 6117.7011 | Distributed from 923 Generation And Fuel | 2006
25153 | 2022 | WI | Deertrack Park Gas Recovery | 56520 | GEN2 |  | OS | IC | LFG | 0.8 | 0.598 | 4192.75 | 15093.7792 | 1699.375 | 6117.7011 | Distributed from 923 Generation And Fuel | 2006
25154 | 2022 | WI | Deertrack Park Gas Recovery | 56520 | GEN3 |  | OS | IC | LFG | 0.8 | 0.598 | 4192.75 | 15093.7792 | 1699.375 | 6117.7011 | Distributed from 923 Generation And Fuel | 2006
25155 | 2022 | WI | Deertrack Park Gas Recovery | 56520 | GEN4 |  | OS | IC | LFG | 0.8 | 0.598 | 4192.75 | 15093.7792 | 1699.375 | 6117.7011 | Distributed from 923 Generation And Fuel | 2006
25156 | 2022 | WI | Deertrack Park Gas Recovery | 56520 | GEN5 |  | OS | IC | LFG | 0.8 | 0.598 | 4192.75 | 15093.7792 | 1699.375 | 6117.7011 | Distributed from 923 Generation And Fuel | 2007
25157 | 2022 | WI | Deertrack Park Gas Recovery | 56520 | GEN6 |  | OS | IC | LFG | 0.8 | 0.598 | 4192.75 | 15093.7792 | 1699.375 | 6117.7011 | Distributed from 923 Generation And Fuel | 2007
25158 | 2022 | WI | Deertrack Park Gas Recovery | 56520 | GEN7 |  | OS | IC | LFG | 0.8 | 0.598 | 4192.75 | 15093.7792 | 1699.375 | 6117.7011 | Distributed from 923 Generation And Fuel | 2007
25159 | 2022 | WI | Deertrack Park Gas Recovery | 56520 | GEN8 |  | OS | IC | LFG | 0.8 | 0.598 | 4192.75 | 15093.7792 | 1699.375 | 6117.7011 | Distributed from 923 Generation And Fuel | 2007
25160 | 2022 | WI | Dells | 4002 | 1 |  | OP | HY | WAT | 2.9 | 0.366 | 9291.553 | 33449.3232 | 3913.114 | 14087.0977 | Distributed from 923 Generation And Fuel | 1923
25161 | 2022 | WI | Dells | 4002 | 2 |  | OP | HY | WAT | 2.6 | 0.366 | 8330.358 | 29989.0489 | 3508.309 | 12629.8114 | Distributed from 923 Generation And Fuel | 1924
25162 | 2022 | WI | Dells | 4002 | 3 |  | OP | HY | WAT | 2.6 | 0.366 | 8330.358 | 29989.0489 | 3508.309 | 12629.8114 | Distributed from 923 Generation And Fuel | 1924
25163 | 2022 | WI | Dells | 4002 | 4 |  | OP | HY | WAT | 2.6 | 0.366 | 8330.358 | 29989.0489 | 3508.309 | 12629.8114 | Distributed from 923 Generation And Fuel | 1924
25164 | 2022 | WI | Dells | 4002 | 5 |  | OP | HY | WAT | 1.6 | 0.366 | 5126.374 | 18454.7988 | 2158.959 | 7772.1902 | Distributed from 923 Generation And Fuel | 1924
25165 | 2022 | WI | Diesel Generators | 56070 | 1 |  | OP | IC | DFO | 54 | 0.001 | 475 | 1709.9863 | 214 | 770.3938 | Distributed from 923 Generation And Fuel | 2001
25166 | 2022 | WI | Domtar Paper Company Rothschild | 50190 | HG3 |  | OP | HY | WAT | 0.6 | 0.091 | 480.818 | 1730.931 | 202.5 | 728.9942 | Distributed from 923 Generation And Fuel | 1910
25167 | 2022 | WI | Domtar Paper Company Rothschild | 50190 | HG7 |  | OP | HY | WAT | 0.5 | 0.091 | 400.682 | 1442.4437 | 168.75 | 607.4951 | Distributed from 923 Generation And Fuel | 1910
25168 | 2022 | WI | Domtar Paper Company Rothschild | 50190 | HG1 |  | RE | HY | WAT | 0.6 | 0.091 | 480.818 | 1730.931 | 202.5 | 728.9942 | Distributed from 923 Generation And Fuel | 1910 | 2022
25169 | 2022 | WI | Domtar Paper Company Rothschild | 50190 | HG2 |  | RE | HY | WAT | 0.5 | 0.091 | 400.682 | 1442.4437 | 168.75 | 607.4951 | Distributed from 923 Generation And Fuel | 1910 | 2022
25170 | 2022 | WI | Domtar Paper Company Rothschild | 50190 | HG4 |  | RE | HY | WAT | 0.5 | 0.091 | 400.682 | 1442.4437 | 168.75 | 607.4951 | Distributed from 923 Generation And Fuel | 1910 | 2022
25171 | 2022 | WI | Domtar Paper Company Rothschild | 50190 | HG5 |  | RE | HY | WAT | 1 | 0.091 | 801.364 | 2884.8873 | 337.5 | 1214.9903 | Distributed from 923 Generation And Fuel | 1910 | 2022
25172 | 2022 | WI | Domtar Paper Company Rothschild | 50190 | HG6 |  | RE | HY | WAT | 0.7 | 0.091 | 560.955 | 2019.4218 | 236.25 | 850.4932 | Distributed from 923 Generation And Fuel | 1910 | 2022
25173 | 2022 | WI | Downsville DPC Solar | 60892 | PV1 |  | OP | PV | SUN | 1 | 0.183 | 1607 | 5785.1537 | 955 | 3437.9725 | Distributed from 923 Generation And Fuel | 2017
25174 | 2022 | WI | Du Bay | 3972 | 1 |  | OP | HY | WAT | 1.2 | 0.614 | 6454.333 | 23235.4129 | 2718.167 | 9785.3229 | Distributed from 923 Generation And Fuel | 1942
25175 | 2022 | WI | Du Bay | 3972 | 2 |  | OP | HY | WAT | 2 | 0.614 | 10757.222 | 38725.6894 | 4530.278 | 16308.8703 | Distributed from 923 Generation And Fuel | 1942
25176 | 2022 | WI | Du Bay | 3972 | 3 |  | OP | HY | WAT | 2 | 0.614 | 10757.222 | 38725.6894 | 4530.278 | 16308.8703 | Distributed from 923 Generation And Fuel | 1942
25177 | 2022 | WI | Du Bay | 3972 | 4 |  | OP | HY | WAT | 2 | 0.614 | 10757.222 | 38725.6894 | 4530.278 | 16308.8703 | Distributed from 923 Generation And Fuel | 1942
25178 | 2022 | WI | Edgewater | 4050 | 5 | 1 | OP | ST | SUB | 413.7 | 0.538 | 1947936 | 7012513.4999 | 807328 | 2906357.5491 | EIA-923 Generator File | 1985 | 2025
25179 | 2022 | WI | Elk Mound | 7863 | 1 |  | OP | GT | NG | 35.5 | 0.06 | 18542.5 | 66752.466 | 13295.5 | 47863.4171 | Distributed from 923 Generation And Fuel | 2001
25180 | 2022 | WI | Elk Mound | 7863 | 2 |  | OP | GT | NG | 35.5 | 0.06 | 18542.5 | 66752.466 | 13295.5 | 47863.4171 | Distributed from 923 Generation And Fuel | 2001
25181 | 2022 | WI | Elm Road Generating Station | 56068 | 1 | 1 | OP | ST | SUB | 701.3 | 0.592 | 3639175 | 13100925.1926 | 1501899 | 5406793.1457 | EIA-923 Generator File | 2010
25182 | 2022 | WI | Elm Road Generating Station | 56068 | 2 | 1 | OP | ST | SUB | 701.3 | 0.376 | 2310535 | 8317859.4571 | 986500 | 3551371.589 | EIA-923 Generator File | 2011
25183 | 2022 | WI | Elroy | 4113 | 1A |  | OP | IC | DFO | 2.3 | 0 | 5.227 | 18.817 | 2.091 | 7.5275 | Distributed from 923 Generation And Fuel | 2005
25184 | 2022 | WI | Elroy | 4113 | 2A |  | OP | IC | DFO | 2.3 | 0 | 5.227 | 18.817 | 2.091 | 7.5275 | Distributed from 923 Generation And Fuel | 2005
25185 | 2022 | WI | Elroy | 4113 | 5 |  | OP | IC | DFO | 2 | 0 | 4.545 | 16.3619 | 1.818 | 6.5447 | Distributed from 923 Generation And Fuel | 1973
25186 | 2022 | WI | Elroy Solar | 62868 | ELR5 |  | OP | PV | SUN | 1.5 | 0.157 | 2062 | 7423.1406 | 1227 | 4417.1647 | Distributed from 923 Generation And Fuel | 2019
25187 | 2022 | WI | ENGIE 2020 ProjectCo-WI1 LLC | 65659 | PV1 |  | OP | PV | SUN | 1 | 0.362 | 3170 | 11411.9087 | 1887 | 6793.1457 | Distributed from 923 Generation And Fuel | 2021
25188 | 2022 | WI | Epic Verona | 62676 | G101 |  | SB | IC | DFO | 2.3 | 0.001 | 11.667 | 42.0009 | 4.278 | 15.4007 | Distributed from 923 Generation And Fuel | 2013
25189 | 2022 | WI | Epic Verona | 62676 | G102 |  | SB | IC | DFO | 2.3 | 0.001 | 11.667 | 42.0009 | 4.278 | 15.4007 | Distributed from 923 Generation And Fuel | 2013
25190 | 2022 | WI | Epic Verona | 62676 | G103 |  | SB | IC | DFO | 2.3 | 0.001 | 11.667 | 42.0009 | 4.278 | 15.4007 | Distributed from 923 Generation And Fuel | 2013
25191 | 2022 | WI | Epic Verona | 62676 | G104 |  | SB | IC | DFO | 2.3 | 0.001 | 11.667 | 42.0009 | 4.278 | 15.4007 | Distributed from 923 Generation And Fuel | 2013
25192 | 2022 | WI | Epic Verona | 62676 | G105 |  | SB | IC | DFO | 2.3 | 0.001 | 11.667 | 42.0009 | 4.278 | 15.4007 | Distributed from 923 Generation And Fuel | 2013
25193 | 2022 | WI | Epic Verona | 62676 | G202 |  | SB | IC | DFO | 2.3 | 0.001 | 11.667 | 42.0009 | 4.278 | 15.4007 | Distributed from 923 Generation And Fuel | 2013
25194 | 2022 | WI | Epic Verona | 62676 | G203 |  | SB | IC | DFO | 2.3 | 0.001 | 11.667 | 42.0009 | 4.278 | 15.4007 | Distributed from 923 Generation And Fuel | 2013
25195 | 2022 | WI | Epic Verona | 62676 | G204 |  | SB | IC | DFO | 2.3 | 0.001 | 11.667 | 42.0009 | 4.278 | 15.4007 | Distributed from 923 Generation And Fuel | 2013
25196 | 2022 | WI | Epic Verona | 62676 | G205 |  | SB | IC | DFO | 2.3 | 0.001 | 11.667 | 42.0009 | 4.278 | 15.4007 | Distributed from 923 Generation And Fuel | 2013
25197 | 2022 | WI | Epic Verona | 62676 | G206 |  | SB | IC | DFO | 2.3 | 0.001 | 11.667 | 42.0009 | 4.278 | 15.4007 | Distributed from 923 Generation And Fuel | 2013
25198 | 2022 | WI | Epic Verona | 62676 | G207 |  | SB | IC | DFO | 2.3 | 0.001 | 11.667 | 42.0009 | 4.278 | 15.4007 | Distributed from 923 Generation And Fuel | 2013
25199 | 2022 | WI | Epic Verona | 62676 | G208 |  | SB | IC | DFO | 2.3 | 0.001 | 11.667 | 42.0009 | 4.278 | 15.4007 | Distributed from 923 Generation And Fuel | 2013
25200 | 2022 | WI | Epic Verona | 62676 | G209 |  | SB | IC | DFO | 2.3 | 0.001 | 11.667 | 42.0009 | 4.278 | 15.4007 | Distributed from 923 Generation And Fuel | 2013
25201 | 2022 | WI | Epic Verona | 62676 | G210 |  | SB | IC | DFO | 2.3 | 0.001 | 11.667 | 42.0009 | 4.278 | 15.4007 | Distributed from 923 Generation And Fuel | 2013
25202 | 2022 | WI | Epic Verona | 62676 | G211 |  | SB | IC | DFO | 2.3 | 0.001 | 11.667 | 42.0009 | 4.278 | 15.4007 | Distributed from 923 Generation And Fuel | 2013
25203 | 2022 | WI | Epic Verona | 62676 | G301 |  | SB | IC | DFO | 2.3 | 0.001 | 11.667 | 42.0009 | 4.278 | 15.4007 | Distributed from 923 Generation And Fuel | 2009
25204 | 2022 | WI | Epic Verona | 62676 | G302 |  | SB | IC | DFO | 2.3 | 0.001 | 11.667 | 42.0009 | 4.278 | 15.4007 | Distributed from 923 Generation And Fuel | 2009
25205 | 2022 | WI | Epic Verona | 62676 | G303 |  | SB | IC | DFO | 2.3 | 0.001 | 11.667 | 42.0009 | 4.278 | 15.4007 | Distributed from 923 Generation And Fuel | 2009
25206 | 2022 | WI | Epic Verona | 62676 | PV |  | OP | PV | SUN | 1.8 | 0.15 | 2368 | 8524.7318 | 1409 | 5072.3594 | Distributed from 923 Generation And Fuel | 2011
25207 | 2022 | WI | FCPC Renewable Generation | 59931 | GEN2 |  | OP | IC | OBG | 1.1 | 0 | 0 | 0 | 0 | 0 | Distributed from 923 Generation And Fuel | 2013
25208 | 2022 | WI | Fennimore | 4114 | 4 |  | SB | IC | DFO | 1.1 | 0 | 1.486 | 5.3496 | 0.595 | 2.142 | Distributed from 923 Generation And Fuel | 1964
25209 | 2022 | WI | Fennimore | 4114 | 5 |  | SB | IC | DFO | 0.9 | 0 | 1.216 | 4.3776 | 0.486 | 1.7496 | Distributed from 923 Generation And Fuel | 1952
25210 | 2022 | WI | Fennimore | 4114 | 6 |  | SB | IC | DFO | 1.8 | 0 | 2.432 | 8.7551 | 0.973 | 3.5028 | Distributed from 923 Generation And Fuel | 1999
25211 | 2022 | WI | Fennimore | 4114 | 7 |  | SB | IC | DFO | 1.8 | 0 | 2.432 | 8.7551 | 0.973 | 3.5028 | Distributed from 923 Generation And Fuel | 1999
25212 | 2022 | WI | Fennimore | 4114 | 8 |  | SB | IC | DFO | 1.8 | 0 | 2.432 | 8.7551 | 0.973 | 3.5028 | Distributed from 923 Generation And Fuel | 1999
25213 | 2022 | WI | Fennimore Solar | 62847 | FEN6 |  | OP | PV | SUN | 3 | 0.153 | 4033 | 14518.6839 | 2400 | 8639.9309 | Distributed from 923 Generation And Fuel | 2019
25214 | 2022 | WI | Fiber Recovery, Inc. | 61652 | ENG1 |  | OP | IC | LFG | 0.8 | 0 | 0 | 0 | 0 | 0 | Distributed from 923 Generation And Fuel | 2008
25215 | 2022 | WI | Fiber Recovery, Inc. | 61652 | ENG2 |  | OP | IC | LFG | 0.8 | 0 | 0 | 0 | 0 | 0 | Distributed from 923 Generation And Fuel | 2008
25216 | 2022 | WI | Fiber Recovery, Inc. | 61652 | ENG3 |  | OP | IC | LFG | 0.8 | 0 | 0 | 0 | 0 | 0 | Distributed from 923 Generation And Fuel | 2008
25217 | 2022 | WI | Fitchburg | 3991 | 1 |  | OP | GT | NG | 28.8 | 0 | -64.5 | -232.1981 | -29.5 | -106.1992 | Distributed from 923 Generation And Fuel | 1973
25218 | 2022 | WI | Fitchburg | 3991 | 2 |  | OP | GT | NG | 28.8 | 0 | -64.5 | -232.1981 | -29.5 | -106.1992 | Distributed from 923 Generation And Fuel | 1973
25219 | 2022 | WI | Flambeau Crowley Rapids Project | 55684 | GEN1 |  | OP | HY | WAT | 1 | 0.293 | 2568 | 9244.726 | 1081.333 | 3892.7677 | Distributed from 923 Generation And Fuel | 1930
25220 | 2022 | WI | Flambeau Crowley Rapids Project | 55684 | GEN2 |  | OP | HY | WAT | 0.5 | 0.293 | 1284 | 4622.363 | 540.667 | 1946.3856 | Distributed from 923 Generation And Fuel | 1930
25221 | 2022 | WI | Flambeau Hydroelectric Station | 4142 | 1 |  | OP | HY | WAT | 7.9 | 0.318 | 22010.118 | 79235.7909 | 9269.573 | 33370.1958 | Distributed from 923 Generation And Fuel | 1951
25222 | 2022 | WI | Flambeau Hydroelectric Station | 4142 | 2 |  | OP | HY | WAT | 6.2 | 0.318 | 17273.764 | 62185.0529 | 7274.855 | 26189.2685 | Distributed from 923 Generation And Fuel | 1951
25223 | 2022 | WI | Flambeau Hydroelectric Station | 4142 | 3 |  | OP | HY | WAT | 7.9 | 0.318 | 22010.118 | 79235.7909 | 9269.573 | 33370.1958 | Distributed from 923 Generation And Fuel | 1951
25224 | 2022 | WI | Flambeau Lower Project | 55685 | GEN1 |  | OP | HY | WAT | 0.4 | 0.283 | 991 | 3567.5715 | 417.333 | 1502.3868 | Distributed from 923 Generation And Fuel | 1923
25225 | 2022 | WI | Flambeau Lower Project | 55685 | GEN2 |  | OP | HY | WAT | 0.4 | 0.283 | 991 | 3567.5715 | 417.333 | 1502.3868 | Distributed from 923 Generation And Fuel | 1923
25226 | 2022 | WI | Flambeau Lower Project | 55685 | GEN3 |  | OP | HY | WAT | 0.4 | 0.283 | 991 | 3567.5715 | 417.333 | 1502.3868 | Distributed from 923 Generation And Fuel | 1923
25227 | 2022 | WI | Flambeau Solar Partners | 61595 | FLAMB |  | OP | PV | SUN | 2.5 | 0.205 | 4493 | 16174.6706 | 2674 | 9626.323 | Distributed from 923 Generation And Fuel | 2017
25228 | 2022 | WI | Forward Wind Energy Center | 56942 | 1 |  | OP | WT | WND | 99 | 0.132 | 114849.977 | 413456.6095 | 34580.163 | 124487.5909 | Distributed from 923 Generation And Fuel | 2008
25229 | 2022 | WI | Forward Wind Energy Center | 56942 | 2 |  | OP | WT | WND | 30 | 0.132 | 34803.023 | 125289.8805 | 10478.837 | 37723.5114 | Distributed from 923 Generation And Fuel | 2009
25230 | 2022 | WI | Fox Energy Center | 56031 | CTG1 |  | OP | CT | NG | 198.9 | 0.776 | 1351403 | 4865011.8799 | 519549 | 1870361.4371 | EIA-923 Generator File | 2006
25231 | 2022 | WI | Fox Energy Center | 56031 | CTG2 |  | OP | CT | NG | 198.9 | 0.762 | 1328273 | 4781744.546 | 523296 | 1883850.5292 | EIA-923 Generator File | 2005
25232 | 2022 | WI | Fox Energy Center | 56031 | STG | 2 | OP | CA | NG | 221 | 0.815 | 1578698 | 5683267.3339 | 661445 | 2381182.9505 | EIA-923 Generator File | 2005
25233 | 2022 | WI | Frederic Diesel | 4020 | 10 |  | OP | IC | DFO | 2.5 | 0 | -0.365 | -1.314 | 0 | 0 | Distributed from 923 Generation And Fuel | 2000
25234 | 2022 | WI | Frederic Diesel | 4020 | 2 |  | OP | IC | DFO | 0.7 | 0 | -0.102 | -0.3672 | 0 | 0 | Distributed from 923 Generation And Fuel | 1948
25235 | 2022 | WI | Frederic Diesel | 4020 | 3 |  | OP | IC | DFO | 0.7 | 0 | -0.102 | -0.3672 | 0 | 0 | Distributed from 923 Generation And Fuel | 1949
25236 | 2022 | WI | Frederic Diesel | 4020 | 4 |  | OP | IC | DFO | 0.7 | 0 | -0.102 | -0.3672 | 0 | 0 | Distributed from 923 Generation And Fuel | 1955
25237 | 2022 | WI | Frederic Diesel | 4020 | 5 |  | OP | IC | DFO | 0.6 | 0 | -0.088 | -0.3168 | 0 | 0 | Distributed from 923 Generation And Fuel | 1955
25238 | 2022 | WI | Frederic Diesel | 4020 | 6 |  | OP | IC | DFO | 1.8 | 0 | -0.263 | -0.94679 | 0 | 0 | Distributed from 923 Generation And Fuel | 1970
25239 | 2022 | WI | Frederic Diesel | 4020 | 7 |  | OP | IC | DFO | 1.7 | 0 | -0.248 | -0.89279 | 0 | 0 | Distributed from 923 Generation And Fuel | 1975
25240 | 2022 | WI | Frederic Diesel | 4020 | 8 |  | OP | IC | DFO | 2.5 | 0 | -0.365 | -1.314 | 0 | 0 | Distributed from 923 Generation And Fuel | 2000
25241 | 2022 | WI | Frederic Diesel | 4020 | 9 |  | OP | IC | DFO | 2.5 | 0 | -0.365 | -1.314 | 0 | 0 | Distributed from 923 Generation And Fuel | 2000
25242 | 2022 | WI | French Island | 4005 | 1 | 2 | OP | ST | WDS | 15.2 | 0.204 | 27195 | 97901.2168 | 9143 | 32914.5367 | EIA-923 Generator File | 1940 | 2030
25243 | 2022 | WI | French Island | 4005 | 2 | 2 | OP | ST | WDS | 15.2 | 0.242 | 32233 | 116037.8717 | 13522 | 48678.8106 | EIA-923 Generator File | 1948 | 2030
25244 | 2022 | WI | French Island | 4005 | 3 |  | OP | GT | DFO | 78.8 | 0 | 13.5 | 48.5996 | 112.5 | 404.9968 | Distributed from 923 Generation And Fuel | 1974 | 2030
25245 | 2022 | WI | French Island | 4005 | 4 |  | OP | GT | DFO | 78.8 | 0 | 13.5 | 48.5996 | 112.5 | 404.9968 | Distributed from 923 Generation And Fuel | 1974 | 2030
25246 | 2022 | WI | Galactic Wind | 62161 | GWT |  | OP | WT | WND | 9.9 | 0.275 | 23854 | 85873.713 | 7067 | 25440.9965 | Distributed from 923 Generation And Fuel | 2012
25247 | 2022 | WI | Georgia-Pacific Corp - Nekoosa Mill | 50395 | HY1 |  | OP | HY | WAT | 0.8 | 0.663 | 4646.359 | 16726.7586 | 1878.974 | 6764.2523 | Distributed from 923 Generation And Fuel | 1917
25248 | 2022 | WI | Georgia-Pacific Corp - Nekoosa Mill | 50395 | HY2 |  | OP | HY | WAT | 0.8 | 0.663 | 4646.359 | 16726.7586 | 1878.974 | 6764.2523 | Distributed from 923 Generation And Fuel | 1917
25249 | 2022 | WI | Georgia-Pacific Corp - Nekoosa Mill | 50395 | HY3 |  | OP | HY | WAT | 0.8 | 0.663 | 4646.359 | 16726.7586 | 1878.974 | 6764.2523 | Distributed from 923 Generation And Fuel | 1923
25250 | 2022 | WI | Georgia-Pacific Corp - Nekoosa Mill | 50395 | HY4 |  | OP | HY | WAT | 0.6 | 0.663 | 3484.769 | 12545.068 | 1409.231 | 5073.191 | Distributed from 923 Generation And Fuel | 1912
25251 | 2022 | WI | Georgia-Pacific Corp - Nekoosa Mill | 50395 | HY5 |  | OA | HY | WAT | 0.7 | 0.663 | 4065.564 | 14635.9133 | 1644.103 | 5918.7235 | Distributed from 923 Generation And Fuel | 1950
25252 | 2022 | WI | Georgia-Pacific Corp - Nekoosa Mill | 50395 | NHG1 |  | OP | HY | WAT | 0.2 | 0.663 | 1161.59 | 4181.6905 | 469.744 | 1691.0649 | Distributed from 923 Generation And Fuel | 1926
25253 | 2022 | WI | Georgia-Pacific Corp - Nekoosa Mill | 50395 | TG14 | 1 | OP | ST | BLQ | 13.1 | 0.518 | 59434 | 213960.6883 | 18497 | 66588.6673 | EIA-923 Generator File | 1991
25254 | 2022 | WI | Georgia-Pacific Corp - Nekoosa Mill | 50395 | TG6 | 3 | OP | ST | NG | 6 | 0.685 | 36006 | 129620.563 | 15449 | 55615.9551 | EIA-923 Generator File | 1951
25255 | 2022 | WI | Georgia-Pacific Corp - Nekoosa Mill | 50395 | TG8 | 1 | OP | ST | NG | 16 | 0.489 | 68593 | 246932.8245 | 22067 | 79440.5645 | EIA-923 Generator File | 1966
25256 | 2022 | WI | Germantown | 6253 | 1 |  | OP | GT | DFO | 61.2 | 0.009 | 4592.097 | 16531.4169 | 3783.024 | 13618.7774 | Distributed from 923 Generation And Fuel | 1978
25257 | 2022 | WI | Germantown | 6253 | 2 |  | OP | GT | DFO | 61.2 | 0.009 | 4592.097 | 16531.4169 | 3783.024 | 13618.7774 | Distributed from 923 Generation And Fuel | 1978
25258 | 2022 | WI | Germantown | 6253 | 3 |  | OP | GT | DFO | 61.2 | 0.009 | 4592.097 | 16531.4169 | 3783.024 | 13618.7774 | Distributed from 923 Generation And Fuel | 1978
25259 | 2022 | WI | Germantown | 6253 | 4 |  | OP | GT | DFO | 61.2 | 0.009 | 4592.097 | 16531.4169 | 3783.024 | 13618.7774 | Distributed from 923 Generation And Fuel | 1978
25260 | 2022 | WI | Germantown | 6253 | 5 |  | OP | GT | NG | 90.9 | 0.009 | 6820.614 | 24554.014 | 5618.903 | 20227.889 | Distributed from 923 Generation And Fuel | 2000
25261 | 2022 | WI | Glacier Hills | 57199 | 1 |  | OP | WT | WND | 162 | 0.288 | 408498 | 1470581.0354 | 119308 | 429505.364 | Distributed from 923 Generation And Fuel | 2011
25262 | 2022 | WI | Gordon | 3976 | 3 |  | SB | IC | DFO | 0.7 | 0 | 0 | 0 | 0 | 0 | Distributed from 923 Generation And Fuel | 1955
25263 | 2022 | WI | Gordon | 3976 | 4 |  | SB | IC | DFO | 0.7 | 0 | 0 | 0 | 0 | 0 | Distributed from 923 Generation And Fuel | 1949
25264 | 2022 | WI | Gordon | 3976 | 5 |  | SB | IC | DFO | 2.8 | 0 | 0 | 0 | 0 | 0 | Distributed from 923 Generation And Fuel | 2001
25265 | 2022 | WI | Gordon | 3976 | 6 |  | SB | IC | DFO | 2.8 | 0 | 0 | 0 | 0 | 0 | Distributed from 923 Generation And Fuel | 2001
25266 | 2022 | WI | Grandfather Falls | 4063 | 1 |  | OP | HY | WAT | 11 | 0.565 | 54450.64 | 196020.7358 | 22931.802 | 82553.8268 | Distributed from 923 Generation And Fuel | 1938
25267 | 2022 | WI | Grandfather Falls | 4063 | 2 |  | OP | HY | WAT | 6.2 | 0.565 | 30690.36 | 110484.4121 | 12925.198 | 46530.3406 | Distributed from 923 Generation And Fuel | 1938
25268 | 2022 | WI | Grantsburg Diesel | 4021 | 1A |  | OP | IC | DFO | 0.7 | 0 | -0.219 | -0.78839 | -0.109 | -0.3924 | Distributed from 923 Generation And Fuel | 1995
25269 | 2022 | WI | Grantsburg Diesel | 4021 | 2 |  | OP | IC | DFO | 0.7 | 0 | -0.219 | -0.78839 | -0.109 | -0.3924 | Distributed from 923 Generation And Fuel | 1963
25270 | 2022 | WI | Grantsburg Diesel | 4021 | 3 |  | OP | IC | DFO | 1 | 0 | -0.312 | -1.1232 | -0.156 | -0.5616 | Distributed from 923 Generation And Fuel | 1968
25271 | 2022 | WI | Grantsburg Diesel | 4021 | 4 |  | OP | IC | DFO | 2.2 | 0 | -0.688 | -2.4768 | -0.344 | -1.2384 | Distributed from 923 Generation And Fuel | 1975
25272 | 2022 | WI | Grantsburg Diesel | 4021 | 8 |  | OP | IC | DFO | 1.8 | 0 | -0.563 | -2.0268 | -0.281 | -1.0116 | Distributed from 923 Generation And Fuel | 2007
25273 | 2022 | WI | Hat Rapids | 4064 | 1 |  | OP | HY | WAT | 0.8 | 0.468 | 3281.412 | 11812.9887 | 1382.118 | 4975.585 | Distributed from 923 Generation And Fuel | 1923
25274 | 2022 | WI | Hat Rapids | 4064 | 2A |  | OP | HY | WAT | 0.5 | 0.468 | 2050.882 | 7383.1161 | 863.824 | 3109.7415 | Distributed from 923 Generation And Fuel | 1984
25275 | 2022 | WI | Hat Rapids | 4064 | 3A |  | OP | HY | WAT | 0.4 | 0.468 | 1640.706 | 5906.4943 | 691.059 | 2487.7925 | Distributed from 923 Generation And Fuel | 1984
25276 | 2022 | WI | Hermsdorf Solar | 64780 | 1 |  | OP | PV | SUN | 8 | 0.183 | 12807 | 46104.8312 | 8521 | 30675.3546 | Distributed from 923 Generation And Fuel | 2022
25277 | 2022 | WI | High Falls (WI) | 4065 | 1 |  | OP | HY | WAT | 1.4 | 0.285 | 3501 | 12603.4992 | 1474.4 | 5307.7975 | Distributed from 923 Generation And Fuel | 1910
25278 | 2022 | WI | High Falls (WI) | 4065 | 2 |  | OP | HY | WAT | 1.4 | 0.285 | 3501 | 12603.4992 | 1474.4 | 5307.7975 | Distributed from 923 Generation And Fuel | 1910
25279 | 2022 | WI | High Falls (WI) | 4065 | 3 |  | OP | HY | WAT | 1.4 | 0.285 | 3501 | 12603.4992 | 1474.4 | 5307.7975 | Distributed from 923 Generation And Fuel | 1910
25280 | 2022 | WI | High Falls (WI) | 4065 | 4 |  | OP | HY | WAT | 1.4 | 0.285 | 3501 | 12603.4992 | 1474.4 | 5307.7975 | Distributed from 923 Generation And Fuel | 1910
25281 | 2022 | WI | High Falls (WI) | 4065 | 5 |  | OP | HY | WAT | 1.4 | 0.285 | 3501 | 12603.4992 | 1474.4 | 5307.7975 | Distributed from 923 Generation And Fuel | 1910
25282 | 2022 | WI | Hodag Solar | 65968 | HODAG |  | OP | PV | SUN | 7.5 | 0.275 | 18062 | 65022.6798 | 10750 | 38699.6904 | Distributed from 923 Generation And Fuel | 2022
25283 | 2022 | WI | Holcombe | 4007 | 1 |  | OP | HY | WAT | 11.3 | 0.318 | 31518.667 | 113466.2935 | 13274 | 47786.0177 | Distributed from 923 Generation And Fuel | 1950
25284 | 2022 | WI | Holcombe | 4007 | 2 |  | OP | HY | WAT | 11.3 | 0.318 | 31518.667 | 113466.2935 | 13274 | 47786.0177 | Distributed from 923 Generation And Fuel | 1950
25285 | 2022 | WI | Holcombe | 4007 | 3 |  | OP | HY | WAT | 11.3 | 0.318 | 31518.667 | 113466.2935 | 13274 | 47786.0177 | Distributed from 923 Generation And Fuel | 1950
25286 | 2022 | WI | HQC Rock River Solar Power Gen Station | 60573 | PV1 |  | OP | PV | SUN | 2.1 | 0.166 | 3047 | 10969.1122 | 1814 | 6530.3478 | Distributed from 923 Generation And Fuel | 2016
25287 | 2022 | WI | IKEA Oak Creek Rooftop PV System | 61816 | PV1 |  | OP | PV | SUN | 1.2 | 0.082 | 859 | 3092.3753 | 511 | 1839.5853 | Distributed from 923 Generation And Fuel | 2018
25288 | 2022 | WI | Island Street Peaking Plant | 55836 | FT81 |  | OP | GT | NG | 60.5 | 0.022 | 11760 | 42335.6613 | 3628 | 13060.6955 | Distributed from 923 Generation And Fuel | 2004
25289 | 2022 | WI | Jefferson Solar Park | 59771 | JSP01 |  | OP | PV | SUN | 1 | 0.125 | 1098 | 3952.7684 | 654 | 2354.3812 | Distributed from 923 Generation And Fuel | 2013
25290 | 2022 | WI | Jim Falls | 4008 | 1 |  | OP | HY | WAT | 29.6 | 0.241 | 62564.401 | 225230.0418 | 26348.95 | 94855.4612 | Distributed from 923 Generation And Fuel | 1988
25291 | 2022 | WI | Jim Falls | 4008 | 2 |  | OP | HY | WAT | 29.6 | 0.241 | 62564.401 | 225230.0418 | 26348.95 | 94855.4612 | Distributed from 923 Generation And Fuel | 1988
25292 | 2022 | WI | Jim Falls | 4008 | 4 |  | OP | HY | WAT | 0.6 | 0.241 | 1268.197 | 4565.4727 | 534.1 | 1922.7446 | Distributed from 923 Generation And Fuel | 1988
25293 | 2022 | WI | John P Madgett | 4271 | 1 | 1 | OP | ST | SUB | 387 | 0.62 | 2101639 | 7565839.8733 | 889038 | 3200511.1959 | EIA-923 Generator File | 1979
25294 | 2022 | WI | Johnson Falls | 4067 | 1 |  | OP | HY | WAT | 1.7 | 0.366 | 5447 | 19609.0431 | 2294 | 8258.3339 | Distributed from 923 Generation And Fuel | 1923
25295 | 2022 | WI | Johnson Falls | 4067 | 2 |  | OP | HY | WAT | 1.7 | 0.366 | 5447 | 19609.0431 | 2294 | 8258.3339 | Distributed from 923 Generation And Fuel | 1923
25296 | 2022 | WI | Kaukauna City Hydro | 7822 | 1 |  | OP | HY | WAT | 2.4 | 0.757 | 15914 | 57289.9417 | 6702 | 24127.007 | Distributed from 923 Generation And Fuel | 1940
25297 | 2022 | WI | Kaukauna City Hydro | 7822 | 2 |  | OP | HY | WAT | 2.4 | 0.757 | 15914 | 57289.9417 | 6702 | 24127.007 | Distributed from 923 Generation And Fuel | 1942
25298 | 2022 | WI | Kaukauna Gas Turbine | 4118 | GT1 |  | OP | GT | NG | 18 | 0.009 | 1354 | 4874.361 | 623 | 2242.7821 | Distributed from 923 Generation And Fuel | 1969
25299 | 2022 | WI | Kaukauna Paper Mill | 54098 | GEN1 | 5 | OP | ST | BLQ | 6 | 0.498 | 26179 | 94243.6461 | 7471 | 26895.3848 | EIA-923 Generator File | 1951
25300 | 2022 | WI | Kaukauna Paper Mill | 54098 | GEN2 | 5 | OP | ST | BLQ | 11 | 0.546 | 52582 | 189293.6857 | 14329 | 51583.9873 | EIA-923 Generator File | 1977
25301 | 2022 | WI | Kaukauna Paper Mill | 54098 | GEN3 | 5 | OP | ST | BLQ | 15.6 | 0.256 | 34992 | 125970.1922 | 18782 | 67614.6591 | EIA-923 Generator File | 1962
25302 | 2022 | WI | Kaukauna Paper Mill | 54098 | GEN4 | 1 | OP | ST | BIT | 12 | 0.303 | 31834 | 114601.4832 | 14575 | 52469.5802 | EIA-923 Generator File | 1967
25303 | 2022 | WI | Kilbourn | 4053 | 2 |  | OP | HY | WAT | 2.5 | 0.679 | 14864.948 | 53513.3847 | 6260.309 | 22536.9321 | Distributed from 923 Generation And Fuel | 1939
25304 | 2022 | WI | Kilbourn | 4053 | HC1 |  | OP | HY | WAT | 2.2 | 0.679 | 13081.155 | 47091.7813 | 5509.072 | 19832.5005 | Distributed from 923 Generation And Fuel | 1926
25305 | 2022 | WI | Kilbourn | 4053 | HC5 |  | OP | HY | WAT | 2.5 | 0.679 | 14864.948 | 53513.3847 | 6260.309 | 22536.9321 | Distributed from 923 Generation And Fuel | 1935
25306 | 2022 | WI | Kilbourn | 4053 | HC6 |  | OP | HY | WAT | 2.5 | 0.679 | 14864.948 | 53513.3847 | 6260.309 | 22536.9321 | Distributed from 923 Generation And Fuel | 1937
25307 | 2022 | WI | Kimberly Mill | 54885 | 1H |  | OP | HY | WAT | 0.7 | 0.715 | 4383.333 | 15779.8726 | 1846 | 6645.5468 | Distributed from 923 Generation And Fuel | 1926
25308 | 2022 | WI | Kimberly Mill | 54885 | 2H |  | OP | HY | WAT | 0.7 | 0.715 | 4383.333 | 15779.8726 | 1846 | 6645.5468 | Distributed from 923 Generation And Fuel | 1927
25309 | 2022 | WI | Kimberly Mill | 54885 | 3H |  | OP | HY | WAT | 0.7 | 0.715 | 4383.333 | 15779.8726 | 1846 | 6645.5468 | Distributed from 923 Generation And Fuel | 1927
25310 | 2022 | WI | Kohler Solar | 65681 | PV1 |  | OP | PV | SUN | 2.3 | 0.037 | 741 | 2667.5787 | 573 | 2062.7835 | Distributed from 923 Generation And Fuel | 2022
25311 | 2022 | WI | La Farge | 4124 | 2A |  | OP | IC | DFO | 1.5 | 0.001 | 13 | 46.7996 | 5 | 17.9999 | Distributed from 923 Generation And Fuel | 1990
25312 | 2022 | WI | LAC Courte Oreilles Hydroelect | 10453 | U1 |  | OP | HY | WAT | 0.2 | 0.307 | 538 | 1936.7845 | 226.588 | 815.7103 | Distributed from 923 Generation And Fuel | 1986
25313 | 2022 | WI | LAC Courte Oreilles Hydroelect | 10453 | U2 |  | OP | HY | WAT | 1.6 | 0.307 | 4304 | 15494.276 | 1812.706 | 6525.6894 | Distributed from 923 Generation And Fuel | 1986
25314 | 2022 | WI | LAC Courte Oreilles Hydroelect | 10453 | U3 |  | OP | HY | WAT | 1.6 | 0.307 | 4304 | 15494.276 | 1812.706 | 6525.6894 | Distributed from 923 Generation And Fuel | 1986
25315 | 2022 | WI | Ladysmith Dam | 3986 | 1 |  | OP | HY | WAT | 0.9 | 0.33 | 2601 | 9363.5251 | 1095.353 | 3943.2393 | Distributed from 923 Generation And Fuel | 1940
25316 | 2022 | WI | Ladysmith Dam | 3986 | 2 |  | OP | HY | WAT | 0.9 | 0.33 | 2601 | 9363.5251 | 1095.353 | 3943.2393 | Distributed from 923 Generation And Fuel | 1940
25317 | 2022 | WI | Ladysmith Dam | 3986 | 3 |  | OP | HY | WAT | 1.6 | 0.33 | 4624 | 16646.2668 | 1947.294 | 7010.2023 | Distributed from 923 Generation And Fuel | 1983
25318 | 2022 | WI | Lafayette DPC Solar | 60888 | PV1 |  | OP | PV | SUN | 1 | 0.176 | 1540 | 5543.9556 | 917 | 3301.1736 | Distributed from 923 Generation And Fuel | 2017
25319 | 2022 | WI | Liberty Pole DPC Solar | 60891 | PV1 |  | OP | PV | SUN | 1.1 | 0.213 | 2049 | 7376.341 | 1234 | 4442.3645 | Distributed from 923 Generation And Fuel | 2017
25320 | 2022 | WI | Little Chute | 4119 | 1 |  | OP | HY | WAT | 1.1 | 0.795 | 7663.333 | 27587.7781 | 3227.333 | 11618.3059 | Distributed from 923 Generation And Fuel | 1948
25321 | 2022 | WI | Little Chute | 4119 | 2 |  | OP | HY | WAT | 1.1 | 0.795 | 7663.333 | 27587.7781 | 3227.333 | 11618.3059 | Distributed from 923 Generation And Fuel | 1948
25322 | 2022 | WI | Little Chute | 4119 | 3 |  | OP | HY | WAT | 1.1 | 0.795 | 7663.333 | 27587.7781 | 3227.333 | 11618.3059 | Distributed from 923 Generation And Fuel | 1948
25323 | 2022 | WI | Little Quinnesec Falls Hydro Project | 57190 | UNIT1 |  | OP | HY | WAT | 1.9 | 0.703 | 11693.233 | 42095.302 | 4924.589 | 17728.3786 | Distributed from 923 Generation And Fuel | 1909
25324 | 2022 | WI | Little Quinnesec Falls Hydro Project | 57190 | UNIT2 |  | OP | HY | WAT | 0.8 | 0.703 | 4923.467 | 17724.3394 | 2073.511 | 7464.5799 | Distributed from 923 Generation And Fuel | 1900
25325 | 2022 | WI | Little Quinnesec Falls Hydro Project | 57190 | UNIT3 |  | OP | HY | WAT | 1.9 | 0.703 | 11693.233 | 42095.302 | 4924.589 | 17728.3786 | Distributed from 923 Generation And Fuel | 1911
25326 | 2022 | WI | Little Quinnesec Falls Hydro Project | 57190 | UNIT4 |  | OP | HY | WAT | 1 | 0.703 | 6154.333 | 22155.4216 | 2591.889 | 9330.7258 | Distributed from 923 Generation And Fuel | 1900
25327 | 2022 | WI | Little Quinnesec Falls Hydro Project | 57190 | UNIT5 |  | OP | HY | WAT | 1 | 0.703 | 6154.333 | 22155.4216 | 2591.889 | 9330.7258 | Distributed from 923 Generation And Fuel | 1900
25328 | 2022 | WI | Little Quinnesec Falls Hydro Project | 57190 | UNIT6 |  | OP | HY | WAT | 2.4 | 0.703 | 14770.4 | 53173.0146 | 6220.533 | 22393.7397 | Distributed from 923 Generation And Fuel | 1916
25329 | 2022 | WI | LSP-Whitewater LP | 55011 | CTG1 |  | OP | CT | NG | 177.3 | 0.393 | 610711.03 | 2198542.1197 | 293905.15 | 1058050.0756 | EIA-923 Generator File | 1997
25330 | 2022 | WI | LSP-Whitewater LP | 55011 | STG1 | 1 | OP | CA | NG | 106.2 | 0.368 | 342813.52 | 1234118.799 | 175632.08 | 632270.4298 | EIA-923 Generator File | 1997
25331 | 2022 | WI | Manitowoc | 4125 | 5 | 3 | OP | ST | WDS | 22 | 0.346 | 66747 | 240287.2777 | 35942 | 129390.1649 | EIA-923 Generator File | 1955
25332 | 2022 | WI | Manitowoc | 4125 | 6 | 3 | OP | ST | WDS | 32 | -0.003 | -847 | -3049.1756 | -283 | -1018.7918 | EIA-923 Generator File | 1962
25333 | 2022 | WI | Manitowoc | 4125 | 9 | 1 | OP | ST | PC | 63.4 | 0.417 | 231361 | 832892.9369 | 118498 | 426589.3873 | EIA-923 Generator File | 2007
25334 | 2022 | WI | Marshfield Utilities Gas Plant | 56480 | M1 |  | OP | GT | NG | 60.4 | 0.017 | 9152 | 32946.9364 | 8482 | 30534.9557 | Distributed from 923 Generation And Fuel | 2011
25335 | 2022 | WI | Medford DPC Solar | 60894 | PV1 |  | OP | PV | SUN | 2 | 0.167 | 2920 | 10511.9159 | 1830 | 6587.9473 | Distributed from 923 Generation And Fuel | 2017
25336 | 2022 | WI | Menomonie | 4009 | 1 |  | OP | HY | WAT | 2.7 | 0.486 | 11493.5 | 41376.269 | 4840.5 | 17425.6606 | Distributed from 923 Generation And Fuel | 1958
25337 | 2022 | WI | Menomonie | 4009 | 2 |  | OP | HY | WAT | 2.7 | 0.486 | 11493.5 | 41376.269 | 4840.5 | 17425.6606 | Distributed from 923 Generation And Fuel | 1958
25338 | 2022 | WI | Merrill | 4068 | 1 |  | OP | HY | WAT | 0.4 | 0.41 | 1435.13 | 5166.4267 | 604.348 | 2175.6354 | Distributed from 923 Generation And Fuel | 1917
25339 | 2022 | WI | Merrill | 4068 | 2 |  | OP | HY | WAT | 0.4 | 0.41 | 1435.13 | 5166.4267 | 604.348 | 2175.6354 | Distributed from 923 Generation And Fuel | 1917
25340 | 2022 | WI | Merrill | 4068 | 3 |  | OP | HY | WAT | 1.5 | 0.41 | 5381.739 | 19374.1054 | 2266.304 | 8158.6291 | Distributed from 923 Generation And Fuel | 1984
25341 | 2022 | WI | Metro Gas Recovery | 50576 | GEN1 |  | OP | GT | LFG | 3 | 0.354 | 9302.5 | 33488.7321 | 3770.5 | 13573.6914 | Distributed from 923 Generation And Fuel | 1985
25342 | 2022 | WI | Metro Gas Recovery | 50576 | GEN2 |  | OP | GT | LFG | 3 | 0.354 | 9302.5 | 33488.7321 | 3770.5 | 13573.6914 | Distributed from 923 Generation And Fuel | 1985
25343 | 2022 | WI | Metro Gas Recovery | 50576 | GEN3 |  | OP | IC | LFG | 0.8 | 0.845 | 5919.75 | 21310.9295 | 2399.5 | 8638.1309 | Distributed from 923 Generation And Fuel | 2000
25344 | 2022 | WI | Metro Gas Recovery | 50576 | GEN4 |  | OP | IC | LFG | 0.8 | 0.845 | 5919.75 | 21310.9295 | 2399.5 | 8638.1309 | Distributed from 923 Generation And Fuel | 2000
25345 | 2022 | WI | Metro Gas Recovery | 50576 | GEN5 |  | OP | IC | LFG | 0.8 | 0.845 | 5919.75 | 21310.9295 | 2399.5 | 8638.1309 | Distributed from 923 Generation And Fuel | 2000
25346 | 2022 | WI | Metro Gas Recovery | 50576 | GEN6 |  | OP | IC | LFG | 0.8 | 0.845 | 5919.75 | 21310.9295 | 2399.5 | 8638.1309 | Distributed from 923 Generation And Fuel | 2000
25347 | 2022 | WI | Middleton Airport Solar | 62731 | 1 |  | OP | PV | SUN | 5.6 | 0.16 | 7858 | 28288.5737 | 4677 | 16837.0653 | Distributed from 923 Generation And Fuel | 2020
25348 | 2022 | WI | Middleton Biogas Solar, LLC | 66048 | MBS |  | OP | PV | SUN | 1.9 | 0.127 | 2107 | 7585.1393 | 1705 | 6137.9509 | Distributed from 923 Generation And Fuel | 2022
25349 | 2022 | WI | Middleton Biogas Solar, LLC | 66048 | MBS-B |  | OP | BA | MWH | 0.3 | 0 | 0 | 0 | 0 | 0 | Distributed from 923 Generation And Fuel | 2022
25350 | 2022 | WI | MMSD Jones Island Wastewater | 54851 | GEN1 |  | OP | GT | NG | 17.5 | 0.295 | 45280.831 | 163009.6875 | 19005.112 | 68417.8559 | Distributed from 923 Generation And Fuel | 1971
25351 | 2022 | WI | MMSD Jones Island Wastewater | 54851 | SOL1 |  | OP | GT | NG | 4.6 | 0.295 | 11902.39 | 42848.2612 | 4995.629 | 17984.1205 | Distributed from 923 Generation And Fuel | 2013
25352 | 2022 | WI | MMSD Jones Island Wastewater | 54851 | SOL2 |  | OP | GT | LFG | 4.6 | 0.295 | 11902.39 | 42848.2612 | 4995.629 | 17984.1205 | Distributed from 923 Generation And Fuel | 2013
25353 | 2022 | WI | MMSD Jones Island Wastewater | 54851 | SOL3 |  | OP | GT | LFG | 4.6 | 0.295 | 11902.39 | 42848.2612 | 4995.629 | 17984.1205 | Distributed from 923 Generation And Fuel | 2013
25354 | 2022 | WI | MMSD South Shore Wastewater | 55525 | 1 |  | OP | IC | OBG | 1.5 | 0.695 | 9134.412 | 32883.6201 | 3771.176 | 13576.125 | Distributed from 923 Generation And Fuel | 2000
25355 | 2022 | WI | MMSD South Shore Wastewater | 55525 | 1CAT |  | OP | IC | OBG | 0.9 | 0.695 | 5480.647 | 19730.1714 | 2262.706 | 8145.6764 | Distributed from 923 Generation And Fuel | 2009
25356 | 2022 | WI | MMSD South Shore Wastewater | 55525 | 2CAT |  | OP | IC | OBG | 0.9 | 0.695 | 5480.647 | 19730.1714 | 2262.706 | 8145.6764 | Distributed from 923 Generation And Fuel | 2010
25357 | 2022 | WI | MMSD South Shore Wastewater | 55525 | 3CAT |  | OP | IC | OBG | 0.9 | 0.695 | 5480.647 | 19730.1714 | 2262.706 | 8145.6764 | Distributed from 923 Generation And Fuel | 2009
25358 | 2022 | WI | MMSD South Shore Wastewater | 55525 | 4CAT |  | OP | IC | OBG | 0.9 | 0.695 | 5480.647 | 19730.1714 | 2262.706 | 8145.6764 | Distributed from 923 Generation And Fuel | 2009
25359 | 2022 | WI | Montfort Wind Energy Center | 55742 | ER15 |  | OP | WT | WND | 30 | 0.244 | 64230 | 231226.1502 | 18008 | 64828.2814 | Distributed from 923 Generation And Fuel | 2002
25360 | 2022 | WI | Mosinee Mill | 50614 | GEN1 | 3 | OP | ST | BLQ | 15 | 0.6 | 78822 | 283756.9299 | 29376 | 105752.754 | EIA-923 Generator File | 1976
25361 | 2022 | WI | Mosinee Mill | 50614 | HYD1 |  | OP | HY | WAT | 2.2 | 0.588 | 11325.471 | 40771.3694 | 5127.294 | 18458.1107 | Distributed from 923 Generation And Fuel | 1924
25362 | 2022 | WI | Mosinee Mill | 50614 | HYD2 |  | OP | HY | WAT | 0.6 | 0.588 | 3088.765 | 11119.465 | 1398.353 | 5034.0305 | Distributed from 923 Generation And Fuel | 1916
25363 | 2022 | WI | Mosinee Mill | 50614 | HYD3 |  | OP | HY | WAT | 0.6 | 0.588 | 3088.765 | 11119.465 | 1398.353 | 5034.0305 | Distributed from 923 Generation And Fuel | 1916
25364 | 2022 | WI | Mosinee Mill | 50614 | WEST | 3 | OP | ST | BLQ | 5 | 0.668 | 29264 | 105349.5572 | 11208 | 40348.4772 | EIA-923 Generator File | 1951
25365 | 2022 | WI | Mt. Hope DPC Solar | 60893 | PV1 |  | OP | PV | SUN | 1 | 0.236 | 2064 | 7430.3406 | 1215 | 4373.965 | Distributed from 923 Generation And Fuel | 2017
25366 | 2022 | WI | New Auburn DPC Solar | 60936 | PV1 |  | OP | PV | SUN | 2.5 | 0.197 | 4307 | 15505.076 | 2691 | 9687.5225 | Distributed from 923 Generation And Fuel | 2018
25367 | 2022 | WI | New Badger | 4120 | 3 |  | OP | HY | WAT | 4.1 | 0.675 | 24242 | 87270.5018 | 9618 | 34624.523 | Distributed from 923 Generation And Fuel | 2014
25368 | 2022 | WI | New Badger | 4120 | 4 |  | OP | HY | WAT | 4.1 | 0.675 | 24242 | 87270.5018 | 9618 | 34624.523 | Distributed from 923 Generation And Fuel | 2014
25369 | 2022 | WI | New Lisbon | 4130 | 2 |  | OP | IC | DFO | 1.3 | 0 | 3.602 | 12.9671 | 1.253 | 4.5108 | Distributed from 923 Generation And Fuel | 1966
25370 | 2022 | WI | New Lisbon | 4130 | 5 |  | OP | IC | DFO | 2.4 | 0 | 6.651 | 23.9434 | 2.313 | 8.3267 | Distributed from 923 Generation And Fuel | 1977
25371 | 2022 | WI | New Lisbon | 4130 | 6 |  | OP | IC | DFO | 2.3 | 0 | 6.373 | 22.9426 | 2.217 | 7.9811 | Distributed from 923 Generation And Fuel | 2005
25372 | 2022 | WI | New Lisbon | 4130 | 7 |  | OP | IC | DFO | 2.3 | 0 | 6.373 | 22.9426 | 2.217 | 7.9811 | Distributed from 923 Generation And Fuel | 2005
25373 | 2022 | WI | New Lisbon Solar | 62848 | NEW9 |  | OP | PV | SUN | 2.5 | 0.189 | 4131 | 14871.481 | 2459 | 8852.3292 | Distributed from 923 Generation And Fuel | 2019
25374 | 2022 | WI | Nine Springs | 9674 | GT1 |  | OP | GT | NG | 16.2 | 0 | 36 | 129.599 | 17 | 61.1995 | Distributed from 923 Generation And Fuel | 1964
25375 | 2022 | WI | North Rock | 65010 | PV1 |  | OP | PV | SUN | 50 | 0.02 | 8911 | 32079.3434 | 0 | 0 | Distributed from 923 Generation And Fuel | 2022
25376 | 2022 | WI | O'Brien Solar Fields | 64590 | OBSFN |  | OP | PV | SUN | 8.3 | 0.199 | 14460.403 | 52057.0343 | 8606.462 | 30983.0153 | Distributed from 923 Generation And Fuel | 2021
25377 | 2022 | WI | O'Brien Solar Fields | 64590 | OBSFS |  | OP | PV | SUN | 8.3 | 0.199 | 14460.403 | 52057.0343 | 8606.462 | 30983.0153 | Distributed from 923 Generation And Fuel | 2021
25378 | 2022 | WI | O'Brien Solar Fields | 64590 | OBSFW |  | OP | PV | SUN | 5.5 | 0.199 | 9582.195 | 34495.626 | 5703.077 | 20530.913 | Distributed from 923 Generation And Fuel | 2021
25379 | 2022 | WI | Oconto Falls Lower | 50439 | GEN1 |  | OS | HY | WAT | 0.3 | 0.375 | 986.4 | 3551.0116 | 415.35 | 1495.248 | Distributed from 923 Generation And Fuel | 1971
25380 | 2022 | WI | Oconto Falls Lower | 50439 | GEN2 |  | OP | HY | WAT | 1.7 | 0.375 | 5589.6 | 20122.399 | 2353.65 | 8473.0722 | Distributed from 923 Generation And Fuel | 1971
25381 | 2022 | WI | Oconto Falls Upper | 4044 | 1 |  | OP | HY | WAT | 0.4 | 0.621 | 2176 | 7833.5373 | 916.364 | 3298.884 | Distributed from 923 Generation And Fuel | 1924
25382 | 2022 | WI | Oconto Falls Upper | 4044 | 2 |  | OP | HY | WAT | 0.4 | 0.621 | 2176 | 7833.5373 | 916.364 | 3298.884 | Distributed from 923 Generation And Fuel | 1921
25383 | 2022 | WI | Oconto Falls Upper | 4044 | 3 |  | OP | HY | WAT | 0.3 | 0.621 | 1632 | 5875.153 | 687.273 | 2474.163 | Distributed from 923 Generation And Fuel | 1918
25384 | 2022 | WI | Omega Hills Gas Recovery | 50577 | GEN1 |  | OP | GT | LFG | 3.1 | 0.651 | 17675.086 | 63629.8006 | 7293.234 | 26255.4324 | Distributed from 923 Generation And Fuel | 1985
25385 | 2022 | WI | Omega Hills Gas Recovery | 50577 | GEN2 |  | OP | GT | LFG | 3.1 | 0.651 | 17675.086 | 63629.8006 | 7293.234 | 26255.4324 | Distributed from 923 Generation And Fuel | 1985
25386 | 2022 | WI | Omega Hills Gas Recovery | 50577 | GEN3 |  | OP | GT | LFG | 3.3 | 0.651 | 18815.414 | 67734.9485 | 7763.766 | 27949.334 | Distributed from 923 Generation And Fuel | 2001
25387 | 2022 | WI | Omega Hills Gas Recovery | 50577 | GEN5 |  | OP | GT | LFG | 3.3 | 0.651 | 18815.414 | 67734.9485 | 7763.766 | 27949.334 | Distributed from 923 Generation And Fuel | 2010
25388 | 2022 | WI | Onalaska Campus Landfill Biogas | 57824 | 416LF |  | OP | IC | LFG | 1.1 | 0.442 | 4262 | 15343.0773 | 1727 | 6217.1503 | Distributed from 923 Generation And Fuel | 2012
25389 | 2022 | WI | Packaging of America Tomahawk Mill | 50476 | GEN1 | 7 | OP | ST | WDS | 6.3 | 0.738 | 40744.568 | 146679.2714 | 15416.656 | 55499.5176 | EIA-923 Generator File | 1948
25390 | 2022 | WI | Packaging of America Tomahawk Mill | 50476 | GEN2 | 7 | OP | ST | WDS | 9.4 | 0.66 | 54380.831 | 195769.4254 | 20346.837 | 73248.0272 | EIA-923 Generator File | 1978
25391 | 2022 | WI | Packaging of America Tomahawk Mill | 50476 | GEN3 |  | OP | HY | WAT | 1 | 0.541 | 4735 | 17045.8636 | 1994 | 7178.3426 | Distributed from 923 Generation And Fuel | 1920
25392 | 2022 | WI | Packaging of America Tomahawk Mill | 50476 | GEN4 |  | OP | HY | WAT | 1 | 0.541 | 4735 | 17045.8636 | 1994 | 7178.3426 | Distributed from 923 Generation And Fuel | 1920
25393 | 2022 | WI | Packaging of America Tomahawk Mill | 50476 | GEN5 |  | OP | HY | WAT | 1 | 0.541 | 4735 | 17045.8636 | 1994 | 7178.3426 | Distributed from 923 Generation And Fuel | 1920
25394 | 2022 | WI | Paris (WI) | 7270 | 1 |  | OP | GT | NG | 95.4 | 0.076 | 63343 | 228032.9757 | 52777.5 | 189997.48 | Distributed from 923 Generation And Fuel | 1995
25395 | 2022 | WI | Paris (WI) | 7270 | 2 |  | OP | GT | NG | 95.4 | 0.076 | 63343 | 228032.9757 | 52777.5 | 189997.48 | Distributed from 923 Generation And Fuel | 1995
25396 | 2022 | WI | Paris (WI) | 7270 | 3 |  | OP | GT | NG | 95.4 | 0.076 | 63343 | 228032.9757 | 52777.5 | 189997.48 | Distributed from 923 Generation And Fuel | 1995
25397 | 2022 | WI | Paris (WI) | 7270 | 4 |  | OP | GT | NG | 95.4 | 0.076 | 63343 | 228032.9757 | 52777.5 | 189997.48 | Distributed from 923 Generation And Fuel | 1995
25398 | 2022 | WI | Park Mill | 50408 | 1 |  | OP | HY | WAT | 0.4 | 0.684 | 2396.19 | 8626.215 | 1009.143 | 3632.8857 | Distributed from 923 Generation And Fuel | 1920
25399 | 2022 | WI | Park Mill | 50408 | 10 |  | OP | HY | WAT | 0.3 | 0.684 | 1797.143 | 6469.663 | 756.857 | 2724.6634 | Distributed from 923 Generation And Fuel | 1988
25400 | 2022 | WI | Park Mill | 50408 | 2 |  | OP | HY | WAT | 0.2 | 0.684 | 1198.095 | 4313.1075 | 504.571 | 1816.4411 | Distributed from 923 Generation And Fuel | 1922
25401 | 2022 | WI | Park Mill | 50408 | 3 |  | OP | HY | WAT | 0.4 | 0.684 | 2396.19 | 8626.215 | 1009.143 | 3632.8857 | Distributed from 923 Generation And Fuel | 1946
25402 | 2022 | WI | Park Mill | 50408 | 6 |  | OP | HY | WAT | 0.4 | 0.684 | 2396.19 | 8626.215 | 1009.143 | 3632.8857 | Distributed from 923 Generation And Fuel | 1966
25403 | 2022 | WI | Park Mill | 50408 | 7 |  | OP | HY | WAT | 0.4 | 0.684 | 2396.19 | 8626.215 | 1009.143 | 3632.8857 | Distributed from 923 Generation And Fuel | 1968
25404 | 2022 | WI | Petenwell | 4080 | 1 |  | OP | HY | WAT | 5 | 0.583 | 25557.25 | 92005.364 | 10763.5 | 38748.29 | Distributed from 923 Generation And Fuel | 1949
25405 | 2022 | WI | Petenwell | 4080 | 2 |  | OP | HY | WAT | 5 | 0.583 | 25557.25 | 92005.364 | 10763.5 | 38748.29 | Distributed from 923 Generation And Fuel | 1949
25406 | 2022 | WI | Petenwell | 4080 | 3 |  | OP | HY | WAT | 5 | 0.583 | 25557.25 | 92005.364 | 10763.5 | 38748.29 | Distributed from 923 Generation And Fuel | 1949
25407 | 2022 | WI | Petenwell | 4080 | 4 |  | OP | HY | WAT | 5 | 0.583 | 25557.25 | 92005.364 | 10763.5 | 38748.29 | Distributed from 923 Generation And Fuel | 1950
25408 | 2022 | WI | Pheasant Run Landfill Gas Recovery | 54661 | GE10 |  | OP | IC | LFG | 0.8 | 0.516 | 3612.636 | 13005.3856 | 1464.273 | 5271.3406 | Distributed from 923 Generation And Fuel | 2002
25409 | 2022 | WI | Pheasant Run Landfill Gas Recovery | 54661 | GE11 |  | OP | IC | LFG | 0.8 | 0.516 | 3612.636 | 13005.3856 | 1464.273 | 5271.3406 | Distributed from 923 Generation And Fuel | 2002
25410 | 2022 | WI | Pheasant Run Landfill Gas Recovery | 54661 | GEN1 |  | OP | IC | LFG | 0.8 | 0.516 | 3612.636 | 13005.3856 | 1464.273 | 5271.3406 | Distributed from 923 Generation And Fuel | 1992
25411 | 2022 | WI | Pheasant Run Landfill Gas Recovery | 54661 | GEN2 |  | OP | IC | LFG | 0.8 | 0.516 | 3612.636 | 13005.3856 | 1464.273 | 5271.3406 | Distributed from 923 Generation And Fuel | 1992
25412 | 2022 | WI | Pheasant Run Landfill Gas Recovery | 54661 | GEN3 |  | OP | IC | LFG | 0.8 | 0.516 | 3612.636 | 13005.3856 | 1464.273 | 5271.3406 | Distributed from 923 Generation And Fuel | 1996
25413 | 2022 | WI | Pheasant Run Landfill Gas Recovery | 54661 | GEN4 |  | OP | IC | LFG | 0.8 | 0.516 | 3612.636 | 13005.3856 | 1464.273 | 5271.3406 | Distributed from 923 Generation And Fuel | 2000
25414 | 2022 | WI | Pheasant Run Landfill Gas Recovery | 54661 | GEN5 |  | OP | IC | LFG | 0.8 | 0.516 | 3612.636 | 13005.3856 | 1464.273 | 5271.3406 | Distributed from 923 Generation And Fuel | 2000
25415 | 2022 | WI | Pheasant Run Landfill Gas Recovery | 54661 | GEN6 |  | OP | IC | LFG | 0.8 | 0.516 | 3612.636 | 13005.3856 | 1464.273 | 5271.3406 | Distributed from 923 Generation And Fuel | 2000
25416 | 2022 | WI | Pheasant Run Landfill Gas Recovery | 54661 | GEN7 |  | OP | IC | LFG | 0.8 | 0.516 | 3612.636 | 13005.3856 | 1464.273 | 5271.3406 | Distributed from 923 Generation And Fuel | 2000
25417 | 2022 | WI | Pheasant Run Landfill Gas Recovery | 54661 | GEN8 |  | OP | IC | LFG | 0.8 | 0.516 | 3612.636 | 13005.3856 | 1464.273 | 5271.3406 | Distributed from 923 Generation And Fuel | 2002
25418 | 2022 | WI | Pheasant Run Landfill Gas Recovery | 54661 | GEN9 |  | OP | IC | LFG | 0.8 | 0.516 | 3612.636 | 13005.3856 | 1464.273 | 5271.3406 | Distributed from 923 Generation And Fuel | 2002
25419 | 2022 | WI | Pine | 4045 | 1 |  | OP | HY | WAT | 1.6 | 0.454 | 6366 | 22917.4167 | 2681 | 9651.5228 | Distributed from 923 Generation And Fuel | 1922
25420 | 2022 | WI | Pine | 4045 | 2 |  | OP | HY | WAT | 1.6 | 0.454 | 6366 | 22917.4167 | 2681 | 9651.5228 | Distributed from 923 Generation And Fuel | 1922
25421 | 2022 | WI | Point Beach Nuclear Plant | 4046 | 1 | 1 | OP | ST | NUC | 643 | 0.895 | 5038509 | 18138487.2921 | 2195702.5 | 7904465.7643 | Distributed from 923 Generation And Fuel | 1970
25422 | 2022 | WI | Point Beach Nuclear Plant | 4046 | 2 | 1 | OP | ST | NUC | 643 | 0.895 | 5038509 | 18138487.2921 | 2195702.5 | 7904465.7643 | Distributed from 923 Generation And Fuel | 1972
25423 | 2022 | WI | Point Beach Nuclear Plant | 4046 | 5 |  | OP | GT | DFO | 25 | -0.002 | -366 | -1317.5895 | -19 | -68.3995 | Distributed from 923 Generation And Fuel | 1969
25424 | 2022 | WI | Point Beach Solar | 64431 | PBS |  | OP | PV | SUN | 100 | 0.223 | 194943 | 701789.1857 | 116538 | 419533.4437 | Distributed from 923 Generation And Fuel | 2021
25425 | 2022 | WI | Port Edwards Mill | 54103 | HG1 |  | OP | HY | WAT | 0.4 | 0.499 | 1747.164 | 6289.7401 | 786.806 | 2832.4789 | Distributed from 923 Generation And Fuel | 1913
25426 | 2022 | WI | Port Edwards Mill | 54103 | HG2 |  | OP | HY | WAT | 0.4 | 0.499 | 1747.164 | 6289.7401 | 786.806 | 2832.4789 | Distributed from 923 Generation And Fuel | 1913
25427 | 2022 | WI | Port Edwards Mill | 54103 | HG3 |  | OA | HY | WAT | 0.4 | 0.499 | 1747.164 | 6289.7401 | 786.806 | 2832.4789 | Distributed from 923 Generation And Fuel | 1913
25428 | 2022 | WI | Port Edwards Mill | 54103 | HG4 |  | OP | HY | WAT | 0.4 | 0.499 | 1747.164 | 6289.7401 | 786.806 | 2832.4789 | Distributed from 923 Generation And Fuel | 1913
25429 | 2022 | WI | Port Edwards Mill | 54103 | HG5 |  | OP | HY | WAT | 0.8 | 0.499 | 3494.328 | 12579.4802 | 1573.612 | 5664.9579 | Distributed from 923 Generation And Fuel | 1926
25430 | 2022 | WI | Port Edwards Mill | 54103 | HG6 |  | OP | HY | WAT | 0.8 | 0.499 | 3494.328 | 12579.4802 | 1573.612 | 5664.9579 | Distributed from 923 Generation And Fuel | 1926
25431 | 2022 | WI | Port Edwards Mill | 54103 | JHG1 |  | OP | HY | WAT | 1.3 | 0.499 | 5678.284 | 20441.6589 | 2557.119 | 9205.5548 | Distributed from 923 Generation And Fuel | 1926
25432 | 2022 | WI | Port Edwards Mill | 54103 | JHG2 |  | OP | HY | WAT | 0.6 | 0.499 | 2620.746 | 9434.6101 | 1180.209 | 4248.7184 | Distributed from 923 Generation And Fuel | 1938
25433 | 2022 | WI | Port Edwards Mill | 54103 | JHG3 |  | OA | HY | WAT | 0.6 | 0.499 | 2620.746 | 9434.6101 | 1180.209 | 4248.7184 | Distributed from 923 Generation And Fuel | 1939
25434 | 2022 | WI | Port Edwards Mill | 54103 | JHG4 |  | OP | HY | WAT | 0.4 | 0.499 | 1747.164 | 6289.7401 | 786.806 | 2832.4789 | Distributed from 923 Generation And Fuel | 1943
25435 | 2022 | WI | Port Edwards Mill | 54103 | JHG5 |  | OA | HY | WAT | 0.6 | 0.499 | 2620.746 | 9434.6101 | 1180.209 | 4248.7184 | Distributed from 923 Generation And Fuel | 1977
25436 | 2022 | WI | Port Washington Generating Station | 4040 | 1CT1 |  | OP | CT | NG | 167.9 | 0.785 | 1154261 | 4155306.3575 | 527680 | 1899632.8029 | EIA-923 Generator File | 2008
25437 | 2022 | WI | Port Washington Generating Station | 4040 | 1CT2 |  | OP | CT | NG | 167.9 | 0.837 | 1230947 | 4431373.749 | 580569 | 2090031.6797 | EIA-923 Generator File | 2008
25438 | 2022 | WI | Port Washington Generating Station | 4040 | 2CT1 |  | OP | CT | NG | 167.9 | 0.866 | 1273562 | 4584786.5217 | 543481 | 1956515.9479 | EIA-923 Generator File | 2005
25439 | 2022 | WI | Port Washington Generating Station | 4040 | 2CT2 |  | OP | CT | NG | 167.9 | 0.857 | 1260615 | 4538177.6946 | 541899 | 1950820.7934 | EIA-923 Generator File | 2005
25440 | 2022 | WI | Port Washington Generating Station | 4040 | ST1 | 2 | OP | CA | NG | 268.6 | 0.588 | 1384224 | 4983166.5347 | 654492 | 2356152.3508 | EIA-923 Generator File | 2008
25441 | 2022 | WI | Port Washington Generating Station | 4040 | ST2 | 2 | OP | CA | NG | 268.6 | 0.592 | 1391791 | 5010407.5167 | 622332 | 2240377.277 | EIA-923 Generator File | 2005
25442 | 2022 | WI | Portage Industrial Battery | 65530 | BESS1 |  | OP | BA | MWH | 5 |  | GENYRONL: 2022
25443 | 2022 | WI | Potato Rapids | 4071 | 1 |  | OP | HY | WAT | 0.5 | 0.417 | 1828.462 | 6582.4105 | 770 | 2771.9778 | Distributed from 923 Generation And Fuel | 1926
25444 | 2022 | WI | Potato Rapids | 4071 | 2 |  | OP | HY | WAT | 0.4 | 0.417 | 1462.769 | 5265.9263 | 616 | 2217.5823 | Distributed from 923 Generation And Fuel | 1921
25445 | 2022 | WI | Potato Rapids | 4071 | 3 |  | OP | HY | WAT | 0.4 | 0.417 | 1462.769 | 5265.9263 | 616 | 2217.5823 | Distributed from 923 Generation And Fuel | 1921
25446 | 2022 | WI | Prairie Du Sac | 4056 | 1 |  | OP | HY | WAT | 3.5 | 0.469 | 14369.805 | 51730.8842 | 6051.856 | 21786.5073 | Distributed from 923 Generation And Fuel | 1915
25447 | 2022 | WI | Prairie Du Sac | 4056 | 2 |  | OP | HY | WAT | 4.3 | 0.469 | 17654.332 | 63555.0868 | 7435.138 | 26766.2827 | Distributed from 923 Generation And Fuel | 1915
25448 | 2022 | WI | Prairie Du Sac | 4056 | 3 |  | OP | HY | WAT | 4.8 | 0.469 | 19707.162 | 70945.2156 | 8299.689 | 29878.6414 | Distributed from 923 Generation And Fuel | 1920
25449 | 2022 | WI | Prairie Du Sac | 4056 | 4 |  | OP | HY | WAT | 4.8 | 0.469 | 19707.162 | 70945.2156 | 8299.689 | 29878.6414 | Distributed from 923 Generation And Fuel | 1922
25450 | 2022 | WI | Prairie Du Sac | 4056 | 5 |  | OP | HY | WAT | 4 | 0.469 | 16422.635 | 59121.013 | 6916.407 | 24898.866 | Distributed from 923 Generation And Fuel | 1938
25451 | 2022 | WI | Prairie Du Sac | 4056 | 6 |  | OP | HY | WAT | 4 | 0.469 | 16422.635 | 59121.013 | 6916.407 | 24898.866 | Distributed from 923 Generation And Fuel | 1938
25452 | 2022 | WI | Prairie Du Sac | 4056 | 7 |  | OP | HY | WAT | 4 | 0.469 | 16422.635 | 59121.013 | 6916.407 | 24898.866 | Distributed from 923 Generation And Fuel | 1940
25453 | 2022 | WI | Prairie Du Sac | 4056 | 8 |  | OP | HY | WAT | 4 | 0.469 | 16422.635 | 59121.013 | 6916.407 | 24898.866 | Distributed from 923 Generation And Fuel | 1940
25454 | 2022 | WI | Pulliam | 4072 | 31 |  | OP | GT | NG | 91 | 0.161 | 128297 | 461865.5051 | 87281 | 314209.0863 | Distributed from 923 Generation And Fuel | 2003
25455 | 2022 | WI | Quilt Block Wind Farm LLC | 57116 | GEN 1 |  | OP | WT | WND | 98 | 0.476 | 408242 | 1469659.4427 | 135666 | 488393.6929 | Distributed from 923 Generation And Fuel | 2017
25456 | 2022 | WI | Rapide Croche | 4122 | 1 |  | OP | HY | WAT | 0.6 | 0.837 | 4399.25 | 15837.1733 | 1852.75 | 6669.8466 | Distributed from 923 Generation And Fuel | 1926
25457 | 2022 | WI | Rapide Croche | 4122 | 2 |  | OP | HY | WAT | 0.6 | 0.837 | 4399.25 | 15837.1733 | 1852.75 | 6669.8466 | Distributed from 923 Generation And Fuel | 1926
25458 | 2022 | WI | Rapide Croche | 4122 | 3 |  | OP | HY | WAT | 0.6 | 0.837 | 4399.25 | 15837.1733 | 1852.75 | 6669.8466 | Distributed from 923 Generation And Fuel | 1926
25459 | 2022 | WI | Rapide Croche | 4122 | 4 |  | OP | HY | WAT | 0.6 | 0.837 | 4399.25 | 15837.1733 | 1852.75 | 6669.8466 | Distributed from 923 Generation And Fuel | 1926
25460 | 2022 | WI | Rhinelander Mill | 50933 | GEN5 | 6 | SB | ST | NG | 10 | 0 | 0 | 0 | 0 | 0 | EIA-923 Generator File | 1951
25461 | 2022 | WI | Rhinelander Mill | 50933 | GEN6 | 1 | OP | ST | BIT | 9.3 | -0.029 | -2342 | -8431.1326 | 0 | 0 | EIA-923 Generator File | 1958
25462 | 2022 | WI | Rhinelander Mill | 50933 | HYD1 |  | OP | HY | WAT | 0.5 | 0.541 | 2368.75 | 8527.4318 | 1083.25 | 3899.6688 | Distributed from 923 Generation And Fuel | 1917
25463 | 2022 | WI | Rhinelander Mill | 50933 | HYD2 |  | OP | HY | WAT | 0.5 | 0.541 | 2368.75 | 8527.4318 | 1083.25 | 3899.6688 | Distributed from 923 Generation And Fuel | 1917
25464 | 2022 | WI | Rhinelander Mill | 50933 | HYD3 |  | OP | HY | WAT | 1 | 0.541 | 4737.5 | 17054.8636 | 2166.5 | 7799.3376 | Distributed from 923 Generation And Fuel | 1926
25465 | 2022 | WI | Rice Lake Solar Array | 64714 | RLK01 |  | OP | PV | SUN | 3.8 | 0.211 | 7037 | 25332.9973 | 4188 | 15076.6794 | Distributed from 923 Generation And Fuel | 2021
25466 | 2022 | WI | Richland Center Renewable Energy LLC | 58834 | UNIT1 |  | OP | IC | OBG | 0.9 | 0.61 | 4810.5 | 17317.6615 | 1950 | 7019.9438 | Distributed from 923 Generation And Fuel | 2013
25467 | 2022 | WI | Richland Center Renewable Energy LLC | 58834 | UNIT2 |  | OP | IC | OBG | 0.9 | 0.61 | 4810.5 | 17317.6615 | 1950 | 7019.9438 | Distributed from 923 Generation And Fuel | 2013
25468 | 2022 | WI | Ridgeview | 55925 | GEN1 |  | OP | IC | LFG | 0.8 | 0.851 | 5965.5 | 21475.6282 | 2418 | 8704.7304 | Distributed from 923 Generation And Fuel | 2002
25469 | 2022 | WI | Ridgeview | 55925 | GEN2 |  | OP | IC | LFG | 0.8 | 0.851 | 5965.5 | 21475.6282 | 2418 | 8704.7304 | Distributed from 923 Generation And Fuel | 2002
25470 | 2022 | WI | Ridgeview | 55925 | GEN5 |  | OP | IC | LFG | 0.8 | 0.851 | 5965.5 | 21475.6282 | 2418 | 8704.7304 | Distributed from 923 Generation And Fuel | 2006
25471 | 2022 | WI | Ridgeview | 55925 | GEN6 |  | OP | IC | LFG | 0.8 | 0.851 | 5965.5 | 21475.6282 | 2418 | 8704.7304 | Distributed from 923 Generation And Fuel | 2006
25472 | 2022 | WI | Ridgeview | 55925 | GEN7 |  | OP | IC | LFG | 0.8 | 0.851 | 5965.5 | 21475.6282 | 2418 | 8704.7304 | Distributed from 923 Generation And Fuel | 2006
25473 | 2022 | WI | Ridgeview | 55925 | GEN8 |  | OP | IC | LFG | 0.8 | 0.851 | 5965.5 | 21475.6282 | 2418 | 8704.7304 | Distributed from 923 Generation And Fuel | 2006
25474 | 2022 | WI | Riverside Energy Center | 55641 | CTG1 |  | OP | CT | NG | 198.9 | 0.532 | 926110 | 3333969.3282 | 402977 | 1450705.5944 | EIA-923 Generator File | 2004
25475 | 2022 | WI | Riverside Energy Center | 55641 | CTG2 |  | OP | CT | NG | 198.9 | 0.484 | 843885 | 3037961.6963 | 361845 | 1302631.5789 | EIA-923 Generator File | 2004
25476 | 2022 | WI | Riverside Energy Center | 55641 | STG1 | 2 | OP | CA | NG | 277.1 | 0.404 | 980581 | 3530063.3595 | 441539 | 1589527.6838 | EIA-923 Generator File | 2004
25477 | 2022 | WI | RockGen Energy Center | 55391 | 01 |  | OP | GT | NG | 187 | 0.118 | 193615.333 | 697009.6227 | 135254.333 | 486911.7035 | Distributed from 923 Generation And Fuel | 2001
25478 | 2022 | WI | RockGen Energy Center | 55391 | 02 |  | OP | GT | NG | 187 | 0.118 | 193615.333 | 697009.6227 | 135254.333 | 486911.7035 | Distributed from 923 Generation And Fuel | 2001
25479 | 2022 | WI | RockGen Energy Center | 55391 | 03 |  | OP | GT | NG | 187 | 0.118 | 193615.333 | 697009.6227 | 135254.333 | 486911.7035 | Distributed from 923 Generation And Fuel | 2001
25480 | 2022 | WI | Rothschild Biomass Cogen Facility | 58124 | 1 | 1 | OP | ST | WDS | 57.5 | 0.344 | 173123 | 623237.8141 | 79457 | 286042.9117 | EIA-923 Generator File | 2013
25481 | 2022 | WI | Sand Lake DPC Solar | 60957 | PV1 |  | OP | PV | SUN | 1 | 0.259 | 2270 | 8171.9346 | 1351 | 4863.5611 | Distributed from 923 Generation And Fuel | 2017
25482 | 2022 | WI | Sandstone Rapids | 4074 | 1 |  | OP | HY | WAT | 1.9 | 0.24 | 3991.5 | 14369.285 | 1681 | 6051.5516 | Distributed from 923 Generation And Fuel | 1925
25483 | 2022 | WI | Sandstone Rapids | 4074 | 2 |  | OP | HY | WAT | 1.9 | 0.24 | 3991.5 | 14369.285 | 1681 | 6051.5516 | Distributed from 923 Generation And Fuel | 1925
25484 | 2022 | WI | Sauk DPC Solar | 60887 | PV1 |  | OP | PV | SUN | 1 | 0.153 | 1337 | 4813.1615 | 796 | 2865.5771 | Distributed from 923 Generation And Fuel | 2017
25485 | 2022 | WI | Saxon Falls | 1756 | 1 |  | OP | HY | WAT | 0.8 | 0.646 | 4524 | 16286.2697 | 1905.5 | 6859.7451 | Distributed from 923 Generation And Fuel | 1913 | 2064
25486 | 2022 | WI | Saxon Falls | 1756 | 2 |  | OP | HY | WAT | 0.8 | 0.646 | 4524 | 16286.2697 | 1905.5 | 6859.7451 | Distributed from 923 Generation And Fuel | 1913 | 2064
25487 | 2022 | WI | Shamrock Solar LLC | 65087 | 554 |  | OP | PV | SUN | 3 | 0.179 | 4716 | 16977.4642 | 2807 | 10105.1192 | Distributed from 923 Generation And Fuel | 2021
25488 | 2022 | WI | Sheboygan Falls | 56166 | 1 |  | OP | GT | NG | 173.4 | 0.128 | 193882.5 | 697971.4162 | 89233.5 | 321238.0301 | Distributed from 923 Generation And Fuel | 2005
25489 | 2022 | WI | Sheboygan Falls | 56166 | 2 |  | OP | GT | NG | 173.4 | 0.128 | 193882.5 | 697971.4162 | 89233.5 | 321238.0301 | Distributed from 923 Generation And Fuel | 2005
25490 | 2022 | WI | Shirley Wind | 57553 | 1 |  | OP | WT | WND | 20 | 0.34 | 59553 | 214389.0849 | 17643 | 63514.2919 | Distributed from 923 Generation And Fuel | 2010
25491 | 2022 | WI | Solon Diesel | 7058 | 1 |  | SB | IC | DFO | 1 | 0 | 0 | 0 | 0 | 0 | Distributed from 923 Generation And Fuel | 1988
25492 | 2022 | WI | Solon Diesel | 7058 | 2 |  | SB | IC | DFO | 1 | 0 | 0 | 0 | 0 | 0 | Distributed from 923 Generation And Fuel | 1988
25493 | 2022 | WI | Solon Diesel | 7058 | 3 |  | SB | IC | DFO | 1 | 0 | 0 | 0 | 0 | 0 | Distributed from 923 Generation And Fuel | 1989
25494 | 2022 | WI | Solon Diesel | 7058 | 4 |  | SB | IC | DFO | 1 | 0 | 0 | 0 | 0 | 0 | Distributed from 923 Generation And Fuel | 1989
25495 | 2022 | WI | Solon Diesel | 7058 | 5 |  | SB | IC | DFO | 1 | 0 | 0 | 0 | 0 | 0 | Distributed from 923 Generation And Fuel | 1989
25496 | 2022 | WI | Solon Diesel | 7058 | 6 |  | SB | IC | DFO | 1 | 0 | 0 | 0 | 0 | 0 | Distributed from 923 Generation And Fuel | 1995
25497 | 2022 | WI | Solon Diesel | 7058 | 7 |  | SB | IC | DFO | 1 | 0 | 0 | 0 | 0 | 0 | Distributed from 923 Generation And Fuel | 1995
25498 | 2022 | WI | Solon Diesel | 7058 | 8 |  | SB | IC | DFO | 1 | 0 | 0 | 0 | 0 | 0 | Distributed from 923 Generation And Fuel | 1995
25499 | 2022 | WI | South Fond Du Lac | 7203 | CT1 |  | OP | GT | NG | 95.4 | 0.014 | 11980 | 43127.655 | 5475 | 19709.8423 | Distributed from 923 Generation And Fuel | 1993
25500 | 2022 | WI | South Fond Du Lac | 7203 | CT2 |  | OP | GT | NG | 95.4 | 0.014 | 11980 | 43127.655 | 5475 | 19709.8423 | Distributed from 923 Generation And Fuel | 1994
25501 | 2022 | WI | South Fond Du Lac | 7203 | CT3 |  | OP | GT | NG | 95.4 | 0.014 | 11980 | 43127.655 | 5475 | 19709.8423 | Distributed from 923 Generation And Fuel | 1994
25502 | 2022 | WI | South Fond Du Lac | 7203 | CT4 |  | OP | GT | NG | 95.4 | 0.014 | 11980 | 43127.655 | 5475 | 19709.8423 | Distributed from 923 Generation And Fuel | 1996
25503 | 2022 | WI | South Oak Creek | 4041 | 5 | 1 | OP | ST | SUB | 299.2 | 0.187 | 490880 | 1767153.8628 | 300939 | 1083371.733 | EIA-923 Generator File | 1959 | 2024
25504 | 2022 | WI | South Oak Creek | 4041 | 6 | 1 | OP | ST | SUB | 299.2 | 0.346 | 906623 | 3263816.6895 | 402060 | 1447404.4208 | EIA-923 Generator File | 1961 | 2024
25505 | 2022 | WI | South Oak Creek | 4041 | 7 | 1 | OP | ST | SUB | 317.6 | 0.396 | 1100406 | 3961429.9086 | 575524 | 2071869.825 | EIA-923 Generator File | 1965 | 2025
25506 | 2022 | WI | South Oak Creek | 4041 | 8 | 1 | OP | ST | SUB | 324 | 0.324 | 920021 | 3312049.1036 | 344061 | 1238609.6911 | EIA-923 Generator File | 1967 | 2025
25507 | 2022 | WI | Spooner Solar Array | 64976 | SPN01 |  | OP | PV | SUN | 2 | 0.202 | 3540 | 12743.898 | 2107 | 7585.1393 | Distributed from 923 Generation And Fuel | 2019
25508 | 2022 | WI | St Croix Falls | 4011 | 1 |  | OP | HY | WAT | 2.5 | 0.446 | 9768.534 | 35166.4411 | 4114.009 | 14810.3139 | Distributed from 923 Generation And Fuel | 1917 | 2027
25509 | 2022 | WI | St Croix Falls | 4011 | 2 |  | OP | HY | WAT | 2.5 | 0.446 | 9768.534 | 35166.4411 | 4114.009 | 14810.3139 | Distributed from 923 Generation And Fuel | 1917 | 2027
25510 | 2022 | WI | St Croix Falls | 4011 | 3 |  | OP | HY | WAT | 2.5 | 0.446 | 9768.534 | 35166.4411 | 4114.009 | 14810.3139 | Distributed from 923 Generation And Fuel | 1917 | 2027
25511 | 2022 | WI | St Croix Falls | 4011 | 4 |  | OP | HY | WAT | 2.5 | 0.446 | 9768.534 | 35166.4411 | 4114.009 | 14810.3139 | Distributed from 923 Generation And Fuel | 1917 | 2027
25512 | 2022 | WI | St Croix Falls | 4011 | 5 |  | OP | HY | WAT | 3.4 | 0.446 | 13285.207 | 47826.3626 | 5595.052 | 20142.0261 | Distributed from 923 Generation And Fuel | 1910 | 2027
25513 | 2022 | WI | St Croix Falls | 4011 | 6 |  | OP | HY | WAT | 3.4 | 0.446 | 13285.207 | 47826.3626 | 5595.052 | 20142.0261 | Distributed from 923 Generation And Fuel | 1910 | 2027
25514 | 2022 | WI | St Croix Falls | 4011 | 7 |  | OP | HY | WAT | 3.2 | 0.446 | 12503.724 | 45013.0463 | 5265.931 | 18957.1999 | Distributed from 923 Generation And Fuel | 1923 | 2027
25515 | 2022 | WI | St Croix Falls | 4011 | 8 |  | OP | HY | WAT | 3.2 | 0.446 | 12503.724 | 45013.0463 | 5265.931 | 18957.1999 | Distributed from 923 Generation And Fuel | 1923 | 2027
25516 | 2022 | WI | Stevens Point | 3973 | 1 |  | OP | HY | WAT | 0.8 | 0.594 | 4163.5 | 14988.4801 | 1753.5 | 6312.5495 | Distributed from 923 Generation And Fuel | 1918
25517 | 2022 | WI | Stevens Point | 3973 | 2 |  | OP | HY | WAT | 0.8 | 0.594 | 4163.5 | 14988.4801 | 1753.5 | 6312.5495 | Distributed from 923 Generation And Fuel | 1918
25518 | 2022 | WI | Stevens Point | 3973 | 3 |  | OP | HY | WAT | 0.8 | 0.594 | 4163.5 | 14988.4801 | 1753.5 | 6312.5495 | Distributed from 923 Generation And Fuel | 1918
25519 | 2022 | WI | Stevens Point | 3973 | 4 |  | OP | HY | WAT | 0.8 | 0.594 | 4163.5 | 14988.4801 | 1753.5 | 6312.5495 | Distributed from 923 Generation And Fuel | 1918
25520 | 2022 | WI | Stevens Point | 3973 | 5 |  | OP | HY | WAT | 0.8 | 0.594 | 4163.5 | 14988.4801 | 1753.5 | 6312.5495 | Distributed from 923 Generation And Fuel | 1918
25521 | 2022 | WI | Stevens Point | 3973 | 6 |  | OS | HY | WAT | 0.8 | 0.594 | 4163.5 | 14988.4801 | 1753.5 | 6312.5495 | Distributed from 923 Generation And Fuel | 1918
25522 | 2022 | WI | Stevens Point Mill | 55861 | SP |  | OP | ST | NG | 7.6 | 0.243 | 16182 | 58254.734 | 7447.704 | 26811.5199 | EIA-923 Generator File | 2002
25523 | 2022 | WI | Stiles | 4147 | 1 |  | OP | HY | WAT | 0.5 | 0.571 | 2502 | 9007.1279 | 1053.5 | 3792.5697 | Distributed from 923 Generation And Fuel | 1949
25524 | 2022 | WI | Stiles | 4147 | 2 |  | OP | HY | WAT | 0.5 | 0.571 | 2502 | 9007.1279 | 1053.5 | 3792.5697 | Distributed from 923 Generation And Fuel | 1949
25525 | 2022 | WI | Strobus | 64862 | 515 |  | OP | PV | SUN | 1.5 | 0.164 | 2159 | 7772.3378 | 1285 | 4625.963 | Distributed from 923 Generation And Fuel | 2021
25526 | 2022 | WI | Stromland Solar | 65088 | 510 |  | OP | PV | SUN | 3 | 0.182 | 4774 | 17186.2625 | 2841 | 10227.5182 | Distributed from 923 Generation And Fuel | 2021
25527 | 2022 | WI | Sycamore (WI) | 3993 | 1 |  | OP | GT | NG | 18 | 0 | -12.115 | -43.6137 | -5.625 | -20.2498 | Distributed from 923 Generation And Fuel | 1967
25528 | 2022 | WI | Sycamore (WI) | 3993 | 2 |  | OP | GT | NG | 23.6 | 0 | -15.885 | -57.1855 | -7.375 | -26.5498 | Distributed from 923 Generation And Fuel | 1971
25529 | 2022 | WI | Thornapple | 3988 | 1 |  | OP | HY | WAT | 0.7 | 0.181 | 1111 | 3999.568 | 468 | 1684.7865 | Distributed from 923 Generation And Fuel | 1927
25530 | 2022 | WI | Thornapple | 3988 | 2 |  | OP | HY | WAT | 0.7 | 0.181 | 1111 | 3999.568 | 468 | 1684.7865 | Distributed from 923 Generation And Fuel | 1929
25531 | 2022 | WI | Timberline Trail Gas Recovery | 56525 | GEN2 |  | OP | IC | LFG | 0.8 | 0.603 | 4223.5 | 15204.4784 | 1711.75 | 6162.2507 | Distributed from 923 Generation And Fuel | 2006
25532 | 2022 | WI | Timberline Trail Gas Recovery | 56525 | GEN3 |  | OP | IC | LFG | 0.8 | 0.603 | 4223.5 | 15204.4784 | 1711.75 | 6162.2507 | Distributed from 923 Generation And Fuel | 2006
25533 | 2022 | WI | Timberline Trail Gas Recovery | 56525 | GEN4 |  | OP | IC | LFG | 0.8 | 0.603 | 4223.5 | 15204.4784 | 1711.75 | 6162.2507 | Distributed from 923 Generation And Fuel | 2006
25534 | 2022 | WI | Timberline Trail Gas Recovery | 56525 | GEN5 |  | OP | IC | LFG | 0.8 | 0.603 | 4223.5 | 15204.4784 | 1711.75 | 6162.2507 | Distributed from 923 Generation And Fuel | 2007
25535 | 2022 | WI | Tomahawk | 4075 | 1 |  | OP | HY | WAT | 1.3 | 0.508 | 5779.5 | 20806.0336 | 2434 | 8762.3299 | Distributed from 923 Generation And Fuel | 1938
25536 | 2022 | WI | Tomahawk | 4075 | 2 |  | OP | HY | WAT | 1.3 | 0.508 | 5779.5 | 20806.0336 | 2434 | 8762.3299 | Distributed from 923 Generation And Fuel | 1938
25537 | 2022 | WI | Trego | 4012 | 1 |  | OP | HY | WAT | 0.7 | 0.685 | 4200.583 | 15121.9778 | 1769.25 | 6369.249 | Distributed from 923 Generation And Fuel | 1927 | 2025
25538 | 2022 | WI | Trego | 4012 | 2 |  | OP | HY | WAT | 0.5 | 0.685 | 3000.417 | 10801.4148 | 1263.75 | 4549.4636 | Distributed from 923 Generation And Fuel | 1927 | 2025
25539 | 2022 | WI | Twin Falls (WI) | 59836 | 11 |  | OP | HY | WAT | 4.6 | 0.515 | 20735.5 | 74647.2028 | 8733 | 31438.5485 | Distributed from 923 Generation And Fuel | 2016
25540 | 2022 | WI | Twin Falls (WI) | 59836 | 12 |  | OP | HY | WAT | 4.6 | 0.515 | 20735.5 | 74647.2028 | 8733 | 31438.5485 | Distributed from 923 Generation And Fuel | 2016
25541 | 2022 | WI | Two Creeks Solar | 63105 | 1 |  | OP | PV | SUN | 150 | 0.144 | 189804 | 683288.9337 | 116598 | 419749.442 | Distributed from 923 Generation And Fuel | 2020
25542 | 2022 | WI | UW Madison Charter Street Plant | 54408 | 1 | 10 | OP | ST | NG | 9.7 | 0 | 0 | 0 | 0 | 0 | EIA-923 Generator File | 1965
25543 | 2022 | WI | UW Madison Charter Street Plant | 54408 | 3 |  | SB | IC | DFO | 1.3 | 0 | 0 | 0 | 0 | 0 | Distributed from 923 Generation And Fuel | 1965
25544 | 2022 | WI | Valley (WI) | 4042 | 1 | 2 | OP | ST | NG | 136 | 0.194 | 230726 | 830606.9551 | 128543 | 462751.098 | EIA-923 Generator File | 1968
25545 | 2022 | WI | Valley (WI) | 4042 | 2 | 2 | OP | ST | NG | 136 | 0.18 | 214892 | 773605.0112 | 111439 | 401177.1906 | EIA-923 Generator File | 1969
25546 | 2022 | WI | Valley (WI) | 4042 | 3 |  | SB | IC | DFO | 2.7 | 0 | 0 | 0 | 0 | 0 | Distributed from 923 Generation And Fuel | 1969
25547 | 2022 | WI | Viola | 4139 | 3 |  | OP | IC | DFO | 1.8 | 0 | 7 | 25.1998 | 3 | 10.7999 | Distributed from 923 Generation And Fuel | 2002
25548 | 2022 | WI | Viresco Turtle Lake | 58747 | GEN1 |  | OP | IC | OBG | 1.6 | 0.364 | 5102.5 | 18368.853 | 2068 | 7444.7404 | Distributed from 923 Generation And Fuel | 2013
25549 | 2022 | WI | Viresco Turtle Lake | 58747 | GEN2 |  | OP | IC | OBG | 1.6 | 0.364 | 5102.5 | 18368.853 | 2068 | 7444.7404 | Distributed from 923 Generation And Fuel | 2013
25550 | 2022 | WI | Warren DPC Solar | 60890 | PV1 |  | OP | PV | SUN | 2.2 | 0.196 | 3783 | 13618.6911 | 2291 | 8247.534 | Distributed from 923 Generation And Fuel | 2017
25551 | 2022 | WI | Washington Island | 4148 | 2 |  | OP | IC | DFO | 0.1 | 0 | 0.22 | 0.79199 | 0.08 | 0.288 | Distributed from 923 Generation And Fuel | 1952
25552 | 2022 | WI | Washington Island | 4148 | 3 |  | OP | IC | DFO | 0.1 | 0 | 0.22 | 0.79199 | 0.08 | 0.288 | Distributed from 923 Generation And Fuel | 1945
25553 | 2022 | WI | Washington Island | 4148 | 4 |  | OP | IC | DFO | 0.2 | 0 | 0.44 | 1.584 | 0.16 | 0.576 | Distributed from 923 Generation And Fuel | 1951
25554 | 2022 | WI | Washington Island | 4148 | 5 |  | OP | IC | DFO | 0.5 | 0 | 1.1 | 3.96 | 0.4 | 1.44 | Distributed from 923 Generation And Fuel | 1968
25555 | 2022 | WI | Washington Island | 4148 | 6 |  | OP | IC | DFO | 0.9 | 0 | 1.98 | 7.1279 | 0.72 | 2.592 | Distributed from 923 Generation And Fuel | 1972
25556 | 2022 | WI | Washington Island | 4148 | 7 |  | OP | IC | DFO | 1.6 | 0 | 3.52 | 12.6719 | 1.28 | 4.608 | Distributed from 923 Generation And Fuel | 1997
25557 | 2022 | WI | Washington Island | 4148 | 8 |  | OP | IC | DFO | 1.6 | 0 | 3.52 | 12.6719 | 1.28 | 4.608 | Distributed from 923 Generation And Fuel | 1997
25558 | 2022 | WI | Waupun Correctional Central Heating Plt | 54407 | 1 |  | OP | ST | NG | 1 | 0 | 0 | 0 | 0 | 0 | EIA-923 Generator File | 1951
25559 | 2022 | WI | Waupun Correctional Central Heating Plt | 54407 | 2 |  | OP | ST | NG | 1 | 0 | 0 | 0 | 0 | 0 | EIA-923 Generator File | 1951
25560 | 2022 | WI | Waupun Correctional Central Heating Plt | 54407 | 3 |  | SB | IC | DFO | 0.8 | 0 | 0 | 0 | 0 | 0 | Distributed from 923 Generation And Fuel | 1991
25561 | 2022 | WI | Waupun Correctional Central Heating Plt | 54407 | 4 |  | SB | IC | DFO | 1.5 | 0 | 0 | 0 | 0 | 0 | Distributed from 923 Generation And Fuel | 1998
25562 | 2022 | WI | Wausau | 4077 | 1 |  | OP | HY | WAT | 1.8 | 0.614 | 9679.667 | 34846.5224 | 4076.667 | 14675.8838 | Distributed from 923 Generation And Fuel | 1921
25563 | 2022 | WI | Wausau | 4077 | 2 |  | OP | HY | WAT | 1.8 | 0.614 | 9679.667 | 34846.5224 | 4076.667 | 14675.8838 | Distributed from 923 Generation And Fuel | 1921
25564 | 2022 | WI | Wausau | 4077 | 3 |  | OP | HY | WAT | 1.8 | 0.614 | 9679.667 | 34846.5224 | 4076.667 | 14675.8838 | Distributed from 923 Generation And Fuel | 1924
25565 | 2022 | WI | Waxdale | 59448 | CGEN1 |  | OP | GT | LFG | 3.5 | 0.627 | 19232 | 69234.6461 | 7402 | 26646.9868 | Distributed from 923 Generation And Fuel | 2003
25566 | 2022 | WI | Waxdale | 59448 | CGEN2 |  | OP | GT | NG | 3.5 | 0.627 | 19232 | 69234.6461 | 7402 | 26646.9868 | Distributed from 923 Generation And Fuel | 2005
25567 | 2022 | WI | Waxdale | 59448 | WEC01 |  | OP | WT | WND | 1.5 | 0.294 | 3867.5 | 13922.8886 | 1164 | 4190.3665 | Distributed from 923 Generation And Fuel | 2012
25568 | 2022 | WI | Waxdale | 59448 | WEC02 |  | OP | WT | WND | 1.5 | 0.294 | 3867.5 | 13922.8886 | 1164 | 4190.3665 | Distributed from 923 Generation And Fuel | 2012
25569 | 2022 | WI | West Campus Cogeneration Facility | 7991 | 1 |  | OP | CT | NG | 54 | 0.266 | 125728 | 452617.1791 | 53422 | 192317.6615 | EIA-923 Generator File | 2005
25570 | 2022 | WI | West Campus Cogeneration Facility | 7991 | CT2 |  | OP | CT | NG | 54 | 0.279 | 132152 | 475743.3941 | 48302 | 173885.8089 | EIA-923 Generator File | 2005
25571 | 2022 | WI | West Campus Cogeneration Facility | 7991 | STG1 | 2 | OP | CA | NG | 61.3 | 0.247 | 132859 | 478288.5737 | 94630 | 340665.2747 | EIA-923 Generator File | 2005
25572 | 2022 | WI | West Marinette | 4076 | 31 |  | OP | GT | NG | 41.8 | 0.078 | 28501.747 | 102605.4684 | 13117.738 | 47223.479 | Distributed from 923 Generation And Fuel | 1971 | 2025
25573 | 2022 | WI | West Marinette | 4076 | 32 |  | OP | GT | NG | 41.8 | 0.078 | 28501.747 | 102605.4684 | 13117.738 | 47223.479 | Distributed from 923 Generation And Fuel | 1973 | 2025
25574 | 2022 | WI | West Marinette | 4076 | 33 |  | OP | GT | NG | 103.5 | 0.078 | 70572.507 | 254058.9927 | 32480.524 | 116928.951 | Distributed from 923 Generation And Fuel | 1993
25575 | 2022 | WI | West Marinette | 4076 | 34 |  | OP | GT | NG | 83 | 0.167 | 121536 | 437526.0998 | 55936 | 201367.9891 | Distributed from 923 Generation And Fuel | 2000
25576 | 2022 | WI | West Riverside Energy Center | 64020 | CTG3 |  | OP | CT | NG | 232.9 | 0.502 | 1023497 | 3684559.7235 | 522475 | 1880894.9528 | EIA-923 Generator File | 2020
25577 | 2022 | WI | West Riverside Energy Center | 64020 | CTG4 |  | OP | CT | NG | 232.9 | 0.479 | 976370 | 3514903.8808 | 493100 | 1775145.7988 | EIA-923 Generator File | 2020
25578 | 2022 | WI | West Riverside Energy Center | 64020 | PV1 |  | OP | PV | SUN | 4.4 | 0.13 | 5023 | 18082.6553 | 3636 | 13089.4953 | Distributed from 923 Generation And Fuel | 2021
25579 | 2022 | WI | West Riverside Energy Center | 64020 | STG2 | 2 | OP | CA | NG | 257.4 | 0.5 | 1126360 | 4054863.5611 | 585779 | 2108787.5297 | EIA-923 Generator File | 2020
25580 | 2022 | WI | Weston | 4078 | 2 | 1 | OS | ST | NG | 81.6 | 0 | 0 | 0 | 0 | 0 | EIA-923 Generator File | 1960 | 2023
25581 | 2022 | WI | Weston | 4078 | 3 | 1 | OP | ST | SUB | 350.5 | 0.38 | 1167942 | 4204557.5635 | 454876 | 1637540.4997 | EIA-923 Generator File | 1981
25582 | 2022 | WI | Weston | 4078 | 31 |  | OP | GT | NG | 19.6 | 0.008 | 1386.128 | 4990.0209 | 644.257 | 2319.3066 | Distributed from 923 Generation And Fuel | 1969 | 2023
25583 | 2022 | WI | Weston | 4078 | 32 |  | OP | GT | NG | 56.7 | 0.008 | 4009.872 | 14435.4237 | 1863.743 | 6709.4211 | Distributed from 923 Generation And Fuel | 1973 | 2023
25584 | 2022 | WI | Weston | 4078 | 4 | 1 | OP | ST | SUB | 595 | 0.616 | 3208754 | 11551421.9886 | 1520375 | 5473306.2136 | EIA-923 Generator File | 2008
25585 | 2022 | WI | Wheaton | 4014 | 1 |  | OP | GT | NG | 48.5 | 0.035 | 14940.395 | 53784.9917 | 9494.106 | 34178.5082 | Distributed from 923 Generation And Fuel | 1973 | 2025
25586 | 2022 | WI | Wheaton | 4014 | 2 |  | OP | GT | NG | 48.5 | 0.035 | 14940.395 | 53784.9917 | 9494.106 | 34178.5082 | Distributed from 923 Generation And Fuel | 1973 | 2025
25587 | 2022 | WI | Wheaton | 4014 | 3 |  | OP | GT | NG | 48.5 | 0.035 | 14940.395 | 53784.9917 | 9494.106 | 34178.5082 | Distributed from 923 Generation And Fuel | 1973 | 2025
25588 | 2022 | WI | Wheaton | 4014 | 4 |  | OP | GT | NG | 48.5 | 0.035 | 14940.395 | 53784.9917 | 9494.106 | 34178.5082 | Distributed from 923 Generation And Fuel | 1973 | 2025
25589 | 2022 | WI | Wheaton | 4014 | 6 |  | OP | GT | DFO | 53.1 | 0.035 | 16357.422 | 58886.2481 | 10394.577 | 37420.1778 | Distributed from 923 Generation And Fuel | 1973 | 2025
25590 | 2022 | WI | Whistling Winds DPC Solar | 60895 | PV1 |  | OP | PV | SUN | 1.5 | 0.207 | 2715 | 9773.9218 | 1633 | 5878.753 | Distributed from 923 Generation And Fuel | 2017
25591 | 2022 | WI | White River (WI) | 3989 | 1 |  | OP | HY | WAT | 0.5 | 0.199 | 870.5 | 3133.7749 | 366.5 | 1319.3894 | Distributed from 923 Generation And Fuel | 1907 | 2025
25592 | 2022 | WI | White River (WI) | 3989 | 2 |  | OP | HY | WAT | 0.5 | 0.199 | 870.5 | 3133.7749 | 366.5 | 1319.3894 | Distributed from 923 Generation And Fuel | 1907 | 2025
25593 | 2022 | WI | Whiting | 3975 | 1 |  | OS | HY | WAT | 1.2 | 0.555 | 5837.647 | 21015.3611 | 2458.588 | 8850.846 | Distributed from 923 Generation And Fuel | 1963
25594 | 2022 | WI | Whiting | 3975 | 10 |  | OP | HY | WAT | 0.3 | 0.555 | 1459.412 | 5253.8412 | 614.647 | 2212.7115 | Distributed from 923 Generation And Fuel | 1891
25595 | 2022 | WI | Whiting | 3975 | 2 |  | OP | HY | WAT | 0.5 | 0.555 | 2432.353 | 8756.4007 | 1024.412 | 3687.8537 | Distributed from 923 Generation And Fuel | 1891
25596 | 2022 | WI | Whiting | 3975 | 3 |  | OS | HY | WAT | 0.5 | 0.555 | 2432.353 | 8756.4007 | 1024.412 | 3687.8537 | Distributed from 923 Generation And Fuel | 1891
25597 | 2022 | WI | Whiting | 3975 | 4 |  | OP | HY | WAT | 0.5 | 0.555 | 2432.353 | 8756.4007 | 1024.412 | 3687.8537 | Distributed from 923 Generation And Fuel | 1891
25598 | 2022 | WI | Whiting | 3975 | 5 |  | OP | HY | WAT | 0.5 | 0.555 | 2432.353 | 8756.4007 | 1024.412 | 3687.8537 | Distributed from 923 Generation And Fuel | 1891
25599 | 2022 | WI | Whiting | 3975 | 6 |  | OP | HY | WAT | 0.5 | 0.555 | 2432.353 | 8756.4007 | 1024.412 | 3687.8537 | Distributed from 923 Generation And Fuel | 1891
25600 | 2022 | WI | Whiting | 3975 | 7 |  | OP | HY | WAT | 0.5 | 0.555 | 2432.353 | 8756.4007 | 1024.412 | 3687.8537 | Distributed from 923 Generation And Fuel | 1891
25601 | 2022 | WI | Whiting | 3975 | 8 |  | OP | HY | WAT | 0.3 | 0.555 | 1459.412 | 5253.8412 | 614.647 | 2212.7115 | Distributed from 923 Generation And Fuel | 1891
25602 | 2022 | WI | Whiting | 3975 | 9 |  | OP | HY | WAT | 0.3 | 0.555 | 1459.412 | 5253.8412 | 614.647 | 2212.7115 | Distributed from 923 Generation And Fuel | 1891
25603 | 2022 | WI | Wind Turbine | 7886 | 1 |  | OP | WT | WND | 11 | 0.185 | 17826 | 64173.0866 | 5281 | 19011.4479 | Distributed from 923 Generation And Fuel | 1999
25604 | 2022 | WI | Winnebago County Landfill Gas | 50936 | EG2R |  | OP | IC | LFG | 0.6 | 0.278 | 1460.462 | 5257.6211 | 592 | 2131.183 | Distributed from 923 Generation And Fuel | 2020
25605 | 2022 | WI | Winnebago County Landfill Gas | 50936 | EG3 |  | OP | IC | LFG | 0.9 | 0.278 | 2190.692 | 7886.4281 | 888 | 3196.7744 | Distributed from 923 Generation And Fuel | 2000
25606 | 2022 | WI | Winnebago County Landfill Gas | 50936 | EG4 |  | OP | IC | LFG | 1 | 0.278 | 2434.103 | 8762.7007 | 986.667 | 3551.9728 | Distributed from 923 Generation And Fuel | 2007
25607 | 2022 | WI | Winnebago County Landfill Gas | 50936 | EG5 |  | RE | IC | LFG | 1.4 | 0.278 | 3407.744 | 12267.7803 | 1381.333 | 4972.759 | Distributed from 923 Generation And Fuel | 2010 | 2022
25608 | 2022 | WI | Winter | 8013 | IC 1 |  | OP | IC | DFO | 2.8 | -0.002 | -42 | -151.1988 | 0 | 0 | Distributed from 923 Generation And Fuel | 2002
25609 | 2022 | WI | Winter | 8013 | IC 2 |  | OP | IC | DFO | 2.8 | -0.002 | -42 | -151.1988 | 0 | 0 | Distributed from 923 Generation And Fuel | 2002
25610 | 2022 | WI | Wisconsin Rapids | 3974 | 1 |  | OP | HY | WAT | 2.3 | 0.541 | 10903.568 | 39252.5308 | 4591.898 | 16530.7006 | Distributed from 923 Generation And Fuel | 1920
25611 | 2022 | WI | Wisconsin Rapids | 3974 | 10 |  | OP | HY | WAT | 0.6 | 0.541 | 2844.409 | 10239.7905 | 1197.886 | 4312.3551 | Distributed from 923 Generation And Fuel | 1903
25612 | 2022 | WI | Wisconsin Rapids | 3974 | 2 |  | OP | HY | WAT | 2.3 | 0.541 | 10903.568 | 39252.5308 | 4591.898 | 16530.7006 | Distributed from 923 Generation And Fuel | 1920
25613 | 2022 | WI | Wisconsin Rapids | 3974 | 3 |  | OP | HY | WAT | 0.6 | 0.541 | 2844.409 | 10239.7905 | 1197.886 | 4312.3551 | Distributed from 923 Generation And Fuel | 1903
25614 | 2022 | WI | Wisconsin Rapids | 3974 | 4 |  | OP | HY | WAT | 0.6 | 0.541 | 2844.409 | 10239.7905 | 1197.886 | 4312.3551 | Distributed from 923 Generation And Fuel | 1903
25615 | 2022 | WI | Wisconsin Rapids | 3974 | 5 |  | OP | HY | WAT | 0.6 | 0.541 | 2844.409 | 10239.7905 | 1197.886 | 4312.3551 | Distributed from 923 Generation And Fuel | 1903
25616 | 2022 | WI | Wisconsin Rapids | 3974 | 6 |  | OP | HY | WAT | 0.3 | 0.541 | 1422.205 | 5119.897 | 598.943 | 2156.1776 | Distributed from 923 Generation And Fuel | 1903
25617 | 2022 | WI | Wisconsin Rapids | 3974 | 7 |  | OP | HY | WAT | 0.6 | 0.541 | 2844.409 | 10239.7905 | 1197.886 | 4312.3551 | Distributed from 923 Generation And Fuel | 1903
25618 | 2022 | WI | Wisconsin Rapids | 3974 | 8 |  | OP | HY | WAT | 0.3 | 0.541 | 1422.205 | 5119.897 | 598.943 | 2156.1776 | Distributed from 923 Generation And Fuel | 1903
25619 | 2022 | WI | Wisconsin Rapids | 3974 | 9 |  | OP | HY | WAT | 0.6 | 0.541 | 2844.409 | 10239.7905 | 1197.886 | 4312.3551 | Distributed from 923 Generation And Fuel | 1903
25620 | 2022 | WI | Wisconsin Rapids Pulp Mill | 10477 | GEN1 | 6 | OS | ST | BLQ | 32 | 0 | 0 | 0 | 0 | 0 | EIA-923 Generator File | 1968
25621 | 2022 | WI | Wisconsin Rapids Pulp Mill | 10477 | GEN2 | 6 | OS | ST | BLQ | 40.3 | 0 | 0 | 0 | 0 | 0 | EIA-923 Generator File | 1991
25622 | 2022 | WI | Wissota | 4015 | 1 |  | OP | HY | WAT | 6 | 0.362 | 19006.599 | 68423.209 | 8004.67 | 28816.5815 | Distributed from 923 Generation And Fuel | 1917
25623 | 2022 | WI | Wissota | 4015 | 2 |  | OP | HY | WAT | 7.7 | 0.362 | 24391.802 | 87809.7847 | 10272.66 | 36981.2801 | Distributed from 923 Generation And Fuel | 1917
25624 | 2022 | WI | Wissota | 4015 | 3 |  | OP | HY | WAT | 6 | 0.362 | 19006.599 | 68423.209 | 8004.67 | 28816.5815 | Distributed from 923 Generation And Fuel | 1917
25625 | 2022 | WI | Wissota | 4015 | 4 |  | OP | HY | WAT | 7.7 | 0.362 | 24391.802 | 87809.7847 | 10272.66 | 36981.2801 | Distributed from 923 Generation And Fuel | 1917
25626 | 2022 | WI | Wissota | 4015 | 5 |  | OP | HY | WAT | 6 | 0.362 | 19006.599 | 68423.209 | 8004.67 | 28816.5815 | Distributed from 923 Generation And Fuel | 1917
25627 | 2022 | WI | Wissota | 4015 | 6 |  | OP | HY | WAT | 6 | 0.362 | 19006.599 | 68423.209 | 8004.67 | 28816.5815 | Distributed from 923 Generation And Fuel | 1917
25628 | 2022 | WI | Wood County | 65011 | PV1 |  | OP | PV | SUN | 150 | 0.004 | 5443 | 19594.6432 | 0 | 0 | Distributed from 923 Generation And Fuel | 2022
25629 | 2022 | WV | Axiall Natrium Plant | 50491 | GEN4 | 4 | OP | ST | NG | 7.5 | 0 | 0 | 0 | 0 | 0 | EIA-923 Generator File | 1943
25630 | 2022 | WV | Axiall Natrium Plant | 50491 | GEN6 | 4 | OP | ST | NG | 26 | 0.858 | 195396.08 | 703420.2606 | 85909.399 | 309271.3622 | EIA-923 Generator File | 1954
25631 | 2022 | WV | Axiall Natrium Plant | 50491 | GEN7 | 1 | OP | ST | NG | 82 | 0.443 | 318438.36 | 1146368.925 | 87950.996 | 316621.0526 | EIA-923 Generator File | 1966
25632 | 2022 | WV | Beech Ridge Energy LLC | 57151 | GEN1 |  | OP | WT | WND | 100.5 | 0.277 | 243742 | 877464.1803 | 73082 | 263093.0953 | Distributed from 923 Generation And Fuel | 2010
25633 | 2022 | WV | Beech Ridge Energy Storage | 60390 | BRES |  | OP | BA | MWH | 31.5 | -0.03 | -8151 | -29343.3653 | -4235 | -15245.878 | Distributed from 923 Generation And Fuel | 2015
25634 | 2022 | WV | Beech Ridge II Wind Energy Center | 62482 | GEN1 |  | OP | WT | WND | 56.2 | 0.271 | 133628 | 481056.9515 | 47075 | 169468.6443 | Distributed from 923 Generation And Fuel | 2020
25635 | 2022 | WV | Belleville Dam | 7594 | 1 |  | OP | HY | WAT | 21 | 0.722 | 132820.5 | 478149.9748 | 43027 | 154895.9608 | Distributed from 923 Generation And Fuel | 1999
25636 | 2022 | WV | Belleville Dam | 7594 | 2 |  | OP | HY | WAT | 21 | 0.722 | 132820.5 | 478149.9748 | 43027 | 154895.9608 | Distributed from 923 Generation And Fuel | 1999
25637 | 2022 | WV | Big Sandy Peaker Plant | 55284 | BSG1 |  | OP | GT | NG | 58.9 | 0.083 | 43008.167 | 154828.1626 | 20165.5 | 72595.2192 | Distributed from 923 Generation And Fuel | 2001
25638 | 2022 | WV | Big Sandy Peaker Plant | 55284 | BSG2 |  | OP | GT | NG | 58.9 | 0.083 | 43008.167 | 154828.1626 | 20165.5 | 72595.2192 | Distributed from 923 Generation And Fuel | 2001
25639 | 2022 | WV | Big Sandy Peaker Plant | 55284 | BSG3 |  | OP | GT | NG | 58.9 | 0.083 | 43008.167 | 154828.1626 | 20165.5 | 72595.2192 | Distributed from 923 Generation And Fuel | 2001
25640 | 2022 | WV | Big Sandy Peaker Plant | 55284 | BSG4 |  | OP | GT | NG | 58.9 | 0.083 | 43008.167 | 154828.1626 | 20165.5 | 72595.2192 | Distributed from 923 Generation And Fuel | 2001
25641 | 2022 | WV | Big Sandy Peaker Plant | 55284 | BSG5 |  | OP | GT | NG | 58.9 | 0.083 | 43008.167 | 154828.1626 | 20165.5 | 72595.2192 | Distributed from 923 Generation And Fuel | 2001
25642 | 2022 | WV | Big Sandy Peaker Plant | 55284 | BSG6 |  | OP | GT | NG | 58.9 | 0.083 | 43008.167 | 154828.1626 | 20165.5 | 72595.2192 | Distributed from 923 Generation And Fuel | 2001
25643 | 2022 | WV | Black Rock Wind | 64433 | BRW |  | OP | WT | WND | 115 | 0.265 | 267036 | 961321.9094 | 67726 | 243811.6495 | Distributed from 923 Generation And Fuel | 2022
25644 | 2022 | WV | Ceredo Generating Station | 55276 | 01 |  | OP | GT | NG | 86.5 | 0.088 | 66378.833 | 238961.8871 | 41956.667 | 151042.7929 | Distributed from 923 Generation And Fuel | 2001
25645 | 2022 | WV | Ceredo Generating Station | 55276 | 02 |  | OP | GT | NG | 86.5 | 0.088 | 66378.833 | 238961.8871 | 41956.667 | 151042.7929 | Distributed from 923 Generation And Fuel | 2001
25646 | 2022 | WV | Ceredo Generating Station | 55276 | 03 |  | OP | GT | NG | 86.5 | 0.088 | 66378.833 | 238961.8871 | 41956.667 | 151042.7929 | Distributed from 923 Generation And Fuel | 2001
25647 | 2022 | WV | Ceredo Generating Station | 55276 | 04 |  | OP | GT | NG | 86.5 | 0.088 | 66378.833 | 238961.8871 | 41956.667 | 151042.7929 | Distributed from 923 Generation And Fuel | 2001
25648 | 2022 | WV | Ceredo Generating Station | 55276 | 05 |  | OP | GT | NG | 86.5 | 0.088 | 66378.833 | 238961.8871 | 41956.667 | 151042.7929 | Distributed from 923 Generation And Fuel | 2001
25649 | 2022 | WV | Ceredo Generating Station | 55276 | 06 |  | OP | GT | NG | 86.5 | 0.088 | 66378.833 | 238961.8871 | 41956.667 | 151042.7929 | Distributed from 923 Generation And Fuel | 2001
25650 | 2022 | WV | Dam No. 4 Hydro Station | 6543 | 1 |  | OP | HY | WAT | 0.5 | 0.455 | 1994.737 | 7180.9958 | 646.316 | 2326.719 | Distributed from 923 Generation And Fuel | 1909
25651 | 2022 | WV | Dam No. 4 Hydro Station | 6543 | 2 |  | OP | HY | WAT | 0.5 | 0.455 | 1994.737 | 7180.9958 | 646.316 | 2326.719 | Distributed from 923 Generation And Fuel | 1909
25652 | 2022 | WV | Dam No. 4 Hydro Station | 6543 | 3 |  | OP | HY | WAT | 0.9 | 0.455 | 3590.526 | 12925.7902 | 1163.368 | 4188.0913 | Distributed from 923 Generation And Fuel | 1991
25653 | 2022 | WV | Dam No. 5 Hydro Station | 6544 | 1 |  | OP | HY | WAT | 0.5 | 0.701 | 3070.5 | 11053.7116 | 994.5 | 3580.1714 | Distributed from 923 Generation And Fuel | 1919
25654 | 2022 | WV | Dam No. 5 Hydro Station | 6544 | 2 |  | OP | HY | WAT | 0.5 | 0.701 | 3070.5 | 11053.7116 | 994.5 | 3580.1714 | Distributed from 923 Generation And Fuel | 1919
25655 | 2022 | WV | FirstEnergy Fort Martin Power Station | 3943 | 1 | 1 | OP | ST | BIT | 576 | 0.577 | 2910112 | 10476319.3894 | 1268460 | 4566419.4686 | EIA-923 Generator File | 1967
25656 | 2022 | WV | FirstEnergy Fort Martin Power Station | 3943 | 2 | 1 | OP | ST | BIT | 576 | 0.405 | 2044096 | 7358686.7305 | 809979 | 2915901.0728 | EIA-923 Generator File | 1968
25657 | 2022 | WV | FirstEnergy Harrison Power Station | 3944 | 1 | 1 | OP | ST | RC | 684 | 0.764 | 4580586 | 16489977.6802 | 1942975 | 6994654.0428 | EIA-923 Generator File | 1972
25658 | 2022 | WV | FirstEnergy Harrison Power Station | 3944 | 2 | 1 | OP | ST | RC | 684 | 0.493 | 2951522 | 10625394.1968 | 1686654 | 6071905.8248 | EIA-923 Generator File | 1973
25659 | 2022 | WV | FirstEnergy Harrison Power Station | 3944 | 3 | 1 | OP | ST | RC | 684 | 0.755 | 4526029 | 16293574.0514 | 2009751 | 7235045.7196 | EIA-923 Generator File | 1974
25660 | 2022 | WV | Gauley River Power Partners | 56333 | GEN1 |  | OP | HY | WAT | 40 | 0.303 | 106162 | 382180.1426 | 34391 | 123806.6095 | Distributed from 923 Generation And Fuel | 2001
25661 | 2022 | WV | Gauley River Power Partners | 56333 | GEN2 |  | OP | HY | WAT | 40 | 0.303 | 106162 | 382180.1426 | 34391 | 123806.6095 | Distributed from 923 Generation And Fuel | 2001
25662 | 2022 | WV | Glen Ferris Hydro | 50010 | GEN1 |  | OP | HY | WAT | 0.4 | 0.307 | 1075.742 | 3872.6402 | 348.516 | 1254.6476 | Distributed from 923 Generation And Fuel | 1912
25663 | 2022 | WV | Glen Ferris Hydro | 50010 | GEN2 |  | OP | HY | WAT | 0.4 | 0.307 | 1075.742 | 3872.6402 | 348.516 | 1254.6476 | Distributed from 923 Generation And Fuel | 1912
25664 | 2022 | WV | Glen Ferris Hydro | 50010 | GEN3 |  | OP | HY | WAT | 0.4 | 0.307 | 1075.742 | 3872.6402 | 348.516 | 1254.6476 | Distributed from 923 Generation And Fuel | 1912
25665 | 2022 | WV | Glen Ferris Hydro | 50010 | GEN4 |  | OP | HY | WAT | 0.4 | 0.307 | 1075.742 | 3872.6402 | 348.516 | 1254.6476 | Distributed from 923 Generation And Fuel | 1912
25666 | 2022 | WV | Glen Ferris Hydro | 50010 | GEN5 |  | OP | HY | WAT | 0.4 | 0.307 | 1075.742 | 3872.6402 | 348.516 | 1254.6476 | Distributed from 923 Generation And Fuel | 1912
25667 | 2022 | WV | Glen Ferris Hydro | 50010 | GEN6 |  | OP | HY | WAT | 0.4 | 0.307 | 1075.742 | 3872.6402 | 348.516 | 1254.6476 | Distributed from 923 Generation And Fuel | 1912
25668 | 2022 | WV | Glen Ferris Hydro | 50010 | GEN7 |  | OP | HY | WAT | 1.9 | 0.307 | 5109.774 | 18395.0392 | 1655.452 | 5959.5795 | Distributed from 923 Generation And Fuel | 1917
25669 | 2022 | WV | Glen Ferris Hydro | 50010 | GEN8 |  | OP | HY | WAT | 1.9 | 0.307 | 5109.774 | 18395.0392 | 1655.452 | 5959.5795 | Distributed from 923 Generation And Fuel | 1917
25670 | 2022 | WV | Grant Town Power Plant | 10151 | GEN1 | 2 | OP | ST | WC | 95.7 | 0.733 | 614244 | 2211260.7099 | 270178 | 972633.0189 | EIA-923 Generator File | 1992
25671 | 2022 | WV | Hawks Nest Hydro | 50011 | GEN1 |  | OP | HY | WAT | 25.5 | 0.57 | 127250 | 458096.3352 | 41222.5 | 148399.8128 | Distributed from 923 Generation And Fuel | 1936
25672 | 2022 | WV | Hawks Nest Hydro | 50011 | GEN2 |  | OP | HY | WAT | 25.5 | 0.57 | 127250 | 458096.3352 | 41222.5 | 148399.8128 | Distributed from 923 Generation And Fuel | 1936
25673 | 2022 | WV | Hawks Nest Hydro | 50011 | GEN3 |  | OP | HY | WAT | 25.5 | 0.57 | 127250 | 458096.3352 | 41222.5 | 148399.8128 | Distributed from 923 Generation And Fuel | 1936
25674 | 2022 | WV | Hawks Nest Hydro | 50011 | GEN4 |  | OP | HY | WAT | 25.5 | 0.57 | 127250 | 458096.3352 | 41222.5 | 148399.8128 | Distributed from 923 Generation And Fuel | 1936
25675 | 2022 | WV | John E Amos | 3935 | 1 | 1 | OP | ST | BIT | 816.3 | 0.357 | 2553350 | 9191986.4641 | 1395001 | 5021963.4243 | EIA-923 Generator File | 1971
25676 | 2022 | WV | John E Amos | 3935 | 2 | 1 | OP | ST | BIT | 816.3 | 0.261 | 1866351 | 6718809.8495 | 1284121 | 4622798.6176 | EIA-923 Generator File | 1972
25677 | 2022 | WV | John E Amos | 3935 | 3 | 1 | OP | ST | BIT | 1300 | 0.253 | 2886551 | 10391500.468 | 1124151 | 4046911.2247 | EIA-923 Generator File | 1973
25678 | 2022 | WV | Laurel Mountain Hybrid | 57447 | 1 |  | OP | WT | WND | 97.6 | 0.236 | 201488 | 725350.9972 | 51597 | 185747.714 | Distributed from 923 Generation And Fuel | 2011
25679 | 2022 | WV | Laurel Mountain Hybrid | 57447 | 2 |  | OP | BA | MWH | 16 | -0.03 | -4192 | -15091.0793 | -1880 | -6767.9459 | Distributed from 923 Generation And Fuel | 2011
25680 | 2022 | WV | London | 6560 | 1 |  | OP | HY | WAT | 4.8 | 0.412 | 17313.333 | 62327.5002 | 5608.667 | 20191.0397 | Distributed from 923 Generation And Fuel | 1935
25681 | 2022 | WV | London | 6560 | 2 |  | OP | HY | WAT | 4.8 | 0.412 | 17313.333 | 62327.5002 | 5608.667 | 20191.0397 | Distributed from 923 Generation And Fuel | 1935
25682 | 2022 | WV | London | 6560 | 3 |  | OP | HY | WAT | 4.8 | 0.412 | 17313.333 | 62327.5002 | 5608.667 | 20191.0397 | Distributed from 923 Generation And Fuel | 1935
25683 | 2022 | WV | Longview Power Plant | 56671 | MKA01 | 1 | OP | ST | BIT | 807.5 | 0.645 | 4559836 | 16415278.2778 | 1690829 | 6086935.7045 | EIA-923 Generator File | 2011
25684 | 2022 | WV | Marmet | 6561 | 1 |  | OP | HY | WAT | 4.8 | 0.522 | 21963.667 | 79068.5687 | 7115 | 25613.7951 | Distributed from 923 Generation And Fuel | 1935
25685 | 2022 | WV | Marmet | 6561 | 2 |  | OP | HY | WAT | 4.8 | 0.522 | 21963.667 | 79068.5687 | 7115 | 25613.7951 | Distributed from 923 Generation And Fuel | 1935
25686 | 2022 | WV | Marmet | 6561 | 3 |  | OP | HY | WAT | 4.8 | 0.522 | 21963.667 | 79068.5687 | 7115 | 25613.7951 | Distributed from 923 Generation And Fuel | 1935
25687 | 2022 | WV | Millville Hydro Station | 6546 | 1 |  | OP | HY | WAT | 0.8 | 0.296 | 2077.429 | 7478.6846 | 672.857 | 2422.2658 | Distributed from 923 Generation And Fuel | 1913
25688 | 2022 | WV | Millville Hydro Station | 6546 | 2 |  | OP | HY | WAT | 1 | 0.296 | 2596.786 | 9348.3548 | 841.071 | 3027.8314 | Distributed from 923 Generation And Fuel | 1939
25689 | 2022 | WV | Millville Hydro Station | 6546 | 3 |  | OP | HY | WAT | 1 | 0.296 | 2596.786 | 9348.3548 | 841.071 | 3027.8314 | Distributed from 923 Generation And Fuel | 1938
25690 | 2022 | WV | Mitchell (WV) | 3948 | 1 | 1 | OP | ST | BIT | 816.3 | 0.297 | 2121811 | 7638458.4923 | 1509660 | 5434732.5221 | EIA-923 Generator File | 1971
25691 | 2022 | WV | Mitchell (WV) | 3948 | 2 | 1 | OP | ST | BIT | 816.3 | 0.193 | 1380076 | 4968233.8541 | 582653 | 2097534.0197 | EIA-923 Generator File | 1971
25692 | 2022 | WV | Morgantown Energy Facility | 10743 | GEN1 | 2 | OS | ST | WC | 68.9 |  | GENYRONL: 1991
25693 | 2022 | WV | Mountaineer | 6264 | 1 | 1 | OP | ST | BIT | 1300 | 0.458 | 5216833 | 18780448.5564 | 1800078 | 6480228.9582 | EIA-923 Generator File | 1980
25694 | 2022 | WV | Mountaineer Wind Energy Center | 55986 | WT1 |  | OP | WT | WND | 66 | 0.147 | 84925 | 305727.5542 | 27834 | 100201.5984 | Distributed from 923 Generation And Fuel | 2002
25695 | 2022 | WV | Mt Storm | 3954 | 1 | 1 | OP | ST | BIT | 570.2 | 0.285 | 1425410 | 5131434.9485 | 687199 | 2473896.6088 | EIA-923 Generator File | 1965
25696 | 2022 | WV | Mt Storm | 3954 | 2 | 1 | OP | ST | BIT | 570.2 | 0.351 | 1750786 | 6302779.1778 | 583052 | 2098970.4082 | EIA-923 Generator File | 1966
25697 | 2022 | WV | Mt Storm | 3954 | 3 | 1 | OP | ST | BIT | 522 | 0.321 | 1467937 | 5284530.9238 | 700579 | 2522064.2235 | EIA-923 Generator File | 1973
25698 | 2022 | WV | Mt Storm | 3954 | JF1 |  | OP | GT | JF | 18.5 | 0 | 69 | 248.398 | 69 | 248.398 | Distributed from 923 Generation And Fuel | 1967
25699 | 2022 | WV | NedPower Mount Storm | 56495 | MS1 |  | OP | WT | WND | 164 | 0.257 | 369006.212 | 1328411.7359 | 113251.939 | 407703.7188 | Distributed from 923 Generation And Fuel | 2008
25700 | 2022 | WV | NedPower Mount Storm | 56495 | MS2 |  | OP | WT | WND | 100 | 0.257 | 225003.788 | 810007.1567 | 69056.061 | 248599.8308 | Distributed from 923 Generation And Fuel | 2008
25701 | 2022 | WV | New Creek Wind | 60132 | NCG01 |  | OP | WT | WND | 103 | 0.339 | 305586 | 1100100.7992 | 96446 | 347202.8224 | Distributed from 923 Generation And Fuel | 2016
25702 | 2022 | WV | New Martinsville Hannibal Hydro | 50036 | UNT1 |  | OP | HY | WAT | 18.7 | 0.507 | 83107 | 299182.8065 | 26922.5 | 96920.2246 | Distributed from 923 Generation And Fuel | 1988
25703 | 2022 | WV | New Martinsville Hannibal Hydro | 50036 | UNT2 |  | OP | HY | WAT | 18.7 | 0.507 | 83107 | 299182.8065 | 26922.5 | 96920.2246 | Distributed from 923 Generation And Fuel | 1988
25704 | 2022 | WV | New River Clean Energy | 63246 | NEW2 |  | OP | IC | LFG | 1.6 | 0.364 | 5101 | 18363.4531 | 2075 | 7469.9402 | Distributed from 923 Generation And Fuel | 2017
25705 | 2022 | WV | New River Clean Energy | 63246 | NEWR1 |  | OP | IC | LFG | 1.6 | 0.364 | 5101 | 18363.4531 | 2075 | 7469.9402 | Distributed from 923 Generation And Fuel | 2017
25706 | 2022 | WV | Pinnacle Wind Force LLC | 57595 | 1 |  | OP | WT | WND | 53.7 | 0.375 | 176480 | 635322.9174 | 60710 | 218554.2516 | Distributed from 923 Generation And Fuel | 2011
25707 | 2022 | WV | Pleasants Energy LLC | 55349 | 1 |  | OP | GT | NG | 172 | 0.301 | 453463.5 | 1632455.5404 | 223464.5 | 804465.7643 | Distributed from 923 Generation And Fuel | 2002
25708 | 2022 | WV | Pleasants Energy LLC | 55349 | 2 |  | OP | GT | NG | 172 | 0.301 | 453463.5 | 1632455.5404 | 223464.5 | 804465.7643 | Distributed from 923 Generation And Fuel | 2002
25709 | 2022 | WV | Pleasants Power Station | 6004 | 1 | 1 | OP | ST | BIT | 684 | 0.685 | 4101738 | 14766138.6709 | 1868196 | 6725451.7964 | EIA-923 Generator File | 1979
25710 | 2022 | WV | Pleasants Power Station | 6004 | 2 | 1 | OP | ST | BIT | 684 | 0.664 | 3978924 | 14324011.8079 | 1735095 | 6246292.0297 | EIA-923 Generator File | 1980
25711 | 2022 | WV | Willow Island Hydroelectric Plant | 57401 | WIG1 |  | OP | HY | WAT | 22 | 0.552 | 106407 | 383062.1355 | 34470.5 | 124092.8073 | Distributed from 923 Generation And Fuel | 2016
25712 | 2022 | WV | Willow Island Hydroelectric Plant | 57401 | WIG2 |  | OP | HY | WAT | 22 | 0.552 | 106407 | 383062.1355 | 34470.5 | 124092.8073 | Distributed from 923 Generation And Fuel | 2016
25713 | 2022 | WV | Winfield | 6562 | 1 |  | OP | HY | WAT | 14.7 | 0.586 | 75463.2 | 271665.3467 | 24446.4 | 88006.3359 | Distributed from 923 Generation And Fuel | 1938
25714 | 2022 | WV | Winfield | 6562 | 2 |  | OP | HY | WAT | 4.9 | 0.586 | 25154.4 | 90555.1156 | 8148.8 | 29335.4453 | Distributed from 923 Generation And Fuel | 1938
25715 | 2022 | WV | Winfield | 6562 | 3 |  | OP | HY | WAT | 4.9 | 0.586 | 25154.4 | 90555.1156 | 8148.8 | 29335.4453 | Distributed from 923 Generation And Fuel | 1938
25716 | 2022 | WY | Alcova | 6409 | 1 |  | OP | HY | WAT | 20.7 | 0.245 | 44485.5 | 160146.5188 | 20186.5 | 72670.8186 | Distributed from 923 Generation And Fuel | 1955
25717 | 2022 | WY | Alcova | 6409 | 2 |  | OP | HY | WAT | 20.7 | 0.245 | 44485.5 | 160146.5188 | 20186.5 | 72670.8186 | Distributed from 923 Generation And Fuel | 1955
25718 | 2022 | WY | Arvada | 8028 | 1 |  | OP | GT | NG | 7.5 | 0.003 | 168.5 | 606.5951 | 79 | 284.3977 | Distributed from 923 Generation And Fuel | 2002
25719 | 2022 | WY | Arvada | 8028 | 2 |  | OP | GT | NG | 7.5 | 0.003 | 168.5 | 606.5951 | 79 | 284.3977 | Distributed from 923 Generation And Fuel | 2002
25720 | 2022 | WY | Barber Creek | 8030 | 1 |  | OP | GT | NG | 7.5 | 0.002 | 153 | 550.7956 | 71.667 | 257.9991 | Distributed from 923 Generation And Fuel | 2002
25721 | 2022 | WY | Barber Creek | 8030 | 2 |  | OP | GT | NG | 7.5 | 0.002 | 153 | 550.7956 | 71.667 | 257.9991 | Distributed from 923 Generation And Fuel | 2002
25722 | 2022 | WY | Barber Creek | 8030 | 3 |  | OP | GT | NG | 7.5 | 0.002 | 153 | 550.7956 | 71.667 | 257.9991 | Distributed from 923 Generation And Fuel | 2002
25723 | 2022 | WY | Beaver Creek Gas Plant | 55278 | 1 |  | OA | GT | NG | 2.5 | 0.409 | 8953 | 32230.5422 | 4200 | 15119.879 | Distributed from 923 Generation And Fuel | 1983
25724 | 2022 | WY | Beaver Creek Gas Plant | 55278 | 2 |  | OA | GT | NG | 2.5 | 0.409 | 8953 | 32230.5422 | 4200 | 15119.879 | Distributed from 923 Generation And Fuel | 1992
25725 | 2022 | WY | Beaver Creek Gas Plant | 55278 | STG-1 |  | OS | ST | WH | 0.9 | 0 | 0 | 0 | 0 | 0 | Distributed from 923 Generation And Fuel | 2018
25726 | 2022 | WY | Big Sand Draw Plant | 60130 | 1 |  | OP | IC | NG | 1.6 | 0.365 | 5113.4 | 18408.0927 | 2140.2 | 7704.6584 | Distributed from 923 Generation And Fuel | 2015
25727 | 2022 | WY | Big Sand Draw Plant | 60130 | 2 |  | OP | IC | NG | 1.6 | 0.365 | 5113.4 | 18408.0927 | 2140.2 | 7704.6584 | Distributed from 923 Generation And Fuel | 2015
25728 | 2022 | WY | Big Sand Draw Plant | 60130 | 4 |  | OP | IC | NG | 1.6 | 0.365 | 5113.4 | 18408.0927 | 2140.2 | 7704.6584 | Distributed from 923 Generation And Fuel | 2015
25729 | 2022 | WY | Big Sand Draw Plant | 60130 | 5 |  | OP | IC | NG | 1.6 | 0.365 | 5113.4 | 18408.0927 | 2140.2 | 7704.6584 | Distributed from 923 Generation And Fuel | 2015
25730 | 2022 | WY | Big Sand Draw Plant | 60130 | 6 |  | OP | IC | NG | 1.6 | 0.365 | 5113.4 | 18408.0927 | 2140.2 | 7704.6584 | Distributed from 923 Generation And Fuel | 2015
25731 | 2022 | WY | Boysen | 505 | 1 |  | OP | HY | WAT | 7.5 | 0.466 | 30596 | 110144.7188 | 13884 | 49982.0001 | Distributed from 923 Generation And Fuel | 1952
25732 | 2022 | WY | Boysen | 505 | 2 |  | OP | HY | WAT | 7.5 | 0.466 | 30596 | 110144.7188 | 13884 | 49982.0001 | Distributed from 923 Generation And Fuel | 1952
25733 | 2022 | WY | Buffalo Bill | 7317 | 1 |  | OP | HY | WAT | 6 | 0.383 | 20148.333 | 72533.4185 | 9143 | 32914.5367 | Distributed from 923 Generation And Fuel | 1992
25734 | 2022 | WY | Buffalo Bill | 7317 | 2 |  | OP | HY | WAT | 6 | 0.383 | 20148.333 | 72533.4185 | 9143 | 32914.5367 | Distributed from 923 Generation And Fuel | 1992
25735 | 2022 | WY | Buffalo Bill | 7317 | 3 |  | OP | HY | WAT | 6 | 0.383 | 20148.333 | 72533.4185 | 9143 | 32914.5367 | Distributed from 923 Generation And Fuel | 1992
25736 | 2022 | WY | Campbell Hill Windpower | 57090 | CHWF |  | OP | WT | WND | 99 | 0.366 | 317726 | 1143804.4496 | 85930 | 309345.5252 | Distributed from 923 Generation And Fuel | 2009
25737 | 2022 | WY | Casper Wind Farm | 57093 | CWGT |  | OP | WT | WND | 17 | 0.094 | 14017 | 50460.7963 | 3903 | 14050.6876 | Distributed from 923 Generation And Fuel | 2009
25738 | 2022 | WY | Cedar Springs I | 63914 | 82633 |  | OP | WT | WND | 200 | 0.469 | 821141 | 2956083.9513 | 241767 | 870354.2372 | Distributed from 923 Generation And Fuel | 2020
25739 | 2022 | WY | Cedar Springs II | 63915 | 82634 |  | OP | WT | WND | 200 | 0.344 | 603521 | 2172658.2187 | 160002 | 576002.592 | Distributed from 923 Generation And Fuel | 2020
25740 | 2022 | WY | Cedar Springs III | 63916 | 82635 |  | OP | WT | WND | 133 | 0.488 | 568235 | 2045629.635 | 170706 | 614536.6837 | Distributed from 923 Generation And Fuel | 2020
25741 | 2022 | WY | Cheyenne Prairie Generating Station | 57703 | 01A |  | OP | CT | NG | 40 | 0.293 | 102494 | 368975.4482 | 31716 | 114176.6866 | EIA-923 Generator File | 2014
25742 | 2022 | WY | Cheyenne Prairie Generating Station | 57703 | 01B |  | OP | CT | NG | 40 | 0.29 | 101454 | 365231.4781 | 40893 | 147213.6223 | EIA-923 Generator File | 2014
25743 | 2022 | WY | Cheyenne Prairie Generating Station | 57703 | 01C | 1 | OP | CA | NG | 20 | 0.377 | 65974 | 237504.5 | 22808 | 82108.1431 | EIA-923 Generator File | 2014
25744 | 2022 | WY | Cheyenne Prairie Generating Station | 57703 | 02A |  | OP | GT | NG | 40 | 0.037 | 12892 | 46410.8287 | 9075 | 32669.7386 | Distributed from 923 Generation And Fuel | 2014
25745 | 2022 | WY | Corriedale Wind Energy | 63436 | WTG |  | OP | WT | WND | 52.5 | 0.526 | 241680 | 870041.0397 | 77136 | 277687.3785 | Distributed from 923 Generation And Fuel | 2020
25746 | 2022 | WY | Dave Johnston | 4158 | 1 | 1 | OP | ST | SUB | 133.6 | 0.516 | 604075 | 2174652.6028 | 276173 | 994214.8463 | EIA-923 Generator File | 1959 | 2027
25747 | 2022 | WY | Dave Johnston | 4158 | 2 | 1 | OP | ST | SUB | 133.6 | 0.62 | 725260 | 2610915.1127 | 299684 | 1078853.7692 | EIA-923 Generator File | 1961 | 2027
25748 | 2022 | WY | Dave Johnston | 4158 | 3 | 1 | OP | ST | SUB | 255 | 0.494 | 1102460 | 3968824.2494 | 495977 | 1785502.916 | EIA-923 Generator File | 1964 | 2027
25749 | 2022 | WY | Dave Johnston | 4158 | 4 | 1 | OP | ST | SUB | 400 | 0.328 | 1150124 | 4140413.2767 | 503957 | 1814230.6862 | EIA-923 Generator File | 1972 | 2027
25750 | 2022 | WY | Dry Fork Station | 56609 | 01 | 1 | OP | ST | SUB | 483.7 | 0.636 | 2692916 | 9694420.0446 | 1363486 | 4908510.3319 | Distributed from 923 Generation And Fuel | 2011
25751 | 2022 | WY | Dunlap | 57299 | 1 |  | OP | WT | WND | 129.5 | 0.414 | 469881 | 1691558.0675 | 130841 | 471023.8318 | Distributed from 923 Generation And Fuel | 2010
25752 | 2022 | WY | Ekola Flats | 62591 | 1 |  | OP | WT | WND | 250.9 | 0.367 | 805728 | 2900597.5952 | 203087 | 731107.3511 | Distributed from 923 Generation And Fuel | 2020
25753 | 2022 | WY | Elk Basin Gasoline Plant | 52127 | GEN1 |  | OP | ST | OG | 1 | 0.62 | 5427 | 19537.0437 | 1741.966 | 6271.0274 | EIA-923 Generator File | 1948
25754 | 2022 | WY | Elk Basin Gasoline Plant | 52127 | GEN2 |  | OP | ST | OG | 1 | 0.258 | 2262 | 8143.1349 | 1741.966 | 6271.0274 | EIA-923 Generator File | 1948
25755 | 2022 | WY | Fontenelle | 4185 | 1 |  | OP | HY | WAT | 10 | 0.503 | 44094 | 158737.1301 | 20009 | 72031.8237 | Distributed from 923 Generation And Fuel | 1968
25756 | 2022 | WY | Foote Creek I | 55607 | GEN1 |  | OP | WT | WND | 41.4 | 0.576 | 208749 | 751490.3881 | 58127 | 209255.526 | Distributed from 923 Generation And Fuel | 1999
25757 | 2022 | WY | Fremont Canyon | 4176 | 1 |  | OP | HY | WAT | 33.4 | 0.344 | 100735 | 362643.0989 | 45712 | 164561.8835 | Distributed from 923 Generation And Fuel | 1961
25758 | 2022 | WY | Fremont Canyon | 4176 | 2 |  | OP | HY | WAT | 33.4 | 0.344 | 100735 | 362643.0989 | 45712 | 164561.8835 | Distributed from 923 Generation And Fuel | 1960
25759 | 2022 | WY | Garland Canal Power Plant | 57551 | MAIN |  | OP | HY | WAT | 2.9 | 0.394 | 10003 | 36010.5119 | 8888 | 31996.544 | Distributed from 923 Generation And Fuel | 1983
25760 | 2022 | WY | General Chemical | 54318 | TG1 | 3 | OP | ST | BIT | 15 | 0.725 | 95254 | 342911.6567 | 31172 | 112218.3023 | EIA-923 Generator File | 1968
25761 | 2022 | WY | General Chemical | 54318 | TG2 | 3 | OP | ST | BIT | 15 | 0.892 | 117247 | 422085.8233 | 45007 | 162023.9038 | EIA-923 Generator File | 1977
25762 | 2022 | WY | Genesis Alkali | 57915 | 1 | 7 | OP | ST | SUB | 3.5 | 0.784 | 24041 | 86546.9076 | 9001 | 32403.3408 | EIA-923 Generator File | 1953
25763 | 2022 | WY | Genesis Alkali | 57915 | 2 | 7 | OP | ST | SUB | 3.5 | 0.791 | 24266 | 87356.9011 | 9249 | 33296.1336 | EIA-923 Generator File | 1953
25764 | 2022 | WY | Genesis Alkali | 57915 | 3 | 7 | OP | ST | SUB | 4 | 0.531 | 18617 | 67020.6638 | 10223 | 36802.5056 | EIA-923 Generator File | 1964
25765 | 2022 | WY | Genesis Alkali | 57915 | 4 | 7 | OP | ST | SUB | 10 | 0.779 | 68210 | 245554.0356 | 28349 | 102055.5836 | EIA-923 Generator File | 1972
25766 | 2022 | WY | Genesis Alkali | 57915 | 5 | 7 | OP | ST | SUB | 10 | 0.928 | 81262 | 292540.8597 | 33830 | 121787.0257 | EIA-923 Generator File | 1975
25767 | 2022 | WY | Genesis Alkali | 57915 | 6 | 7 | OA | ST | SUB | 10 | 0.742 | 65021 | 234073.7274 | 31745 | 114281.0858 | EIA-923 Generator File | 1975
25768 | 2022 | WY | Glendo | 4177 | 1 |  | OP | HY | WAT | 19 | 0.187 | 31142.5 | 112112.1031 | 14132 | 50874.793 | Distributed from 923 Generation And Fuel | 1958
25769 | 2022 | WY | Glendo | 4177 | 2 |  | OP | HY | WAT | 19 | 0.187 | 31142.5 | 112112.1031 | 14132 | 50874.793 | Distributed from 923 Generation And Fuel | 1959
25770 | 2022 | WY | Glenrock | 56841 | 1 |  | OP | WT | WND | 119.6 | 0.311 | 326197.444 | 1174301.404 | 90831.722 | 326991.5833 | Distributed from 923 Generation And Fuel | 2008
25771 | 2022 | WY | Glenrock | 56841 | 2 |  | OP | WT | WND | 46 | 0.311 | 125460.556 | 451654.3884 | 34935.278 | 125765.9947 | Distributed from 923 Generation And Fuel | 2009
25772 | 2022 | WY | Guernsey | 4178 | 1 |  | OP | HY | WAT | 3.2 | 0.243 | 6810 | 24515.8039 | 3090.5 | 11125.711 | Distributed from 923 Generation And Fuel | 1927
25773 | 2022 | WY | Guernsey | 4178 | 2 |  | OP | HY | WAT | 3.2 | 0.243 | 6810 | 24515.8039 | 3090.5 | 11125.711 | Distributed from 923 Generation And Fuel | 1928
25774 | 2022 | WY | Happy Jack Windpower Project | 56960 | HJW01 |  | OP | WT | WND | 29.4 | 0.277 | 71291 | 256645.5468 | 18083 | 65098.2792 | Distributed from 923 Generation And Fuel | 2008
25775 | 2022 | WY | Hartzog | 8026 | 1 |  | OP | GT | NG | 7.5 | 0.002 | 146 | 525.5958 | 68.333 | 245.9968 | Distributed from 923 Generation And Fuel | 2002
25776 | 2022 | WY | Hartzog | 8026 | 2 |  | OP | GT | NG | 7.5 | 0.002 | 146 | 525.5958 | 68.333 | 245.9968 | Distributed from 923 Generation And Fuel | 2002
25777 | 2022 | WY | Hartzog | 8026 | 3 |  | OP | GT | NG | 7.5 | 0.002 | 146 | 525.5958 | 68.333 | 245.9968 | Distributed from 923 Generation And Fuel | 2002
25778 | 2022 | WY | Heart Mountain | 6408 | 1 |  | OP | HY | WAT | 5 | 0.359 | 15730 | 56627.547 | 7138 | 25696.5944 | Distributed from 923 Generation And Fuel | 1948
25779 | 2022 | WY | High Plains | 57040 | 1 |  | OP | WT | WND | 122.1 | 0.359 | 383965 | 1382262.9419 | 106917 | 384898.1208 | Distributed from 923 Generation And Fuel | 2009
25780 | 2022 | WY | Jim Bridger | 8066 | 1 | 1 | OP | ST | SUB | 608.3 | 0.55 | 2930940 | 10551299.5896 | 1375277 | 4950957.5923 | EIA-923 Generator File | 1974 | 2037
25781 | 2022 | WY | Jim Bridger | 8066 | 2 | 1 | OP | ST | SUB | 617 | 0.431 | 2329445 | 8385934.9125 | 882171 | 3175790.1937 | EIA-923 Generator File | 1975 | 2037
25782 | 2022 | WY | Jim Bridger | 8066 | 3 | 1 | OP | ST | SUB | 608.3 | 0.486 | 2588007 | 9316750.666 | 1187985 | 4276711.7863 | EIA-923 Generator File | 1976 | 2037
25783 | 2022 | WY | Jim Bridger | 8066 | 4 | 1 | OP | ST | SUB | 608.3 | 0.528 | 2813627 | 10128976.1682 | 1280475 | 4609673.1226 | EIA-923 Generator File | 1979 | 2037
25784 | 2022 | WY | Kortes | 4180 | 1 |  | OP | HY | WAT | 12 | 0.267 | 28025.333 | 100890.3917 | 12717.333 | 45782.0325 | Distributed from 923 Generation And Fuel | 1951
25785 | 2022 | WY | Kortes | 4180 | 2 |  | OP | HY | WAT | 12 | 0.267 | 28025.333 | 100890.3917 | 12717.333 | 45782.0325 | Distributed from 923 Generation And Fuel | 1950
25786 | 2022 | WY | Kortes | 4180 | 3 |  | OP | HY | WAT | 12 | 0.267 | 28025.333 | 100890.3917 | 12717.333 | 45782.0325 | Distributed from 923 Generation And Fuel | 1950
25787 | 2022 | WY | Lake (WY) | 7039 | 1 |  | SB | IC | DFO | 2.7 | 0.009 | 206 | 741.5941 | 85 | 305.9976 | Distributed from 923 Generation And Fuel | 1967
25788 | 2022 | WY | Laramie River Station | 6204 | 1 | 1 | OP | ST | SUB | 621 | 0.435 | 2367789 | 8523972.2082 | 1336659 | 4811933.9045 | EIA-923 Generator File | 1981
25789 | 2022 | WY | Laramie River Station | 6204 | 2 | 1 | OP | ST | SUB | 621 | 0.61 | 3316282 | 11938519.6918 | 1102080 | 3967456.2603 | EIA-923 Generator File | 1981
25790 | 2022 | WY | Laramie River Station | 6204 | 3 | 1 | OP | ST | SUB | 621 | 0.767 | 4174784 | 15029102.1672 | 1837702 | 6615674.2746 | EIA-923 Generator File | 1982
25791 | 2022 | WY | McFadden Ridge | 57039 | 1 |  | OP | WT | WND | 35.2 | 0.375 | 115716 | 416574.2674 | 32222 | 115998.272 | Distributed from 923 Generation And Fuel | 2009
25792 | 2022 | WY | Medicine Bow | 692 | 10 |  | OP | WT | WND | 4.9 | 0.29 | 12434.145 | 44762.5639 | 3462.403 | 12464.5511 | Distributed from 923 Generation And Fuel | 2000
25793 | 2022 | WY | Medicine Bow | 692 | 11 |  | OP | WT | WND | 1.3 | 0.29 | 3298.855 | 11875.783 | 918.597 | 3306.9227 | Distributed from 923 Generation And Fuel | 2000
25794 | 2022 | WY | Mountain Wind Power II LLC | 56753 | 1 |  | OP | WT | WND | 80 | 0.206 | 144290 | 519439.8445 | 36081 | 129890.5609 | Distributed from 923 Generation And Fuel | 2008
25795 | 2022 | WY | Mountain Wind Power LLC | 56752 | 1 |  | OP | WT | WND | 61 | 0.401 | 214466 | 772071.4234 | 54119 | 194826.8414 | Distributed from 923 Generation And Fuel | 2008
25796 | 2022 | WY | Naughton | 4162 | 1 | 1 | OP | ST | SUB | 192 | 0.526 | 884634 | 3184656.9227 | 338050 | 1216970.2642 | EIA-923 Generator File | 1963 | 2025
25797 | 2022 | WY | Naughton | 4162 | 2 | 1 | OP | ST | SUB | 256 | 0.444 | 995336 | 3583180.9346 | 474165 | 1706980.3442 | EIA-923 Generator File | 1968 | 2025
25798 | 2022 | WY | Naughton | 4162 | 3 | 1 | OP | ST | NG | 384 | 0.171 | 576231 | 2074415.0047 | 333615 | 1201004.392 | EIA-923 Generator File | 1971 | 2029
25799 | 2022 | WY | Neil Simpson Gas Turbine #2 | 55477 | GT2 |  | OP | GT | NG | 40 | 0.065 | 22633 | 81478.1482 | 12008 | 43228.4542 | Distributed from 923 Generation And Fuel | 2001
25800 | 2022 | WY | Neil Simpson II | 7504 | 2 | 1 | OP | ST | SUB | 90 | 0.775 | 611311 | 2200701.9944 | 269906 | 971653.8268 | EIA-923 Generator File | 1995
25801 | 2022 | WY | Neil Simpson II | 7504 | GT1 |  | OP | GT | NG | 40 | 0.15 | 52632 | 189473.6842 | 24689 | 88879.689 | Distributed from 923 Generation And Fuel | 2000
25802 | 2022 | WY | Old Faithful | 2196 | 1 |  | SB | IC | DFO | 1 | 0.017 | 150 | 539.9957 | 62 | 223.1982 | Distributed from 923 Generation And Fuel | 1979
25803 | 2022 | WY | Old Faithful | 2196 | 2 |  | SB | IC | DFO | 1 | 0.017 | 150 | 539.9957 | 62 | 223.1982 | Distributed from 923 Generation And Fuel | 1979
25804 | 2022 | WY | Pilot Butte | 674 | 1 |  | OS | HY | WAT | 0.8 |  | GENYRONL: 1925
25805 | 2022 | WY | Pilot Butte | 674 | 2 |  | OS | HY | WAT | 0.8 |  | GENYRONL: 1929
25806 | 2022 | WY | Pioneer Wind Park, LLC | 60259 | PWP1 |  | OP | WT | WND | 80 | 0.312 | 218442 | 786384.9089 | 60827 | 218975.4482 | Distributed from 923 Generation And Fuel | 2016
25807 | 2022 | WY | Rock River I LLC | 55740 | GEN1 |  | OP | WT | WND | 50 | 0 | 0 | 0 | 0 | 0 | Distributed from 923 Generation And Fuel | 2001
25808 | 2022 | WY | Rolling Hills | 56842 | 1 |  | OP | WT | WND | 115.8 | 0.282 | 286356 | 1030873.353 | 79738 | 287054.5036 | Distributed from 923 Generation And Fuel | 2009
25809 | 2022 | WY | Roundhouse Wind Energy Project | 63133 | 82059 |  | OP | WT | WND | 124 | 0.49 | 531952.319 | 1915013.0283 | 161688.319 | 582073.2918 | Distributed from 923 Generation And Fuel | 2020
25810 | 2022 | WY | Roundhouse Wind Energy Project | 63133 | 82060 |  | OP | WT | WND | 79 | 0.49 | 338905.106 | 1220048.6212 | 103011.106 | 370837.0149 | Distributed from 923 Generation And Fuel | 2020
25811 | 2022 | WY | Roundhouse Wind Energy Project | 63133 | 82061 |  | OP | WT | WND | 23 | 0.49 | 98668.575 | 355204.0284 | 29990.575 | 107965.2063 | Distributed from 923 Generation And Fuel | 2020
25812 | 2022 | WY | Seminoe | 4182 | 1 |  | OP | HY | WAT | 17.2 | 0.122 | 18320.667 | 65953.8736 | 8313.667 | 29928.9618 | Distributed from 923 Generation And Fuel | 1939
25813 | 2022 | WY | Seminoe | 4182 | 2 |  | OP | HY | WAT | 17.2 | 0.122 | 18320.667 | 65953.8736 | 8313.667 | 29928.9618 | Distributed from 923 Generation And Fuel | 1939
25814 | 2022 | WY | Seminoe | 4182 | 3 |  | OP | HY | WAT | 17.2 | 0.122 | 18320.667 | 65953.8736 | 8313.667 | 29928.9618 | Distributed from 923 Generation And Fuel | 1939
25815 | 2022 | WY | Seven Mile Hill | 56843 | 1 |  | OP | WT | WND | 122.1 | 0.39 | 417515.187 | 1503042.6489 | 116259.745 | 418531.7337 | Distributed from 923 Generation And Fuel | 2008
25816 | 2022 | WY | Seven Mile Hill | 56843 | 2 |  | OP | WT | WND | 24.1 | 0.39 | 82408.813 | 296669.3534 | 22947.255 | 82609.4571 | Distributed from 923 Generation And Fuel | 2008
25817 | 2022 | WY | Shoshone (WY) | 4183 | 1 |  | OP | HY | WAT | 3 | 0.696 | 18304 | 65893.8728 | 8306 | 29901.3608 | Distributed from 923 Generation And Fuel | 1922
25818 | 2022 | WY | Shute Creek Facility | 56312 | 021A |  | OP | GT | NG | 48 | 0.649 | 272882.333 | 982368.5399 | 104733.667 | 377038.1849 | Distributed from 923 Generation And Fuel | 2005
25819 | 2022 | WY | Shute Creek Facility | 56312 | 021B |  | OP | GT | NG | 48 | 0.649 | 272882.333 | 982368.5399 | 104733.667 | 377038.1849 | Distributed from 923 Generation And Fuel | 2005
25820 | 2022 | WY | Shute Creek Facility | 56312 | 021C |  | OP | GT | NG | 48 | 0.649 | 272882.333 | 982368.5399 | 104733.667 | 377038.1849 | Distributed from 923 Generation And Fuel | 2005
25821 | 2022 | WY | Silver Sage Windpower | 57091 | SSW01 |  | OP | WT | WND | 42 | 0.336 | 123554 | 444790.8417 | 36125 | 130048.9596 | Distributed from 923 Generation And Fuel | 2009
25822 | 2022 | WY | Simplot Phosphates | 54472 | GEN1 | 4 | OP | ST | OTH | 11.5 | 0.876 | 88296.19 | 317863.7411 | 37163.61 | 133787.9257 | EIA-923 Generator File | 1986
25823 | 2022 | WY | Sinclair Oil Refinery | 54374 | NO2 |  | OP | ST | OG | 0.4 | 0.391 | 1370.61 | 4934.1565 | 381.21 | 1372.345 | EIA-923 Generator File | 1925
25824 | 2022 | WY | Sinclair Oil Refinery | 54374 | NO3 |  | OS | ST | OG | 1.3 | 0.319 | 3632.65 | 13077.4354 | 1847.85 | 6652.2068 | EIA-923 Generator File | 1954
25825 | 2022 | WY | Sinclair Oil Refinery | 54374 | NO5 |  | SB | IC | DFO | 1.1 | 0.023 | 220.66 | 794.3696 | 5.94 | 21.3838 | Distributed from 923 Generation And Fuel | 1955
25826 | 2022 | WY | Sinclair Oil Refinery | 54374 | 2004 |  | RE | IC | NG | 1.3 | 0.023 | 260.78 | 938.8005 | 7.02 | 25.2718 | Distributed from 923 Generation And Fuel | 2012 | 2022
25827 | 2022 | WY | Sinclair Oil Refinery | 54374 | 2006 |  | RE | IC | NG | 1.3 | 0.023 | 260.78 | 938.8005 | 7.02 | 25.2718 | Distributed from 923 Generation And Fuel | 2012 | 2022
25828 | 2022 | WY | Sinclair Oil Refinery | 54374 | 2008 |  | RE | IC | NG | 1.3 | 0.023 | 260.78 | 938.8005 | 7.02 | 25.2718 | Distributed from 923 Generation And Fuel | 2012 | 2022
25829 | 2022 | WY | Spirit Mountain | 7541 | 1 |  | OP | HY | WAT | 4.5 | 0.4 | 15778 | 56800.3456 | 7160 | 25775.7938 | Distributed from 923 Generation And Fuel | 1994
25830 | 2022 | WY | Strawberry Creek | 6393 | 1 |  | OP | HY | WAT | 0.5 | 0.575 | 2518 | 9064.7275 | 1142.667 | 4113.5683 | Distributed from 923 Generation And Fuel | 1940
25831 | 2022 | WY | Strawberry Creek | 6393 | 2 |  | OP | HY | WAT | 0.5 | 0.575 | 2518 | 9064.7275 | 1142.667 | 4113.5683 | Distributed from 923 Generation And Fuel | 1940
25832 | 2022 | WY | Strawberry Creek | 6393 | 3 |  | OP | HY | WAT | 0.5 | 0.575 | 2518 | 9064.7275 | 1142.667 | 4113.5683 | Distributed from 923 Generation And Fuel | 1951
25833 | 2022 | WY | Sweetwater Solar | 61369 | PV1 |  | OP | PV | SUN | 92 | 0.231 | 185909 | 669267.0459 | 102776 | 369990.6401 | Distributed from 923 Generation And Fuel | 2018
25834 | 2022 | WY | Swift Creek | 6394 | 3 |  | OP | HY | WAT | 0.8 | 0.42 | 2946.824 | 10608.4815 | 1337.412 | 4814.6447 | Distributed from 923 Generation And Fuel | 2009
25835 | 2022 | WY | Swift Creek | 6394 | 4 |  | OP | HY | WAT | 0.6 | 0.42 | 2210.118 | 7956.3611 | 1003.059 | 3610.9835 | Distributed from 923 Generation And Fuel | 2010
25836 | 2022 | WY | Swift Creek | 6394 | 5 |  | OP | HY | WAT | 0.3 | 0.42 | 1105.059 | 3978.1806 | 501.529 | 1805.49 | Distributed from 923 Generation And Fuel | 2010
25837 | 2022 | WY | TB Flats | 62516 | 1 |  | OP | WT | WND | 503.2 | 0.338 | 1488986 | 5360306.7175 | 387736 | 1395838.4333 | Distributed from 923 Generation And Fuel | 2021
25838 | 2022 | WY | Top of the World Windpower Project | 57327 | TOTW1 |  | OP | WT | WND | 200 | 0.231 | 404226 | 1455201.9584 | 118858 | 427885.3769 | Distributed from 923 Generation And Fuel | 2010
25839 | 2022 | WY | TransAlta Wyoming Wind | 56093 | GE15 |  | OP | WT | WND | 144 | 0.271 | 341330 | 1228778.1698 | 95045 | 342159.2627 | Distributed from 923 Generation And Fuel | 2003
25840 | 2022 | WY | Wygen 1 | 55479 | 0001 | 1 | OP | ST | SUB | 90 | 0.873 | 688614 | 2478990.5681 | 285001 | 1025995.392 | EIA-923 Generator File | 2003
25841 | 2022 | WY | Wygen 2 | 56319 | 0001 | 1 | OP | ST | SUB | 95 | 0.866 | 720573 | 2594042.0477 | 315795 | 1136852.9052 | EIA-923 Generator File | 2008
25842 | 2022 | WY | Wygen III | 56596 | 5 | 1 | OP | ST | SUB | 116 | 0.792 | 805208 | 2898725.6102 | 341673 | 1230012.9599 | EIA-923 Generator File | 2010
25843 | 2022 | WY | Wyodak | 6101 | 1 | 1 | OP | ST | SUB | 402.3 | 0.455 | 1604717 | 5776934.9845 | 527151 | 1897728.4182 | EIA-923 Generator File | 1978 | 2039
0
0
0