## GEN22
eGRID2022 Generator file sequence number | Data Year | Plant state abbreviation | Plant name | DOE/EIA ORIS plant or facility code | Generator ID | Number of associated boilers | Generator status | Generator prime mover type | Generator primary fuel | Generator nameplate capacity (MW) | Generator capacity factor | Generator annual net generation (MWh) | Generator annual net generation (GJ) | Generator ozone season net generation (MWh) | Generator ozone season net generation (GJ) | Generation data source | Generator year on-line | Generator planned or actual retirement year
SEQGEN | YEAR | PSTATABB | PNAME | ORISPL | GENID | NUMBLR | GENSTAT | PRMVR | FUELG1 | NAMEPCAP | CFACT | GENNTAN | GENNTAN2 | GENNTOZ | GENNTOZ2 | GENERSRC | GENYRONL | GENYRRET
1 | 2022 | AK | Agrium Kenai Nitrogen Operations | 54452 | 744A |  | OS | GT | NG | 2.5 |  | GENYRONL: 1977
2 | 2022 | AK | Agrium Kenai Nitrogen Operations | 54452 | 744B |  | OS | GT | NG | 2.5 |  | GENYRONL: 1977
3 | 2022 | AK | Agrium Kenai Nitrogen Operations | 54452 | 744C |  | OS | GT | NG | 2.5 |  | GENYRONL: 1977
4 | 2022 | AK | Agrium Kenai Nitrogen Operations | 54452 | 744D |  | OS | GT | NG | 2.5 |  | GENYRONL: 1977
5 | 2022 | AK | Agrium Kenai Nitrogen Operations | 54452 | 744E |  | OS | GT | NG | 2.5 |  | GENYRONL: 1977
6 | 2022 | AK | Alakanuk | 57053 | UNIT4 |  | SB | IC | DFO | 0.8 | 0 | 0 | 0 | 0 | 0 | Distributed from 923 Generation And Fuel | 2013
7 | 2022 | AK | Allison Creek Hydro | 58982 | GEN1 |  | OP | HY | WAT | 6.5 | 0.404 | 23017 | 82860.5371 | 10214 | 36770.1058 | Distributed from 923 Generation And Fuel | 2016
8 | 2022 | AK | Ambler | 60243 | 1A |  | OP | IC | DFO | 0.4 | 0.134 | 470.182 | 1692.6417 | 183.273 | 659.7775 | Distributed from 923 Generation And Fuel | 2020
9 | 2022 | AK | Ambler | 60243 | 2 |  | OP | IC | DFO | 0.3 | 0.134 | 352.636 | 1269.4794 | 137.455 | 494.834 | Distributed from 923 Generation And Fuel | 1993
10 | 2022 | AK | Ambler | 60243 | 3 |  | OP | IC | DFO | 0.4 | 0.134 | 470.182 | 1692.6417 | 183.273 | 659.7775 | Distributed from 923 Generation And Fuel | 1990
11 | 2022 | AK | Angoon | 7462 | 1A |  | OP | IC | DFO | 0.5 | 0.136 | 593.667 | 2137.1841 | 231.667 | 833.9945 | Distributed from 923 Generation And Fuel | 2009
12 | 2022 | AK | Angoon | 7462 | 2A |  | OP | IC | DFO | 0.5 | 0.136 | 593.667 | 2137.1841 | 231.667 | 833.9945 | Distributed from 923 Generation And Fuel | 1998
13 | 2022 | AK | Angoon | 7462 | 3 |  | OP | IC | DFO | 0.5 | 0.136 | 593.667 | 2137.1841 | 231.667 | 833.9945 | Distributed from 923 Generation And Fuel | 1990
14 | 2022 | AK | Aniak | 7182 | 1 |  | OP | IC | DFO | 0.5 | 0.124 | 541.818 | 1950.5292 | 211.364 | 760.9043 | Distributed from 923 Generation And Fuel | 1988
15 | 2022 | AK | Aniak | 7182 | 10 |  | OP | IC | DFO | 0.6 | 0.124 | 650.182 | 2340.6365 | 253.636 | 913.0823 | Distributed from 923 Generation And Fuel | 2016
16 | 2022 | AK | Aniak | 7182 | 11 |  | OP | IC | DFO | 0.5 | 0.124 | 541.818 | 1950.5292 | 211.364 | 760.9043 | Distributed from 923 Generation And Fuel | 2018
17 | 2022 | AK | Aniak | 7182 | 9 |  | OP | IC | DFO | 0.6 | 0.124 | 650.182 | 2340.6365 | 253.636 | 913.0823 | Distributed from 923 Generation And Fuel | 1996
18 | 2022 | AK | Annex Creek | 62 | 5 |  | OP | HY | WAT | 1.8 | 0.7 | 11031.75 | 39713.9823 | 4895.1 | 17622.219 | Distributed from 923 Generation And Fuel | 1915
19 | 2022 | AK | Annex Creek | 62 | 6 |  | OP | HY | WAT | 2.2 | 0.7 | 13483.25 | 48539.3117 | 5982.9 | 21538.2677 | Distributed from 923 Generation And Fuel | 1915
20 | 2022 | AK | Auke Bay | 7250 | 13 |  | SB | GT | DFO | 2.8 | -0.001 | -13.294 | -47.858 | -5.151 | -18.5435 | Distributed from 923 Generation And Fuel | 1993
21 | 2022 | AK | Auke Bay | 7250 | 14 |  | SB | GT | DFO | 30.9 | -0.001 | -146.706 | -528.1374 | -56.849 | -204.6548 | Distributed from 923 Generation And Fuel | 1994
22 | 2022 | AK | Auke Bay | 7250 | 4 |  | SB | IC | DFO | 2.5 | 0 | -2 | -7.1999 | -1 | -3.6 | Distributed from 923 Generation And Fuel | 1980
23 | 2022 | AK | Aurora Energy LLC Chena | 79 | 1 | 3 | OP | ST | SUB | 5 | 0.597 | 26142 | 94110.4471 | 9595 | 34541.7237 | EIA-923 Generator File | 1952
24 | 2022 | AK | Aurora Energy LLC Chena | 79 | 2 | 3 | OP | ST | SUB | 2.5 | 0.012 | 265 | 953.9924 | 265 | 953.9924 | EIA-923 Generator File | 1952
25 | 2022 | AK | Aurora Energy LLC Chena | 79 | 5 | 2 | OP | ST | SUB | 20 | 0.702 | 122970 | 442688.4585 | 61034 | 219720.6422 | EIA-923 Generator File | 1975
26 | 2022 | AK | Barrow | 7173 | 11 |  | OP | GT | NG | 4.8 | 0.326 | 13712.185 | 49363.4711 | 6567.399 | 23642.4473 | Distributed from 923 Generation And Fuel | 1996
27 | 2022 | AK | Barrow | 7173 | 12 |  | OP | GT | NG | 5 | 0.326 | 14283.526 | 51420.2822 | 6841.04 | 24627.547 | Distributed from 923 Generation And Fuel | 2001
28 | 2022 | AK | Barrow | 7173 | 6 |  | OP | GT | NG | 2.5 | 0.326 | 7141.763 | 25710.1411 | 3420.52 | 12313.7735 | Distributed from 923 Generation And Fuel | 1977
29 | 2022 | AK | Barrow | 7173 | 7 |  | OP | GT | NG | 2.5 | 0.326 | 7141.763 | 25710.1411 | 3420.52 | 12313.7735 | Distributed from 923 Generation And Fuel | 1980
30 | 2022 | AK | Barrow | 7173 | 8 |  | OP | GT | NG | 2.5 | 0.326 | 7141.763 | 25710.1411 | 3420.52 | 12313.7735 | Distributed from 923 Generation And Fuel | 1982
31 | 2022 | AK | Barrow | 7173 | 10 |  | RE | IC | NG | 1.5 | 0 | 0 | 0 | 0 | 0 | Distributed from 923 Generation And Fuel | 1994 | 2022
32 | 2022 | AK | Barrow | 7173 | 9 |  | RE | IC | NG | 1.5 | 0 | 0 | 0 | 0 | 0 | Distributed from 923 Generation And Fuel | 1994 | 2022
33 | 2022 | AK | Battery Energy Storage System | 57583 | BESS |  | OP | BA | MWH | 40 | -0.007 | -2529 | -9104.3272 | -1195 | -4301.9656 | Distributed from 923 Generation And Fuel | 2003
34 | 2022 | AK | Beaver Falls | 6580 | 1 |  | OP | HY | WAT | 1 | 0.889 | 7790.37 | 28045.1076 | 3456.852 | 12444.5676 | Distributed from 923 Generation And Fuel | 1947
35 | 2022 | AK | Beaver Falls | 6580 | 3 |  | OP | HY | WAT | 2.2 | 0.889 | 17138.815 | 61699.2404 | 7605.074 | 27378.0474 | Distributed from 923 Generation And Fuel | 1954
36 | 2022 | AK | Beaver Falls | 6580 | 4 |  | OP | HY | WAT | 2.2 | 0.889 | 17138.815 | 61699.2404 | 7605.074 | 27378.0474 | Distributed from 923 Generation And Fuel | 1954
37 | 2022 | AK | Beluga | 96 | 1 |  | SB | GT | NG | 16 | -0.002 | -217.106 | -781.5753 | -348.528 | -1254.6908 | Distributed from 923 Generation And Fuel | 1968
38 | 2022 | AK | Beluga | 96 | 2 |  | OS | GT | NG | 16 | -0.002 | -217.106 | -781.5753 | -348.528 | -1254.6908 | Distributed from 923 Generation And Fuel | 1968
39 | 2022 | AK | Beluga | 96 | 3 |  | SB | GT | NG | 59.1 | -0.002 | -801.936 | -2886.9465 | -1287.374 | -4634.5093 | Distributed from 923 Generation And Fuel | 1972
40 | 2022 | AK | Beluga | 96 | 5 |  | SB | GT | NG | 68.3 | -0.002 | -926.772 | -3336.3525 | -1487.777 | -5355.9544 | Distributed from 923 Generation And Fuel | 1975
41 | 2022 | AK | Beluga | 96 | 6 |  | OS | GT | NG | 76.5 | -0.002 | -1038.039 | -3736.9105 | -1666.397 | -5998.9812 | Distributed from 923 Generation And Fuel | 1976
42 | 2022 | AK | Beluga | 96 | 7 |  | SB | GT | NG | 76.5 | -0.002 | -1038.039 | -3736.9105 | -1666.397 | -5998.9812 | Distributed from 923 Generation And Fuel | 1978
43 | 2022 | AK | Bernice Lake | 6292 | 2 |  | OP | GT | NG | 20.7 | 0 | -85.823 | -308.9603 | -41.022 | -147.678 | Distributed from 923 Generation And Fuel | 1971
44 | 2022 | AK | Bernice Lake | 6292 | 3 |  | OP | GT | NG | 28.8 | 0 | -119.405 | -429.8546 | -57.074 | -205.4648 | Distributed from 923 Generation And Fuel | 1978
45 | 2022 | AK | Bernice Lake | 6292 | 4 |  | OP | GT | NG | 27.2 | 0 | -112.772 | -405.976 | -53.904 | -194.0528 | Distributed from 923 Generation And Fuel | 1981
46 | 2022 | AK | Bethel | 6566 | 1 |  | OP | IC | DFO | 2.1 | 0.39 | 7169.167 | 25808.7947 | 2795.667 | 10064.3207 | Distributed from 923 Generation And Fuel | 1976
47 | 2022 | AK | Bethel | 6566 | 2 |  | OP | IC | DFO | 2.1 | 0.39 | 7169.167 | 25808.7947 | 2795.667 | 10064.3207 | Distributed from 923 Generation And Fuel | 1976
48 | 2022 | AK | Bethel | 6566 | 3 |  | OP | IC | DFO | 2.1 | 0.39 | 7169.167 | 25808.7947 | 2795.667 | 10064.3207 | Distributed from 923 Generation And Fuel | 1976
49 | 2022 | AK | Bethel | 6566 | 4 |  | OP | IC | DFO | 2.1 | 0.39 | 7169.167 | 25808.7947 | 2795.667 | 10064.3207 | Distributed from 923 Generation And Fuel | 1976
50 | 2022 | AK | Bethel | 6566 | 6 |  | OP | IC | DFO | 2.1 | 0.39 | 7169.167 | 25808.7947 | 2795.667 | 10064.3207 | Distributed from 923 Generation And Fuel | 1989
51 | 2022 | AK | Bethel | 6566 | 7 |  | OP | IC | DFO | 2.1 | 0.39 | 7169.167 | 25808.7947 | 2795.667 | 10064.3207 | Distributed from 923 Generation And Fuel | 1992
52 | 2022 | AK | Black Bear Lake | 7752 | 1 |  | OP | HY | WAT | 4.5 | 0.593 | 23379 | 84163.7267 | 10374 | 37346.1012 | Distributed from 923 Generation And Fuel | 1995
53 | 2022 | AK | Blue Lake Hydro | 93 | 3 |  | OP | HY | WAT | 5.3 | 0.525 | 24381.333 | 87772.0966 | 10819 | 38948.0884 | Distributed from 923 Generation And Fuel | 2014
54 | 2022 | AK | Blue Lake Hydro | 93 | 4 |  | OP | HY | WAT | 5.3 | 0.525 | 24381.333 | 87772.0966 | 10819 | 38948.0884 | Distributed from 923 Generation And Fuel | 2014
55 | 2022 | AK | Blue Lake Hydro | 93 | 5 |  | OP | HY | WAT | 5.3 | 0.525 | 24381.333 | 87772.0966 | 10819 | 38948.0884 | Distributed from 923 Generation And Fuel | 2014
56 | 2022 | AK | Bradley Lake | 7367 | 1 |  | OP | HY | WAT | 63 | 0.341 | 188330.5 | 677984.3761 | 83570 | 300849.5932 | Distributed from 923 Generation And Fuel | 1991
57 | 2022 | AK | Bradley Lake | 7367 | 2 |  | OP | HY | WAT | 63 | 0.341 | 188330.5 | 677984.3761 | 83570 | 300849.5932 | Distributed from 923 Generation And Fuel | 1991
58 | 2022 | AK | Brevig Mission | 60260 | 1 |  | OP | IC | DFO | 0.2 | 0.142 | 248.2 | 893.5129 | 96.8 | 348.4772 | Distributed from 923 Generation And Fuel | 2010
59 | 2022 | AK | Brevig Mission | 60260 | 2 |  | OP | IC | DFO | 0.4 | 0.142 | 496.4 | 1787.0257 | 193.6 | 696.9544 | Distributed from 923 Generation And Fuel | 2010
60 | 2022 | AK | Brevig Mission | 60260 | 3A |  | OP | IC | DFO | 0.4 | 0.142 | 496.4 | 1787.0257 | 193.6 | 696.9544 | Distributed from 923 Generation And Fuel | 2018
61 | 2022 | AK | Centennial | 7112 | IC6 |  | OA | IC | DFO | 3.3 | 0.01 | 275 | 989.9921 | 107 | 385.1969 | Distributed from 923 Generation And Fuel | 1987
62 | 2022 | AK | Chester Lake | 7168 | 1 |  | OP | HY | WAT | 1.3 | 0.362 | 4121 | 14835.4813 | 1829 | 6584.3473 | Distributed from 923 Generation And Fuel | 1988
63 | 2022 | AK | Chevak | 6311 | 1A |  | OP | IC | DFO | 0.5 | 0.164 | 718.611 | 2586.9789 | 280.278 | 1008.9927 | Distributed from 923 Generation And Fuel | 2009
64 | 2022 | AK | Chevak | 6311 | 2A |  | OP | IC | DFO | 0.5 | 0.164 | 718.611 | 2586.9789 | 280.278 | 1008.9927 | Distributed from 923 Generation And Fuel | 2009
65 | 2022 | AK | Chevak | 6311 | 3A |  | OP | IC | DFO | 0.8 | 0.164 | 1149.778 | 4139.1677 | 448.444 | 1614.3855 | Distributed from 923 Generation And Fuel | 2009
66 | 2022 | AK | Cooper Lake | 6291 | 1 |  | OP | HY | WAT | 9.7 | 0.2 | 17027.5 | 61298.5096 | 7556 | 27201.3824 | Distributed from 923 Generation And Fuel | 1961
67 | 2022 | AK | Cooper Lake | 6291 | 2 |  | OP | HY | WAT | 9.7 | 0.2 | 17027.5 | 61298.5096 | 7556 | 27201.3824 | Distributed from 923 Generation And Fuel | 1961
68 | 2022 | AK | Craig (AK) | 421 | 1 |  | OP | IC | DFO | 0.6 | 0.009 | 46.957 | 169.0438 | 18.261 | 65.7391 | Distributed from 923 Generation And Fuel | 1984
69 | 2022 | AK | Craig (AK) | 421 | 3B |  | OP | IC | DFO | 1.8 | 0.009 | 140.87 | 507.1279 | 54.783 | 197.2172 | Distributed from 923 Generation And Fuel | 2015
70 | 2022 | AK | Craig (AK) | 421 | 5 |  | OP | IC | DFO | 1.1 | 0.009 | 86.087 | 309.9107 | 33.478 | 120.5198 | Distributed from 923 Generation And Fuel | 1983
71 | 2022 | AK | Craig (AK) | 421 | 6 |  | OP | IC | DFO | 1.1 | 0.009 | 86.087 | 309.9107 | 33.478 | 120.5198 | Distributed from 923 Generation And Fuel | 1989
72 | 2022 | AK | Delta Power | 56325 | 6 |  | SB | GT | DFO | 23.1 | 0 | 13 | 46.7996 | 5 | 17.9999 | Distributed from 923 Generation And Fuel | 1976
73 | 2022 | AK | Delta Wind Farm | 58511 | EWT1 |  | OP | WT | WND | 0.9 | 0.238 | 1873.421 | 6744.2616 | 907.105 | 3265.5519 | Distributed from 923 Generation And Fuel | 2009
74 | 2022 | AK | Delta Wind Farm | 58511 | EWT2 |  | OP | WT | WND | 0.9 | 0.238 | 1873.421 | 6744.2616 | 907.105 | 3265.5519 | Distributed from 923 Generation And Fuel | 2013
75 | 2022 | AK | Delta Wind Farm | 58511 | NW1 |  | OP | WT | WND | 0.1 | 0.238 | 208.158 | 749.3628 | 100.789 | 362.8375 | Distributed from 923 Generation And Fuel | 2008
76 | 2022 | AK | Dillingham | 109 | 10 |  | OP | IC | DFO | 1.1 | 0.198 | 1912.6 | 6885.3049 | 745.9 | 2685.2185 | Distributed from 923 Generation And Fuel | 1988
77 | 2022 | AK | Dillingham | 109 | 11 |  | OP | IC | DFO | 1 | 0.198 | 1738.727 | 6259.3671 | 678.091 | 2441.1081 | Distributed from 923 Generation And Fuel | 2001
78 | 2022 | AK | Dillingham | 109 | 12 |  | OP | IC | DFO | 1 | 0.198 | 1738.727 | 6259.3671 | 678.091 | 2441.1081 | Distributed from 923 Generation And Fuel | 2006
79 | 2022 | AK | Dillingham | 109 | 13 |  | OP | IC | DFO | 1 | 0.198 | 1738.727 | 6259.3671 | 678.091 | 2441.1081 | Distributed from 923 Generation And Fuel | 2006
80 | 2022 | AK | Dillingham | 109 | 14 |  | OP | IC | DFO | 1 | 0.198 | 1738.727 | 6259.3671 | 678.091 | 2441.1081 | Distributed from 923 Generation And Fuel | 2008
81 | 2022 | AK | Dillingham | 109 | 15 |  | OP | IC | DFO | 1 | 0.198 | 1738.727 | 6259.3671 | 678.091 | 2441.1081 | Distributed from 923 Generation And Fuel | 2008
82 | 2022 | AK | Dillingham | 109 | 16 |  | OP | IC | DFO | 0.5 | 0.198 | 869.364 | 3129.6854 | 339.045 | 1220.5522 | Distributed from 923 Generation And Fuel | 2009
83 | 2022 | AK | Dillingham | 109 | 17 |  | OP | IC | DFO | 2.2 | 0.198 | 3825.2 | 13770.6098 | 1491.8 | 5370.437 | Distributed from 923 Generation And Fuel | 2019
84 | 2022 | AK | Dillingham | 109 | 18 |  | OP | IC | DFO | 2.2 | 0.198 | 3825.2 | 13770.6098 | 1491.8 | 5370.437 | Distributed from 923 Generation And Fuel | 2019
85 | 2022 | AK | Dutch Harbor | 7502 | 10 |  | OP | IC | DFO | 5.2 | 0.221 | 10088.237 | 36317.3627 | 4650.32 | 16741.0181 | Distributed from 923 Generation And Fuel | 2010
86 | 2022 | AK | Dutch Harbor | 7502 | 11 |  | OP | IC | DFO | 5.2 | 0.221 | 10088.237 | 36317.3627 | 4650.32 | 16741.0181 | Distributed from 923 Generation And Fuel | 2010
87 | 2022 | AK | Dutch Harbor | 7502 | 12 |  | OP | IC | DFO | 4.4 | 0.221 | 8536.201 | 30730.0778 | 3934.886 | 14165.4763 | Distributed from 923 Generation And Fuel | 2015
88 | 2022 | AK | Dutch Harbor | 7502 | 13 |  | OP | IC | DFO | 4.4 | 0.221 | 8536.201 | 30730.0778 | 3934.886 | 14165.4763 | Distributed from 923 Generation And Fuel | 2011
89 | 2022 | AK | Dutch Harbor | 7502 | 15 |  | SB | IC | DFO | 0.3 | 0.221 | 582.014 | 2095.2336 | 268.288 | 965.8291 | Distributed from 923 Generation And Fuel | 2010
90 | 2022 | AK | Dutch Harbor | 7502 | 8 |  | OP | IC | DFO | 1.2 | 0.221 | 2328.055 | 8380.931 | 1073.151 | 3863.3127 | Distributed from 923 Generation And Fuel | 1989
91 | 2022 | AK | Dutch Harbor | 7502 | 9 |  | OP | IC | DFO | 1.2 | 0.221 | 2328.055 | 8380.931 | 1073.151 | 3863.3127 | Distributed from 923 Generation And Fuel | 1994
92 | 2022 | AK | Eielson AFB Central Heat & Power Plant | 50392 | DG01 |  | SB | IC | DFO | 1.5 | 0.003 | 45.5 | 163.7987 | 17.75 | 63.8995 | Distributed from 923 Generation And Fuel | 1998
93 | 2022 | AK | Eielson AFB Central Heat & Power Plant | 50392 | DG02 |  | SB | IC | DFO | 1.5 | 0.003 | 45.5 | 163.7987 | 17.75 | 63.8995 | Distributed from 923 Generation And Fuel | 1998
94 | 2022 | AK | Eielson AFB Central Heat & Power Plant | 50392 | DG03 |  | SB | IC | DFO | 1.5 | 0.003 | 45.5 | 163.7987 | 17.75 | 63.8995 | Distributed from 923 Generation And Fuel | 1998
95 | 2022 | AK | Eielson AFB Central Heat & Power Plant | 50392 | DG04 |  | SB | IC | DFO | 1.5 | 0.003 | 45.5 | 163.7987 | 17.75 | 63.8995 | Distributed from 923 Generation And Fuel | 1998
96 | 2022 | AK | Eielson AFB Central Heat & Power Plant | 50392 | TG3 | 7 | OP | ST | SUB | 5 | 0.197 | 8615 | 31013.7519 | 1904 | 6854.3452 | EIA-923 Generator File | 1955
97 | 2022 | AK | Eielson AFB Central Heat & Power Plant | 50392 | TG4 | 7 | OP | ST | SUB | 5 | 0.386 | 16890 | 60803.5136 | 5727 | 20617.0351 | EIA-923 Generator File | 1969
98 | 2022 | AK | Eielson AFB Central Heat & Power Plant | 50392 | TG5 | 7 | OP | ST | SUB | 10 | 0.552 | 48353 | 174069.4074 | 21166 | 76196.9904 | EIA-923 Generator File | 1987
99 | 2022 | AK | Eielson AFB Central Heat & Power Plant | 50392 | TG1 | 7 | RE | ST | SUB | 2.5 | 0.001 | 22 | 79.1994 | 0 | 0 | EIA-923 Generator File | 1952 | 2022
100 | 2022 | AK | Eielson AFB Central Heat & Power Plant | 50392 | TG2 | 7 | RE | ST | SUB | 2.5 | 0.028 | 609 | 2192.3825 | 0 | 0 | EIA-923 Generator File | 1952 | 2022
101 | 2022 | AK | Eklutna Generation Station | 58989 | EGS01 |  | OP | IC | NG | 17.1 | 0.355 | 53162.6 | 191383.8289 | 25462.2 | 91663.1867 | Distributed from 923 Generation And Fuel | 2015
102 | 2022 | AK | Eklutna Generation Station | 58989 | EGS02 |  | OP | IC | NG | 17.1 | 0.355 | 53162.6 | 191383.8289 | 25462.2 | 91663.1867 | Distributed from 923 Generation And Fuel | 2015
103 | 2022 | AK | Eklutna Generation Station | 58989 | EGS03 |  | OP | IC | NG | 17.1 | 0.355 | 53162.6 | 191383.8289 | 25462.2 | 91663.1867 | Distributed from 923 Generation And Fuel | 2015
104 | 2022 | AK | Eklutna Generation Station | 58989 | EGS04 |  | OP | IC | NG | 17.1 | 0.355 | 53162.6 | 191383.8289 | 25462.2 | 91663.1867 | Distributed from 923 Generation And Fuel | 2015
105 | 2022 | AK | Eklutna Generation Station | 58989 | EGS05 |  | OP | IC | NG | 17.1 | 0.355 | 53162.6 | 191383.8289 | 25462.2 | 91663.1867 | Distributed from 923 Generation And Fuel | 2015
106 | 2022 | AK | Eklutna Generation Station | 58989 | EGS06 |  | OP | IC | NG | 17.1 | 0.355 | 53162.6 | 191383.8289 | 25462.2 | 91663.1867 | Distributed from 923 Generation And Fuel | 2015
107 | 2022 | AK | Eklutna Generation Station | 58989 | EGS07 |  | OP | IC | NG | 17.1 | 0.355 | 53162.6 | 191383.8289 | 25462.2 | 91663.1867 | Distributed from 923 Generation And Fuel | 2015
108 | 2022 | AK | Eklutna Generation Station | 58989 | EGS08 |  | OP | IC | NG | 17.1 | 0.355 | 53162.6 | 191383.8289 | 25462.2 | 91663.1867 | Distributed from 923 Generation And Fuel | 2015
109 | 2022 | AK | Eklutna Generation Station | 58989 | EGS09 |  | OP | IC | NG | 17.1 | 0.355 | 53162.6 | 191383.8289 | 25462.2 | 91663.1867 | Distributed from 923 Generation And Fuel | 2015
110 | 2022 | AK | Eklutna Generation Station | 58989 | EGS10 |  | OP | IC | NG | 17.1 | 0.355 | 53162.6 | 191383.8289 | 25462.2 | 91663.1867 | Distributed from 923 Generation And Fuel | 2015
111 | 2022 | AK | Eklutna Hydro Project | 77 | 1 |  | OP | HY | WAT | 22.2 | 0.429 | 83467 | 300478.7962 | 37037.5 | 133333.9333 | Distributed from 923 Generation And Fuel | 1955
112 | 2022 | AK | Eklutna Hydro Project | 77 | 2 |  | OP | HY | WAT | 22.2 | 0.429 | 83467 | 300478.7962 | 37037.5 | 133333.9333 | Distributed from 923 Generation And Fuel | 1955
113 | 2022 | AK | Elim | 57060 | 3A |  | OP | IC | DFO | 0.5 | 0.141 | 619.545 | 2230.3442 | 241.818 | 870.5378 | Distributed from 923 Generation And Fuel | 2019
114 | 2022 | AK | Elim | 57060 | UNIT1 |  | OP | IC | DFO | 0.2 | 0.141 | 247.818 | 892.1377 | 96.727 | 348.2144 | Distributed from 923 Generation And Fuel | 2003
115 | 2022 | AK | Elim | 57060 | UNIT2 |  | OP | IC | DFO | 0.4 | 0.141 | 495.636 | 1784.2753 | 193.455 | 696.4324 | Distributed from 923 Generation And Fuel | 2003
116 | 2022 | AK | Emmonak | 6314 | 2A |  | OP | IC | DFO | 0.5 | 0.202 | 886.875 | 3192.7245 | 345.781 | 1244.8016 | Distributed from 923 Generation And Fuel | 2012
117 | 2022 | AK | Emmonak | 6314 | 4a |  | OP | IC | DFO | 0.5 | 0.202 | 886.875 | 3192.7245 | 345.781 | 1244.8016 | Distributed from 923 Generation And Fuel | 2005
118 | 2022 | AK | Emmonak | 6314 | 5B |  | OP | IC | DFO | 1.3 | 0.202 | 2305.875 | 8301.0836 | 899.031 | 3236.4857 | Distributed from 923 Generation And Fuel | 2016
119 | 2022 | AK | Emmonak | 6314 | 6 |  | OP | IC | DFO | 0.9 | 0.202 | 1596.375 | 5746.904 | 622.406 | 2240.6437 | Distributed from 923 Generation And Fuel | 1995
120 | 2022 | AK | ESS Battery Microgrid | 58405 | 1 |  | OP | BA | MWH | 3 | -0.009 | -237 | -853.1932 | -100 | -359.9971 | Distributed from 923 Generation And Fuel | 2012
121 | 2022 | AK | Eva Creek Wind | 57935 | EVW |  | OP | WT | WND | 24.6 | 0.223 | 48121 | 173234.2141 | 23303 | 83890.1289 | Distributed from 923 Generation And Fuel | 2013
122 | 2022 | AK | Eyak Service Center BESS | 62714 | BESS1 |  | OP | BA | MWH | 1 | -0.009 | -78 | -280.7978 | -33 | -118.799 | Distributed from 923 Generation And Fuel | 2019
123 | 2022 | AK | Fairbanks | 6286 | 5 |  | SB | IC | DFO | 2.7 | -0.002 | -53 | -190.7985 | -20.5 | -73.7994 | Distributed from 923 Generation And Fuel | 1970
124 | 2022 | AK | Fairbanks | 6286 | 6 |  | SB | IC | DFO | 2.7 | -0.002 | -53 | -190.7985 | -20.5 | -73.7994 | Distributed from 923 Generation And Fuel | 1970
125 | 2022 | AK | Fairbanks | 6286 | GT1 |  | OP | GT | DFO | 18.4 | 0.026 | 4224.5 | 15208.0783 | 1647.5 | 5930.9526 | Distributed from 923 Generation And Fuel | 1971
126 | 2022 | AK | Fairbanks | 6286 | GT2 |  | OP | GT | DFO | 18.4 | 0.026 | 4224.5 | 15208.0783 | 1647.5 | 5930.9526 | Distributed from 923 Generation And Fuel | 1972
127 | 2022 | AK | False Island | 56146 | 1 |  | OP | IC | DFO | 1.3 | 0.053 | 606 | 2181.5825 | 236 | 849.5932 | Distributed from 923 Generation And Fuel | 2003
128 | 2022 | AK | Fire Island Wind | 58425 | WT1 |  | OP | WT | WND | 18 | 0.345 | 54443 | 195993.2321 | 26365 | 94913.2407 | Distributed from 923 Generation And Fuel | 2012
129 | 2022 | AK | Flywheel Energy Storage System Microgrid | 60563 | FESS |  | OP | FW | MWH | 2 | -0.018 | -310 | -1115.9911 | -131 | -471.5962 | Distributed from 923 Generation And Fuel | 2015
130 | 2022 | AK | Fort Greely Power Plant | 54834 | EN-4 |  | SB | IC | DFO | 1.2 | 0.001 | 13.985 | 50.3456 | 7.151 | 25.7434 | Data from EIA-923 Generator File overwritten with distributed data from EIA-923 Generation and Fuel | 1959
131 | 2022 | AK | Fort Greely Power Plant | 54834 | EN-5 |  | SB | IC | DFO | 1.2 | 0.001 | 13.985 | 50.3456 | 7.151 | 25.7434 | Data from EIA-923 Generator File overwritten with distributed data from EIA-923 Generation and Fuel | 1959
132 | 2022 | AK | Fort Greely Power Plant | 54834 | EN-6 |  | SB | IC | DFO | 2.5 | 0.001 | 29.135 | 104.8852 | 14.899 | 53.636 | Data from EIA-923 Generator File overwritten with distributed data from EIA-923 Generation and Fuel | 2010
133 | 2022 | AK | Fort Greely Power Plant | 54834 | EN-7 |  | SB | IC | DFO | 2.5 | 0.001 | 29.135 | 104.8852 | 14.899 | 53.636 | Data from EIA-923 Generator File overwritten with distributed data from EIA-923 Generation and Fuel | 2010
134 | 2022 | AK | Galena Electric Utility | 7437 | 2A |  | OP | IC | DFO | 0.5 | 0.128 | 558.723 | 2011.3867 | 217.872 | 784.3329 | Distributed from 923 Generation And Fuel | 2015
135 | 2022 | AK | Galena Electric Utility | 7437 | 3B |  | OP | IC | DFO | 0.4 | 0.128 | 446.979 | 1609.1115 | 174.298 | 627.4678 | Distributed from 923 Generation And Fuel | 2022
136 | 2022 | AK | Galena Electric Utility | 7437 | 4A |  | OP | IC | DFO | 1 | 0.128 | 1117.447 | 4022.777 | 435.745 | 1568.6695 | Distributed from 923 Generation And Fuel | 2004
137 | 2022 | AK | Galena Electric Utility | 7437 | 5A |  | OP | IC | DFO | 0.8 | 0.128 | 893.957 | 3218.2195 | 348.596 | 1254.9356 | Distributed from 923 Generation And Fuel | 2009
138 | 2022 | AK | Galena Electric Utility | 7437 | 6B |  | OP | IC | DFO | 0.4 | 0.128 | 446.979 | 1609.1115 | 174.298 | 627.4678 | Distributed from 923 Generation And Fuel | 2022
139 | 2022 | AK | Galena Electric Utility | 7437 | 1A |  | RE | IC | DFO | 0.8 | 0.128 | 893.957 | 3218.2195 | 348.596 | 1254.9356 | Distributed from 923 Generation And Fuel | 1999 | 2022
140 | 2022 | AK | Galena Electric Utility | 7437 | 3A |  | RE | IC | DFO | 0.8 | 0.128 | 893.957 | 3218.2195 | 348.596 | 1254.9356 | Distributed from 923 Generation And Fuel | 2009 | 2022
141 | 2022 | AK | Gambell | 57062 | 1B |  | OP | IC | DFO | 0.5 | 0.126 | 550 | 1979.9842 | 214.524 | 772.2802 | Distributed from 923 Generation And Fuel | 2022
142 | 2022 | AK | Gambell | 57062 | UNIT2 |  | OP | IC | DFO | 0.5 | 0.126 | 550 | 1979.9842 | 214.524 | 772.2802 | Distributed from 923 Generation And Fuel | 2006
143 | 2022 | AK | Gambell | 57062 | UNIT3 |  | OP | IC | DFO | 0.8 | 0.126 | 880 | 3167.9747 | 343.238 | 1235.6469 | Distributed from 923 Generation And Fuel | 2006
144 | 2022 | AK | Gambell | 57062 | 1A |  | RE | IC | DFO | 0.3 | 0.126 | 330 | 1187.9905 | 128.714 | 463.3667 | Distributed from 923 Generation And Fuel | 2006 | 2022
145 | 2022 | AK | George M Sullivan Generation Plant 2 | 6559 | 10 |  | OP | CT | NG | 60.4 | 0.631 | 333943 | 1202185.1825 | 130281 | 469007.8479 | Data from EIA-923 Generator File overwritten with distributed data from EIA-923 Generation and Fuel | 2017
146 | 2022 | AK | George M Sullivan Generation Plant 2 | 6559 | 11 |  | OP | CA | NG | 30.9 | 0.752 | 203623 | 733036.9357 | 81973 | 295100.4392 | EIA-923 Generator File | 2017
147 | 2022 | AK | George M Sullivan Generation Plant 2 | 6559 | 7 |  | OP | GT | NG | 102.6 | 0.041 | 37122 | 133638.1309 | 4099 | 14756.2819 | EIA-923 Generator File | 1979
148 | 2022 | AK | George M Sullivan Generation Plant 2 | 6559 | 9 |  | SB | CT | NG | 60.4 | 0.631 | 333943 | 1202185.1825 | 130281 | 469007.8479 | Data from EIA-923 Generator File overwritten with distributed data from EIA-923 Generation and Fuel | 2017
149 | 2022 | AK | George M Sullivan Generation Plant 2 | 6559 | GT8 |  | SB | GT | NG | 92.6 | 0 | -33 | -118.799 | 13665 | 49193.6065 | Distributed from 923 Generation And Fuel | 1984
150 | 2022 | AK | Glennallen | 6305 | 6 |  | OP | IC | DFO | 2.6 | 0.057 | 1295.478 | 4663.6835 | 505.304 | 1819.0798 | Distributed from 923 Generation And Fuel | 1976
151 | 2022 | AK | Glennallen | 6305 | 7 |  | OP | IC | DFO | 2.6 | 0.057 | 1295.478 | 4663.6835 | 505.304 | 1819.0798 | Distributed from 923 Generation And Fuel | 1976
152 | 2022 | AK | Glennallen | 6305 | 8 |  | OP | IC | DFO | 1.2 | 0.057 | 597.913 | 2152.4696 | 233.217 | 839.5745 | Distributed from 923 Generation And Fuel | 1999
153 | 2022 | AK | Glennallen | 6305 | 9 |  | OP | IC | DFO | 2.8 | 0.057 | 1395.13 | 5022.4278 | 544.174 | 1959.0107 | Distributed from 923 Generation And Fuel | 2010
154 | 2022 | AK | Goat Lake Hydro | 7751 | 1 |  | OP | HY | WAT | 4 | 0.449 | 15718 | 56584.3473 | 6975 | 25109.7991 | Distributed from 923 Generation And Fuel | 1997
155 | 2022 | AK | Gold Creek | 63 | 1 |  | OP | HY | WAT | 0.8 | 0.501 | 3514.5 | 12652.0988 | 1559.5 | 5614.1551 | Distributed from 923 Generation And Fuel | 1951
156 | 2022 | AK | Gold Creek | 63 | 2 |  | OP | HY | WAT | 0.4 | 0.501 | 1757.25 | 6326.0494 | 779.75 | 2807.0775 | Distributed from 923 Generation And Fuel | 1914
157 | 2022 | AK | Gold Creek | 63 | 3 |  | OP | HY | WAT | 0.4 | 0.501 | 1757.25 | 6326.0494 | 779.75 | 2807.0775 | Distributed from 923 Generation And Fuel | 1914
158 | 2022 | AK | Gold Creek | 63 | IC1 |  | SB | IC | DFO | 1.2 | 0 | 0.889 | 3.2004 | 0 | 0 | Distributed from 923 Generation And Fuel | 1952
159 | 2022 | AK | Gold Creek | 63 | IC2 |  | SB | IC | DFO | 1.2 | 0 | 0.889 | 3.2004 | 0 | 0 | Distributed from 923 Generation And Fuel | 1954
160 | 2022 | AK | Gold Creek | 63 | IC3 |  | SB | IC | DFO | 1.1 | 0 | 0.815 | 2.934 | 0 | 0 | Distributed from 923 Generation And Fuel | 1961
161 | 2022 | AK | Gold Creek | 63 | IC4 |  | SB | IC | DFO | 3.5 | 0 | 2.593 | 9.3347 | 0 | 0 | Distributed from 923 Generation And Fuel | 1963
162 | 2022 | AK | Gold Creek | 63 | IC5 |  | SB | IC | DFO | 1.1 | 0 | 0.815 | 2.934 | 0 | 0 | Distributed from 923 Generation And Fuel | 1966
163 | 2022 | AK | Green Lake | 313 | 1 |  | OP | HY | WAT | 9.3 | 0.295 | 24021.5 | 86476.7082 | 10659.5 | 38373.893 | Distributed from 923 Generation And Fuel | 1982
164 | 2022 | AK | Green Lake | 313 | 2 |  | OP | HY | WAT | 9.3 | 0.295 | 24021.5 | 86476.7082 | 10659.5 | 38373.893 | Distributed from 923 Generation And Fuel | 1982
165 | 2022 | AK | Gustavus | 65767 | 1 |  | OP | IC | DFO | 0.4 | 0.036 | 124.857 | 449.4816 | 48.571 | 174.8542 | Distributed from 923 Generation And Fuel | 2008
166 | 2022 | AK | Gustavus | 65767 | 2 |  | OP | IC | DFO | 0.4 | 0.036 | 124.857 | 449.4816 | 48.571 | 174.8542 | Distributed from 923 Generation And Fuel | 2008
167 | 2022 | AK | Gustavus | 65767 | 3 |  | OP | IC | DFO | 0.1 | 0.036 | 31.214 | 112.3695 | 12.143 | 43.7145 | Distributed from 923 Generation And Fuel | 2008
168 | 2022 | AK | Gustavus | 65767 | 4 |  | OP | IC | DFO | 0.5 | 0.036 | 156.071 | 561.8511 | 60.714 | 218.5687 | Distributed from 923 Generation And Fuel | 2021
169 | 2022 | AK | Gwitchyaa Zhee | 7174 | 11 |  | OP | IC | DFO | 0.4 | 0.112 | 391.125 | 1408.0387 | 152.5 | 548.9956 | Distributed from 923 Generation And Fuel | 2022
170 | 2022 | AK | Gwitchyaa Zhee | 7174 | 7 |  | OP | IC | DFO | 1 | 0.112 | 977.812 | 3520.095 | 381.25 | 1372.489 | Distributed from 923 Generation And Fuel | 2015
171 | 2022 | AK | Gwitchyaa Zhee | 7174 | 8 |  | OP | IC | DFO | 1 | 0.112 | 977.812 | 3520.095 | 381.25 | 1372.489 | Distributed from 923 Generation And Fuel | 2016
172 | 2022 | AK | Gwitchyaa Zhee | 7174 | 9 |  | OP | IC | DFO | 0.4 | 0.112 | 391.125 | 1408.0387 | 152.5 | 548.9956 | Distributed from 923 Generation And Fuel | 2016
173 | 2022 | AK | Gwitchyaa Zhee | 7174 | 10 |  | RE | IC | DFO | 0.4 | 0.112 | 391.125 | 1408.0387 | 152.5 | 548.9956 | Distributed from 923 Generation And Fuel | 2016 | 2022
174 | 2022 | AK | Haines | 69 | 10 |  | OP | IC | DFO | 1.2 | 0.014 | 151.5 | 545.3956 | 59.125 | 212.8483 | Distributed from 923 Generation And Fuel | 1991
175 | 2022 | AK | Haines | 69 | 11 |  | OP | IC | DFO | 1.9 | 0.014 | 239.875 | 863.5431 | 93.615 | 337.0113 | Distributed from 923 Generation And Fuel | 2006
176 | 2022 | AK | Haines | 69 | 12 |  | OP | IC | DFO | 1.5 | 0.014 | 189.375 | 681.7445 | 73.906 | 266.0595 | Distributed from 923 Generation And Fuel | 2021
177 | 2022 | AK | Haines | 69 | 5 |  | OS | IC | DFO | 0.6 | 0.014 | 75.75 | 272.6978 | 29.562 | 106.4223 | Distributed from 923 Generation And Fuel | 1968
178 | 2022 | AK | Haines | 69 | 7A |  | OP | IC | DFO | 2.8 | 0.014 | 353.5 | 1272.5898 | 137.958 | 496.6448 | Distributed from 923 Generation And Fuel | 1995
179 | 2022 | AK | Haines | 69 | IC8A |  | OP | IC | DFO | 1.6 | 0.014 | 202 | 727.1942 | 78.833 | 283.7965 | Distributed from 923 Generation And Fuel | 1996
180 | 2022 | AK | Hank Nikkels Plant 1 | 75 | 3R |  | OP | GT | NG | 48.9 | 0.027 | 11484.735 | 41344.7152 | 5411.858 | 19482.5329 | Distributed from 923 Generation And Fuel | 2007
181 | 2022 | AK | Hank Nikkels Plant 1 | 75 | 4 |  | OS | GT | NG | 27 | 0.027 | 6341.265 | 22828.3714 | 2988.142 | 10757.2251 | Distributed from 923 Generation And Fuel | 1972
182 | 2022 | AK | Hank Nikkels Plant 1 | 75 | P1 BS |  | OP | IC | DFO | 2 | 0 | 0 | 0 | 0 | 0 | Distributed from 923 Generation And Fuel | 2012
183 | 2022 | AK | Healy | 6288 | 1 | 1 | OP | ST | LIG | 28 | 0.681 | 167090 | 601519.1878 | 63677 | 229235.3661 | EIA-923 Generator File | 1967
184 | 2022 | AK | Healy | 6288 | 2 | 1 | OP | ST | LIG | 62 | 0.438 | 237749 | 855889.5529 | 98386 | 354186.7665 | EIA-923 Generator File | 1998
185 | 2022 | AK | Healy | 6288 | IC1 |  | OP | IC | DFO | 2.8 | 0 | 0 | 0 | 0 | 0 | Distributed from 923 Generation And Fuel | 1967
186 | 2022 | AK | Hiilangaay Hydro | 59037 | GEN 1 |  | OP | HY | WAT | 5 | 0.092 | 4012 | 14443.0845 | 1780 | 6407.9487 | Distributed from 923 Generation And Fuel | 2021
187 | 2022 | AK | Hoonah | 7463 | 2A |  | OP | IC | DFO | 1 | 0.228 | 1995.5 | 7183.7425 | 778 | 2800.7776 | Distributed from 923 Generation And Fuel | 1997
188 | 2022 | AK | Hoonah | 7463 | 3A |  | OP | IC | DFO | 0.5 | 0.228 | 997.75 | 3591.8713 | 389 | 1400.3888 | Distributed from 923 Generation And Fuel | 2012
189 | 2022 | AK | Hoonah | 7463 | 4 |  | OP | IC | DFO | 0.5 | 0.228 | 997.75 | 3591.8713 | 389 | 1400.3888 | Distributed from 923 Generation And Fuel | 2012
190 | 2022 | AK | Hooper Bay | 6319 | 3B |  | OP | IC | DFO | 0.4 | 0.189 | 662.182 | 2383.8361 | 258.182 | 929.4478 | Distributed from 923 Generation And Fuel | 2018
191 | 2022 | AK | Hooper Bay | 6319 | 4B |  | OP | IC | DFO | 0.5 | 0.189 | 827.727 | 2979.7934 | 322.727 | 1161.8079 | Distributed from 923 Generation And Fuel | 2013
192 | 2022 | AK | Hooper Bay | 6319 | 5A |  | OP | IC | DFO | 0.8 | 0.189 | 1324.364 | 4767.6723 | 516.364 | 1858.8955 | Distributed from 923 Generation And Fuel | 2016
193 | 2022 | AK | Hooper Bay | 6319 | 6 |  | OP | IC | DFO | 0.5 | 0.189 | 827.727 | 2979.7934 | 322.727 | 1161.8079 | Distributed from 923 Generation And Fuel | 1997
194 | 2022 | AK | Humpback Creek | 7042 | 1 |  | OP | HY | WAT | 0.5 | 0.221 | 969.583 | 3490.4709 | 430.417 | 1549.4888 | Distributed from 923 Generation And Fuel | 1991
195 | 2022 | AK | Humpback Creek | 7042 | 2 |  | OP | HY | WAT | 0.5 | 0.221 | 969.583 | 3490.4709 | 430.417 | 1549.4888 | Distributed from 923 Generation And Fuel | 1991
196 | 2022 | AK | Humpback Creek | 7042 | 3 |  | OP | HY | WAT | 0.2 | 0.221 | 387.833 | 1396.1876 | 172.167 | 619.7962 | Distributed from 923 Generation And Fuel | 1991
197 | 2022 | AK | Hydaburg | 423 | 1A |  | OP | IC | DFO | 0.4 | -0.003 | -10.4 | -37.4397 | -4 | -14.3999 | Distributed from 923 Generation And Fuel | 1990
198 | 2022 | AK | Hydaburg | 423 | 3A |  | OP | IC | DFO | 0.3 | -0.003 | -7.8 | -28.0798 | -3 | -10.7999 | Distributed from 923 Generation And Fuel | 2001
199 | 2022 | AK | Hydaburg | 423 | 5 |  | OP | IC | DFO | 0.3 | -0.003 | -7.8 | -28.0798 | -3 | -10.7999 | Distributed from 923 Generation And Fuel | 1985
200 | 2022 | AK | Industrial Plant | 59793 | 15 |  | OP | GT | DFO | 41.7 | 0 | -16 | -57.5995 | -6 | -21.5998 | Distributed from 923 Generation And Fuel | 2016
201 | 2022 | AK | International | 6293 | 1 |  | OS | GT | NG | 15 | 0 | 0 | 0 | 0 | 0 | Distributed from 923 Generation And Fuel | 1964
202 | 2022 | AK | Jarvis Street | 6801 | 1 |  | OP | IC | DFO | 2 | -0.004 | -63.438 | -228.375 | -24.766 | -89.1569 | Distributed from 923 Generation And Fuel | 1979
203 | 2022 | AK | Jarvis Street | 6801 | 2 |  | OP | IC | DFO | 2.8 | -0.004 | -88.812 | -319.7206 | -34.672 | -124.8182 | Distributed from 923 Generation And Fuel | 1979
204 | 2022 | AK | Jarvis Street | 6801 | 3 |  | OP | IC | DFO | 2.8 | -0.004 | -88.812 | -319.7206 | -34.672 | -124.8182 | Distributed from 923 Generation And Fuel | 1979
205 | 2022 | AK | Jarvis Street | 6801 | 4 |  | OP | IC | DFO | 4.5 | -0.004 | -142.734 | -513.8383 | -55.723 | -200.6012 | Distributed from 923 Generation And Fuel | 2002
206 | 2022 | AK | Jarvis Street | 6801 | 5 |  | OP | IC | DFO | 13.5 | -0.004 | -428.203 | -1541.5185 | -167.168 | -601.8 | Distributed from 923 Generation And Fuel | 2014
207 | 2022 | AK | JBER Landfill Gas Power Plant | 58380 | 1 |  | OP | IC | LFG | 2.3 | 0.405 | 8168.6 | 29406.7247 | 3357.2 | 12085.8233 | Distributed from 923 Generation And Fuel | 2012
208 | 2022 | AK | JBER Landfill Gas Power Plant | 58380 | 2 |  | OP | IC | LFG | 2.3 | 0.405 | 8168.6 | 29406.7247 | 3357.2 | 12085.8233 | Distributed from 923 Generation And Fuel | 2012
209 | 2022 | AK | JBER Landfill Gas Power Plant | 58380 | 3 |  | OP | IC | LFG | 2.3 | 0.405 | 8168.6 | 29406.7247 | 3357.2 | 12085.8233 | Distributed from 923 Generation And Fuel | 2012
210 | 2022 | AK | JBER Landfill Gas Power Plant | 58380 | 4 |  | OP | IC | LFG | 2.3 | 0.405 | 8168.6 | 29406.7247 | 3357.2 | 12085.8233 | Distributed from 923 Generation And Fuel | 2012
211 | 2022 | AK | JBER Landfill Gas Power Plant | 58380 | 5 |  | OP | IC | LFG | 2.3 | 0.405 | 8168.6 | 29406.7247 | 3357.2 | 12085.8233 | Distributed from 923 Generation And Fuel | 2013
212 | 2022 | AK | Kake | 7464 | 1B |  | OP | IC | DFO | 0.5 | 0.056 | 246.452 | 887.2201 | 96.129 | 346.0616 | Distributed from 923 Generation And Fuel | 2017
213 | 2022 | AK | Kake | 7464 | 2 |  | OP | IC | DFO | 1.1 | 0.056 | 542.194 | 1951.8828 | 211.484 | 761.3363 | Distributed from 923 Generation And Fuel | 1993
214 | 2022 | AK | Kake | 7464 | 2A |  | OP | IC | DFO | 0.5 | 0.056 | 246.452 | 887.2201 | 96.129 | 346.0616 | Distributed from 923 Generation And Fuel | 2017
215 | 2022 | AK | Kake | 7464 | 3B |  | OP | IC | DFO | 0.5 | 0.056 | 246.452 | 887.2201 | 96.129 | 346.0616 | Distributed from 923 Generation And Fuel | 2017
216 | 2022 | AK | Kake | 7464 | 4 |  | OP | IC | DFO | 0.5 | 0.056 | 246.452 | 887.2201 | 96.129 | 346.0616 | Distributed from 923 Generation And Fuel | 2017
217 | 2022 | AK | Kasidaya Creek Hydro | 56542 | 1 |  | OP | HY | WAT | 3 | 0.293 | 7707 | 27744.978 | 3420 | 12311.9015 | Distributed from 923 Generation And Fuel | 2008
218 | 2022 | AK | Kasigluk | 57066 | 1 |  | OP | IC | DFO | 0.8 | 0.162 | 1136 | 4089.5673 | 443.2 | 1595.5072 | Distributed from 923 Generation And Fuel | 2017
219 | 2022 | AK | Kasigluk | 57066 | 5A |  | OP | IC | DFO | 0.7 | 0.162 | 994 | 3578.3714 | 387.8 | 1396.0688 | Distributed from 923 Generation And Fuel | 2004
220 | 2022 | AK | Kasigluk | 57066 | UNIT2 |  | OP | IC | DFO | 0.5 | 0.162 | 710 | 2555.9796 | 277 | 997.192 | Distributed from 923 Generation And Fuel | 2006
221 | 2022 | AK | Ketchikan | 84 | 3 |  | OP | HY | WAT | 1.4 | 0.546 | 6694.333 | 24099.406 | 2970.667 | 10694.3156 | Distributed from 923 Generation And Fuel | 1952
222 | 2022 | AK | Ketchikan | 84 | 4 |  | OP | HY | WAT | 1.4 | 0.546 | 6694.333 | 24099.406 | 2970.667 | 10694.3156 | Distributed from 923 Generation And Fuel | 1938
223 | 2022 | AK | Ketchikan | 84 | 5 |  | OP | HY | WAT | 1.4 | 0.546 | 6694.333 | 24099.406 | 2970.667 | 10694.3156 | Distributed from 923 Generation And Fuel | 1954
224 | 2022 | AK | Kiana | 6323 | 1B |  | OP | IC | DFO | 0.3 | 0.17 | 447.25 | 1610.0871 | 174.5 | 628.195 | Distributed from 923 Generation And Fuel | 2001
225 | 2022 | AK | Kiana | 6323 | 3B |  | OP | IC | DFO | 0.4 | 0.17 | 596.333 | 2146.7816 | 232.667 | 837.5945 | Distributed from 923 Generation And Fuel | 2019
226 | 2022 | AK | Kiana | 6323 | 4 |  | OP | IC | DFO | 0.5 | 0.17 | 745.417 | 2683.4797 | 290.833 | 1046.9904 | Distributed from 923 Generation And Fuel | 1984
227 | 2022 | AK | King Cove | 7493 | 1 |  | OP | IC | OTH | 0.3 | 0.043 | 113.5 | 408.5967 | 44.333 | 159.5975 | Distributed from 923 Generation And Fuel | 1980
228 | 2022 | AK | King Cove | 7493 | 2 |  | OP | IC | DFO | 0.5 | 0.043 | 189.167 | 680.9958 | 73.889 | 265.9983 | Distributed from 923 Generation And Fuel | 1986
229 | 2022 | AK | King Cove | 7493 | 3 |  | OP | IC | OTH | 0.7 | 0.043 | 264.833 | 953.3912 | 103.444 | 372.3954 | Distributed from 923 Generation And Fuel | 1992
230 | 2022 | AK | King Cove | 7493 | 4 |  | OP | HY | WAT | 0.8 | 0.36 | 2523.333 | 9083.9261 | 1120 | 4031.9677 | Distributed from 923 Generation And Fuel | 1995
231 | 2022 | AK | King Cove | 7493 | 5 |  | OP | IC | DFO | 0.3 | 0.043 | 113.5 | 408.5967 | 44.333 | 159.5975 | Distributed from 923 Generation And Fuel | 1980
232 | 2022 | AK | King Cove | 7493 | 6 |  | OP | HY | WAT | 0.4 | 0.36 | 1261.667 | 4541.9649 | 560 | 2015.9839 | Distributed from 923 Generation And Fuel | 2017
233 | 2022 | AK | Kivalina | 57065 | UNIT1 |  | OP | IC | DFO | 0.2 | 0.211 | 368.909 | 1328.0618 | 143.818 | 517.7407 | Distributed from 923 Generation And Fuel | 1996
234 | 2022 | AK | Kivalina | 57065 | UNIT2 |  | OP | IC | DFO | 0.3 | 0.211 | 553.364 | 1992.0945 | 215.727 | 776.611 | Distributed from 923 Generation And Fuel | 1977
235 | 2022 | AK | Kivalina | 57065 | UNIT3 |  | OP | IC | DFO | 0.2 | 0.211 | 368.909 | 1328.0618 | 143.818 | 517.7407 | Distributed from 923 Generation And Fuel | 1990
236 | 2022 | AK | Kivalina | 57065 | UNIT4 |  | OP | IC | DFO | 0.4 | 0.211 | 737.818 | 2656.1236 | 287.636 | 1035.4813 | Distributed from 923 Generation And Fuel | 2004
237 | 2022 | AK | Klawock Power Generation Station | 61684 | 1 |  | OP | IC | DFO | 2.5 | 0.013 | 283 | 1018.7918 | 110 | 395.9968 | Distributed from 923 Generation And Fuel | 2017
238 | 2022 | AK | Kodiak Microgrid | 6281 | 1 |  | OP | IC | DFO | 2.5 | 0 | 0 | 0 | 0 | 0 | Distributed from 923 Generation And Fuel | 1976
239 | 2022 | AK | Kodiak Microgrid | 6281 | 2c |  | OP | IC | DFO | 4.4 | 0 | 0 | 0 | 0 | 0 | Distributed from 923 Generation And Fuel | 2005
240 | 2022 | AK | Kodiak Microgrid | 6281 | 3c |  | OP | IC | DFO | 4.4 | 0 | 0 | 0 | 0 | 0 | Distributed from 923 Generation And Fuel | 2005
241 | 2022 | AK | Kodiak Microgrid | 6281 | 4 |  | OP | IC | DFO | 7 | 0 | 0 | 0 | 0 | 0 | Distributed from 923 Generation And Fuel | 1981
242 | 2022 | AK | Kotlik | 57064 | UNIT1 |  | OP | IC | DFO | 0.3 | 0.17 | 447.643 | 1611.5019 | 174.643 | 628.7098 | Distributed from 923 Generation And Fuel | 2007
243 | 2022 | AK | Kotlik | 57064 | UNIT2 |  | OP | IC | DFO | 0.3 | 0.17 | 447.643 | 1611.5019 | 174.643 | 628.7098 | Distributed from 923 Generation And Fuel | 2007
244 | 2022 | AK | Kotlik | 57064 | UNIT3 |  | OP | IC | DFO | 0.4 | 0.17 | 596.857 | 2148.668 | 232.857 | 838.2785 | Distributed from 923 Generation And Fuel | 2007
245 | 2022 | AK | Kotlik | 57064 | UNIT4 |  | OP | IC | DFO | 0.4 | 0.17 | 596.857 | 2148.668 | 232.857 | 838.2785 | Distributed from 923 Generation And Fuel | 2007
246 | 2022 | AK | Kotzebue Hybrid | 6304 | 10 |  | OP | IC | DFO | 3 | 0.154 | 4048.475 | 14574.3934 | 1578.814 | 5683.6849 | Distributed from 923 Generation And Fuel | 1992
247 | 2022 | AK | Kotzebue Hybrid | 6304 | 11wt |  | OP | WT | WND | 0.1 | 0.176 | 154.212 | 555.1588 | 74.667 | 268.799 | Distributed from 923 Generation And Fuel | 2005 | 2025
248 | 2022 | AK | Kotzebue Hybrid | 6304 | 13WT |  | OP | WT | WND | 0.1 | 0.176 | 154.212 | 555.1588 | 74.667 | 268.799 | Distributed from 923 Generation And Fuel | 2006 | 2025
249 | 2022 | AK | Kotzebue Hybrid | 6304 | 14 |  | OP | IC | DFO | 2.8 | 0.154 | 3778.576 | 13602.7648 | 1473.559 | 5304.77 | Distributed from 923 Generation And Fuel | 1994
250 | 2022 | AK | Kotzebue Hybrid | 6304 | 14wt |  | OP | WT | WND | 0.1 | 0.176 | 154.212 | 555.1588 | 74.667 | 268.799 | Distributed from 923 Generation And Fuel | 2002 | 2025
251 | 2022 | AK | Kotzebue Hybrid | 6304 | 15 |  | OP | IC | DFO | 2.8 | 0.154 | 3778.576 | 13602.7648 | 1473.559 | 5304.77 | Distributed from 923 Generation And Fuel | 2006
252 | 2022 | AK | Kotzebue Hybrid | 6304 | 15WT |  | OP | WT | WND | 0.1 | 0.176 | 154.212 | 555.1588 | 74.667 | 268.799 | Distributed from 923 Generation And Fuel | 2006 | 2025
253 | 2022 | AK | Kotzebue Hybrid | 6304 | 16 |  | OP | IC | DFO | 1.4 | 0.154 | 1889.288 | 6801.3824 | 736.78 | 2652.3868 | Distributed from 923 Generation And Fuel | 2013
254 | 2022 | AK | Kotzebue Hybrid | 6304 | 16WT |  | OP | WT | WND | 0.1 | 0.176 | 154.212 | 555.1588 | 74.667 | 268.799 | Distributed from 923 Generation And Fuel | 2006 | 2025
255 | 2022 | AK | Kotzebue Hybrid | 6304 | 17 |  | OP | IC | DFO | 0.7 | 0.154 | 944.644 | 3400.6912 | 368.39 | 1326.1934 | Distributed from 923 Generation And Fuel | 2016
256 | 2022 | AK | Kotzebue Hybrid | 6304 | 17WT |  | OP | WT | WND | 0.1 | 0.176 | 154.212 | 555.1588 | 74.667 | 268.799 | Distributed from 923 Generation And Fuel | 2006 | 2025
257 | 2022 | AK | Kotzebue Hybrid | 6304 | 18WT |  | OP | WT | WND | 0.9 | 0.176 | 1387.909 | 4996.4324 | 672 | 2419.1806 | Distributed from 923 Generation And Fuel | 2012
258 | 2022 | AK | Kotzebue Hybrid | 6304 | 19WT |  | OP | WT | WND | 0.9 | 0.176 | 1387.909 | 4996.4324 | 672 | 2419.1806 | Distributed from 923 Generation And Fuel | 2012
259 | 2022 | AK | Kotzebue Hybrid | 6304 | 1WT |  | OP | WT | WND | 0.6 | 0.176 | 925.273 | 3330.9562 | 448 | 1612.7871 | Distributed from 923 Generation And Fuel | 1999 | 2025
260 | 2022 | AK | Kotzebue Hybrid | 6304 | 2WT |  | OP | WT | WND | 0.1 | 0.176 | 154.212 | 555.1588 | 74.667 | 268.799 | Distributed from 923 Generation And Fuel | 1999 | 2025
261 | 2022 | AK | Kotzebue Hybrid | 6304 | 3WT |  | OP | WT | WND | 0.2 | 0.176 | 308.424 | 1110.3175 | 149.333 | 537.5945 | Distributed from 923 Generation And Fuel | 1997 | 2025
262 | 2022 | AK | Kotzebue Hybrid | 6304 | 7A |  | OP | IC | DFO | 1.1 | 0.154 | 1484.441 | 5343.9448 | 578.898 | 2084.0161 | Distributed from 923 Generation And Fuel | 1987
263 | 2022 | AK | Kotzebue Hybrid | 6304 | ES1 |  | OP | BA | MWH | 1.2 | -0.009 | -91 | -327.5974 | -39 | -140.3989 | Distributed from 923 Generation And Fuel | 2015
264 | 2022 | AK | Kotzebue Hybrid | 6304 | PV1 |  | OP | PV | SUN | 0.1 | 0 | 0 | 0 | 0 | 0 | Distributed from 923 Generation And Fuel | 2020 | 2040
265 | 2022 | AK | Kotzebue Hybrid | 6304 | PV2 |  | OP | PV | SUN | 0.1 | 0 | 0 | 0 | 0 | 0 | Distributed from 923 Generation And Fuel | 2020 | 2040
266 | 2022 | AK | Kotzebue Hybrid | 6304 | PV3 |  | OP | PV | SUN | 0.1 | 0 | 0 | 0 | 0 | 0 | Distributed from 923 Generation And Fuel | 2020 | 2040
267 | 2022 | AK | Kotzebue Hybrid | 6304 | PV4 |  | OP | PV | SUN | 0.1 | 0 | 0 | 0 | 0 | 0 | Distributed from 923 Generation And Fuel | 2020 | 2040
268 | 2022 | AK | Kotzebue Hybrid | 6304 | PV5 |  | OP | PV | SUN | 0.1 | 0 | 0 | 0 | 0 | 0 | Distributed from 923 Generation And Fuel | 2020 | 2040
269 | 2022 | AK | Kotzebue Hybrid | 6304 | PV6 |  | OP | PV | SUN | 0.1 | 0 | 0 | 0 | 0 | 0 | Distributed from 923 Generation And Fuel | 2020 | 2040
270 | 2022 | AK | Kotzebue Hybrid | 6304 | PV7 |  | OP | PV | SUN | 0.1 | 0 | 0 | 0 | 0 | 0 | Distributed from 923 Generation And Fuel | 2020 | 2040
271 | 2022 | AK | Kotzebue Hybrid | 6304 | PV8 |  | OP | PV | SUN | 0.1 | 0 | 0 | 0 | 0 | 0 | Distributed from 923 Generation And Fuel | 2020 | 2040
272 | 2022 | AK | Koyuk | 57059 | UNIT1 |  | OP | IC | DFO | 0.2 | 0.128 | 224.909 | 809.6659 | 87.636 | 315.4871 | Distributed from 923 Generation And Fuel | 2005
273 | 2022 | AK | Koyuk | 57059 | UNIT2 |  | OP | IC | DFO | 0.4 | 0.128 | 449.818 | 1619.3318 | 175.273 | 630.9778 | Distributed from 923 Generation And Fuel | 2005
274 | 2022 | AK | Koyuk | 57059 | UNIT3 |  | OP | IC | DFO | 0.5 | 0.128 | 562.273 | 2024.1666 | 219.091 | 788.7213 | Distributed from 923 Generation And Fuel | 2005
275 | 2022 | AK | Lake Dorothy Hydroelectric Project | 57085 | 1 |  | OP | HY | WAT | 14.3 | 0.671 | 84043 | 302552.3796 | 37293 | 134253.726 | Distributed from 923 Generation And Fuel | 2009
276 | 2022 | AK | Lemon Creek | 64 | 1 |  | SB | IC | DFO | 2.5 | -0.003 | -61.633 | -221.877 | -24.082 | -86.6945 | Distributed from 923 Generation And Fuel | 1969
277 | 2022 | AK | Lemon Creek | 64 | 2 |  | SB | IC | DFO | 2.6 | -0.003 | -64.098 | -230.751 | -25.045 | -90.1613 | Distributed from 923 Generation And Fuel | 1969
278 | 2022 | AK | Lemon Creek | 64 | 3 |  | SB | IC | DFO | 2.6 | -0.003 | -64.098 | -230.751 | -25.045 | -90.1613 | Distributed from 923 Generation And Fuel | 1974
279 | 2022 | AK | Lemon Creek | 64 | 5 |  | SB | GT | DFO | 18.6 | 0 | -69.5 | -250.198 | -27 | -97.1992 | Distributed from 923 Generation And Fuel | 1980
280 | 2022 | AK | Lemon Creek | 64 | 6 |  | SB | GT | DFO | 18.6 | 0 | -69.5 | -250.198 | -27 | -97.1992 | Distributed from 923 Generation And Fuel | 1983
281 | 2022 | AK | Lemon Creek | 64 | 7 |  | SB | IC | DFO | 2.8 | -0.003 | -69.029 | -248.5024 | -26.971 | -97.0948 | Distributed from 923 Generation And Fuel | 1983
282 | 2022 | AK | Lemon Creek | 64 | IC10 |  | SB | IC | DFO | 2.8 | -0.003 | -69.029 | -248.5024 | -26.971 | -97.0948 | Distributed from 923 Generation And Fuel | 1984
283 | 2022 | AK | Lemon Creek | 64 | IC11 |  | SB | IC | DFO | 2.8 | -0.003 | -69.029 | -248.5024 | -26.971 | -97.0948 | Distributed from 923 Generation And Fuel | 1984
284 | 2022 | AK | Lemon Creek | 64 | IC12 |  | SB | IC | DFO | 2.8 | -0.003 | -69.029 | -248.5024 | -26.971 | -97.0948 | Distributed from 923 Generation And Fuel | 1984
285 | 2022 | AK | Lemon Creek | 64 | IC8 |  | SB | IC | DFO | 2.8 | -0.003 | -69.029 | -248.5024 | -26.971 | -97.0948 | Distributed from 923 Generation And Fuel | 1985
286 | 2022 | AK | Lemon Creek | 64 | IC9 |  | SB | IC | DFO | 2.8 | -0.003 | -69.029 | -248.5024 | -26.971 | -97.0948 | Distributed from 923 Generation And Fuel | 1985
287 | 2022 | AK | Marshall | 60244 | 1 |  | OP | IC | DFO | 0.5 | 0.158 | 694.091 | 2498.7076 | 270.455 | 973.6302 | Distributed from 923 Generation And Fuel | 2010
288 | 2022 | AK | Marshall | 60244 | 2 |  | OP | IC | DFO | 0.4 | 0.158 | 555.273 | 1998.9668 | 216.364 | 778.9042 | Distributed from 923 Generation And Fuel | 2005
289 | 2022 | AK | Marshall | 60244 | 3 |  | OP | IC | DFO | 0.2 | 0.158 | 277.636 | 999.4816 | 108.182 | 389.4521 | Distributed from 923 Generation And Fuel | 1994
290 | 2022 | AK | McGrath | 6555 | 11 |  | OP | IC | DFO | 0.4 | 0.142 | 499.25 | 1797.2856 | 194.75 | 701.0944 | Distributed from 923 Generation And Fuel | 2021
291 | 2022 | AK | McGrath | 6555 | 12 |  | OP | IC | DFO | 0.4 | 0.142 | 499.25 | 1797.2856 | 194.75 | 701.0944 | Distributed from 923 Generation And Fuel | 2021
292 | 2022 | AK | McGrath | 6555 | 13 |  | OP | IC | DFO | 0.4 | 0.142 | 499.25 | 1797.2856 | 194.75 | 701.0944 | Distributed from 923 Generation And Fuel | 2021
293 | 2022 | AK | McGrath | 6555 | 14 |  | OP | IC | DFO | 0.4 | 0.142 | 499.25 | 1797.2856 | 194.75 | 701.0944 | Distributed from 923 Generation And Fuel | 2021
294 | 2022 | AK | Mountain Village | 6329 | 1 |  | OP | IC | DFO | 0.3 | 0.04 | 103.826 | 373.7706 | 40.435 | 145.5648 | Distributed from 923 Generation And Fuel | 1984
295 | 2022 | AK | Mountain Village | 6329 | 3B |  | OP | IC | DFO | 0.5 | 0.04 | 173.043 | 622.9498 | 67.391 | 242.6057 | Distributed from 923 Generation And Fuel | 2005 | 2023
296 | 2022 | AK | Mountain Village | 6329 | 4A |  | OP | IC | DFO | 0.8 | 0.04 | 276.87 | 996.724 | 107.826 | 388.1705 | Distributed from 923 Generation And Fuel | 2015
297 | 2022 | AK | Mountain Village | 6329 | 5A |  | OP | IC | DFO | 0.7 | 0.04 | 242.261 | 872.1326 | 94.348 | 339.6501 | Distributed from 923 Generation And Fuel | 2010
298 | 2022 | AK | Naknek | 6301 | 4A |  | OP | IC | DFO | 1.3 | 0.164 | 1867.745 | 6723.8282 | 728.394 | 2622.1974 | Distributed from 923 Generation And Fuel | 1999
299 | 2022 | AK | Naknek | 6301 | 5A |  | OP | IC | DFO | 1 | 0.164 | 1436.727 | 5172.1758 | 560.303 | 2017.0747 | Distributed from 923 Generation And Fuel | 2005
300 | 2022 | AK | Naknek | 6301 | 6A |  | OP | IC | DFO | 1 | 0.164 | 1436.727 | 5172.1758 | 560.303 | 2017.0747 | Distributed from 923 Generation And Fuel | 2006
301 | 2022 | AK | Naknek | 6301 | 7A |  | OP | IC | DFO | 1 | 0.164 | 1436.727 | 5172.1758 | 560.303 | 2017.0747 | Distributed from 923 Generation And Fuel | 2006
302 | 2022 | AK | Naknek | 6301 | 8 |  | OP | IC | DFO | 1 | 0.164 | 1436.727 | 5172.1758 | 560.303 | 2017.0747 | Distributed from 923 Generation And Fuel | 1977
303 | 2022 | AK | Naknek | 6301 | NA1 |  | OP | IC | DFO | 1.1 | 0.164 | 1580.4 | 5689.3945 | 616.333 | 2218.781 | Distributed from 923 Generation And Fuel | 1988
304 | 2022 | AK | Naknek | 6301 | NA2 |  | OP | IC | DFO | 1.1 | 0.164 | 1580.4 | 5689.3945 | 616.333 | 2218.781 | Distributed from 923 Generation And Fuel | 1988
305 | 2022 | AK | Naknek | 6301 | NA3 |  | OP | IC | DFO | 0.8 | 0.164 | 1149.382 | 4137.7421 | 448.242 | 1613.6583 | Distributed from 923 Generation And Fuel | 1991
306 | 2022 | AK | Naknek | 6301 | NA4 |  | OP | IC | DFO | 0.8 | 0.164 | 1149.382 | 4137.7421 | 448.242 | 1613.6583 | Distributed from 923 Generation And Fuel | 1992
307 | 2022 | AK | Naknek | 6301 | NA5 |  | OP | IC | DFO | 0.8 | 0.164 | 1149.382 | 4137.7421 | 448.242 | 1613.6583 | Distributed from 923 Generation And Fuel | 1993
308 | 2022 | AK | Naknek | 6301 | NA6 |  | OP | IC | DFO | 3.3 | 0.164 | 4741.2 | 17068.1835 | 1849 | 6656.3467 | Distributed from 923 Generation And Fuel | 2019
309 | 2022 | AK | Naknek | 6301 | NA7 |  | OP | IC | DFO | 3.3 | 0.164 | 4741.2 | 17068.1835 | 1849 | 6656.3467 | Distributed from 923 Generation And Fuel | 2019
310 | 2022 | AK | New Stuyahok | 60245 | 1 |  | OP | IC | DFO | 0.4 | 0.149 | 523.429 | 1884.3293 | 204 | 734.3941 | Distributed from 923 Generation And Fuel | 2010
311 | 2022 | AK | New Stuyahok | 60245 | 2 |  | OP | IC | DFO | 0.5 | 0.149 | 654.286 | 2355.4108 | 255 | 917.9927 | Distributed from 923 Generation And Fuel | 2003
312 | 2022 | AK | New Stuyahok | 60245 | 3A |  | OP | IC | DFO | 0.5 | 0.149 | 654.286 | 2355.4108 | 255 | 917.9927 | Distributed from 923 Generation And Fuel | 2020
313 | 2022 | AK | Newhalen | 7183 | 5 |  | OP | IC | DFO | 0.3 | 0.004 | 9.333 | 33.5985 | 3.667 | 13.2011 | Distributed from 923 Generation And Fuel | 2012
314 | 2022 | AK | Newhalen | 7183 | 6 |  | OP | IC | DFO | 0.3 | 0.004 | 9.333 | 33.5985 | 3.667 | 13.2011 | Distributed from 923 Generation And Fuel | 2012
315 | 2022 | AK | Newhalen | 7183 | 7 |  | OP | IC | DFO | 0.3 | 0.004 | 9.333 | 33.5985 | 3.667 | 13.2011 | Distributed from 923 Generation And Fuel | 2012
316 | 2022 | AK | Newhalen | 7183 | H-1 |  | OP | HY | WAT | 0.4 | 0.508 | 1778.5 | 6402.5488 | 789 | 2840.3773 | Distributed from 923 Generation And Fuel | 1998
317 | 2022 | AK | Newhalen | 7183 | H-2 |  | OP | HY | WAT | 0.4 | 0.508 | 1778.5 | 6402.5488 | 789 | 2840.3773 | Distributed from 923 Generation And Fuel | 1998
318 | 2022 | AK | Nikiski Combined Cycle | 55966 | GT1 |  | OP | CT | NG | 40.8 | 0.79 | 282382 | 1016567.0675 | 102440 | 368781.0498 | EIA-923 Generator File | 1986
319 | 2022 | AK | Nikiski Combined Cycle | 55966 | ST1 | 1 | OP | CA | NG | 40 | 0.427 | 149757 | 539120.887 | 52974 | 190704.8744 | EIA-923 Generator File | 2013
320 | 2022 | AK | Noatak | 57051 | 4A |  | OP | IC | DFO | 0.5 | 0.118 | 516.944 | 1860.9835 | 201.667 | 725.9954 | Distributed from 923 Generation And Fuel | 2022
321 | 2022 | AK | Noatak | 57051 | 5A |  | OP | IC | DFO | 0.5 | 0.118 | 516.944 | 1860.9835 | 201.667 | 725.9954 | Distributed from 923 Generation And Fuel | 2015
322 | 2022 | AK | Noatak | 57051 | UNIT2 |  | OP | IC | DFO | 0.3 | 0.118 | 310.167 | 1116.5923 | 121 | 435.5965 | Distributed from 923 Generation And Fuel | 2008
323 | 2022 | AK | Noatak | 57051 | UNIT4 |  | RE | IC | DFO | 0.5 | 0.118 | 516.944 | 1860.9835 | 201.667 | 725.9954 | Distributed from 923 Generation And Fuel | 2004 | 2022
324 | 2022 | AK | Noorvik | 6330 | 1A |  | OP | IC | DFO | 0.3 | 0.163 | 428 | 1540.7877 | 167 | 601.1952 | Distributed from 923 Generation And Fuel | 1997
325 | 2022 | AK | Noorvik | 6330 | 2B |  | OP | IC | DFO | 0.5 | 0.163 | 713.333 | 2567.9783 | 278.333 | 1001.9908 | Distributed from 923 Generation And Fuel | 2017
326 | 2022 | AK | Noorvik | 6330 | 3A |  | OP | IC | DFO | 0.7 | 0.163 | 998.667 | 3595.1724 | 389.667 | 1402.79 | Distributed from 923 Generation And Fuel | 2003
327 | 2022 | AK | North Pole | 6285 | 1 |  | OP | GT | DFO | 60.5 | 0.067 | 35488 | 127755.778 | 19022 | 68478.6522 | Distributed from 923 Generation And Fuel | 1976
328 | 2022 | AK | North Pole | 6285 | 2 |  | OP | GT | DFO | 60.5 | 0.067 | 35488 | 127755.778 | 19022 | 68478.6522 | Distributed from 923 Generation And Fuel | 1977
329 | 2022 | AK | North Pole | 6285 | GT3 |  | OP | CT | WO | 47 | 0.706 | 290598 | 1046144.4308 | 100285 | 361023.1118 | EIA-923 Generator File | 2007
330 | 2022 | AK | North Pole | 6285 | STG1 | 1 | OP | CA | WO | 13 | 0.555 | 63189 | 227478.5802 | 21806 | 78500.972 | EIA-923 Generator File | 2007
331 | 2022 | AK | Northway | 7169 | 1A |  | OP | IC | DFO | 0.5 | 0.115 | 502.727 | 1809.8027 | 195.909 | 705.2668 | Distributed from 923 Generation And Fuel | 1997
332 | 2022 | AK | Northway | 7169 | 2A |  | OP | IC | DFO | 0.2 | 0.115 | 201.091 | 723.9218 | 78.364 | 282.1081 | Distributed from 923 Generation And Fuel | 1997
333 | 2022 | AK | Northway | 7169 | 5 |  | OP | IC | DFO | 0.4 | 0.115 | 402.182 | 1447.8436 | 156.727 | 564.2127 | Distributed from 923 Generation And Fuel | 2007
334 | 2022 | AK | NSB Anaktuvuk Pass | 7487 | 1 |  | OP | IC | DFO | 0.3 | 0.163 | 428.778 | 1543.5885 | 167.222 | 601.9944 | Distributed from 923 Generation And Fuel | 1994
335 | 2022 | AK | NSB Anaktuvuk Pass | 7487 | 2 |  | OP | IC | DFO | 0.3 | 0.163 | 428.778 | 1543.5885 | 167.222 | 601.9944 | Distributed from 923 Generation And Fuel | 1994
336 | 2022 | AK | NSB Anaktuvuk Pass | 7487 | 3 |  | OP | IC | DFO | 0.3 | 0.163 | 428.778 | 1543.5885 | 167.222 | 601.9944 | Distributed from 923 Generation And Fuel | 1994
337 | 2022 | AK | NSB Anaktuvuk Pass | 7487 | 6 |  | OP | IC | DFO | 0.9 | 0.163 | 1286.333 | 4630.7618 | 501.667 | 1805.9868 | Distributed from 923 Generation And Fuel | 2003
338 | 2022 | AK | NSB Anaktuvuk Pass | 7487 | 7 |  | OP | IC | DFO | 0.9 | 0.163 | 1286.333 | 4630.7618 | 501.667 | 1805.9868 | Distributed from 923 Generation And Fuel | 2003
339 | 2022 | AK | NSB Atqasuk Utility | 7482 | NA1 |  | OP | IC | DFO | 0.9 | 0.067 | 532.125 | 1915.6347 | 207.562 | 747.2172 | Distributed from 923 Generation And Fuel | 2003
340 | 2022 | AK | NSB Atqasuk Utility | 7482 | NA2 |  | OP | IC | DFO | 0.9 | 0.067 | 532.125 | 1915.6347 | 207.562 | 747.2172 | Distributed from 923 Generation And Fuel | 2003
341 | 2022 | AK | NSB Atqasuk Utility | 7482 | NA3 |  | OP | IC | DFO | 0.4 | 0.067 | 236.5 | 851.3932 | 92.25 | 332.0973 | Distributed from 923 Generation And Fuel | 2003
342 | 2022 | AK | NSB Atqasuk Utility | 7482 | PG2 |  | OP | IC | DFO | 0.4 | 0.067 | 236.5 | 851.3932 | 92.25 | 332.0973 | Distributed from 923 Generation And Fuel | 1986
343 | 2022 | AK | NSB Atqasuk Utility | 7482 | PG3 |  | OP | IC | DFO | 0.6 | 0.067 | 354.75 | 1277.0898 | 138.375 | 498.146 | Distributed from 923 Generation And Fuel | 1986
344 | 2022 | AK | NSB Kaktovik Utility | 7483 | PG1A |  | OP | IC | DFO | 0.9 | 0.222 | 1746.346 | 6286.7953 | 680.885 | 2451.1664 | Distributed from 923 Generation And Fuel | 2000
345 | 2022 | AK | NSB Kaktovik Utility | 7483 | PG2A |  | OP | IC | DFO | 0.9 | 0.222 | 1746.346 | 6286.7953 | 680.885 | 2451.1664 | Distributed from 923 Generation And Fuel | 2000
346 | 2022 | AK | NSB Kaktovik Utility | 7483 | PG3A |  | OP | IC | DFO | 0.4 | 0.222 | 776.154 | 2794.132 | 302.615 | 1089.4053 | Distributed from 923 Generation And Fuel | 2000
347 | 2022 | AK | NSB Kaktovik Utility | 7483 | PG4A |  | OP | IC | DFO | 0.4 | 0.222 | 776.154 | 2794.132 | 302.615 | 1089.4053 | Distributed from 923 Generation And Fuel | 2000
348 | 2022 | AK | NSB Nuiqsut Utility | 7484 | PG1A |  | OP | IC | DFO | 0.9 | 0.189 | 1489.295 | 5361.4191 | 697.909 | 2512.4523 | Distributed from 923 Generation And Fuel | 1999
349 | 2022 | AK | NSB Nuiqsut Utility | 7484 | PG2A |  | OP | IC | DFO | 0.9 | 0.189 | 1489.295 | 5361.4191 | 697.909 | 2512.4523 | Distributed from 923 Generation And Fuel | 1999
350 | 2022 | AK | NSB Nuiqsut Utility | 7484 | PG3A |  | OP | IC | DFO | 0.4 | 0.189 | 661.909 | 2382.8533 | 310.182 | 1116.6463 | Distributed from 923 Generation And Fuel | 1999
351 | 2022 | AK | NSB Nuiqsut Utility | 7484 | PG3B |  | OP | IC | NG | 0.6 | 0.189 | 992.864 | 3574.2818 | 465.273 | 1674.9694 | Distributed from 923 Generation And Fuel | 2013
352 | 2022 | AK | NSB Nuiqsut Utility | 7484 | PG5A |  | OP | IC | NG | 0.8 | 0.189 | 1323.818 | 4765.7067 | 620.364 | 2233.2925 | Distributed from 923 Generation And Fuel | 2008
353 | 2022 | AK | NSB Nuiqsut Utility | 7484 | PG6A |  | OP | IC | NG | 0.8 | 0.189 | 1323.818 | 4765.7067 | 620.364 | 2233.2925 | Distributed from 923 Generation And Fuel | 2008
354 | 2022 | AK | NSB Point Hope Utility | 7485 | PG1A |  | OP | IC | DFO | 1 | 0.235 | 2054.516 | 7396.1984 | 801.29 | 2884.6209 | Distributed from 923 Generation And Fuel | 2014
355 | 2022 | AK | NSB Point Hope Utility | 7485 | PG6 |  | OP | IC | DFO | 0.6 | 0.235 | 1232.71 | 4437.7205 | 480.774 | 1730.7726 | Distributed from 923 Generation And Fuel | 1995
356 | 2022 | AK | NSB Point Hope Utility | 7485 | PG7 |  | OP | IC | DFO | 0.6 | 0.235 | 1232.71 | 4437.7205 | 480.774 | 1730.7726 | Distributed from 923 Generation And Fuel | 1995
357 | 2022 | AK | NSB Point Hope Utility | 7485 | PG8 |  | OP | IC | DFO | 0.9 | 0.235 | 1849.065 | 6656.5807 | 721.161 | 2596.1588 | Distributed from 923 Generation And Fuel | 2008
358 | 2022 | AK | NSB Point Lay Utility | 7486 | PG10 |  | OP | IC | DFO | 0.6 | 0.168 | 881.75 | 3174.2746 | 343.75 | 1237.4901 | Distributed from 923 Generation And Fuel | 2013
359 | 2022 | AK | NSB Point Lay Utility | 7486 | PG7 |  | OP | IC | DFO | 0.6 | 0.168 | 881.75 | 3174.2746 | 343.75 | 1237.4901 | Distributed from 923 Generation And Fuel | 2013
360 | 2022 | AK | NSB Point Lay Utility | 7486 | PG8 |  | OP | IC | DFO | 0.6 | 0.168 | 881.75 | 3174.2746 | 343.75 | 1237.4901 | Distributed from 923 Generation And Fuel | 2013
361 | 2022 | AK | NSB Point Lay Utility | 7486 | PG9 |  | OP | IC | DFO | 0.6 | 0.168 | 881.75 | 3174.2746 | 343.75 | 1237.4901 | Distributed from 923 Generation And Fuel | 2013
362 | 2022 | AK | NSB Wainwright Utility | 7488 | PG1 |  | OP | IC | DFO | 0.4 | 0.265 | 927.2 | 3337.8933 | 361.6 | 1301.7496 | Distributed from 923 Generation And Fuel | 1988
363 | 2022 | AK | NSB Wainwright Utility | 7488 | PG2 |  | OP | IC | DFO | 0.4 | 0.265 | 927.2 | 3337.8933 | 361.6 | 1301.7496 | Distributed from 923 Generation And Fuel | 1988
364 | 2022 | AK | NSB Wainwright Utility | 7488 | PG3 |  | OP | IC | DFO | 0.4 | 0.265 | 927.2 | 3337.8933 | 361.6 | 1301.7496 | Distributed from 923 Generation And Fuel | 1989
365 | 2022 | AK | NSB Wainwright Utility | 7488 | PG4A |  | OP | IC | DFO | 0.9 | 0.265 | 2086.2 | 7510.2599 | 813.6 | 2928.9366 | Distributed from 923 Generation And Fuel | 2001
366 | 2022 | AK | NSB Wainwright Utility | 7488 | PG5 |  | OP | IC | DFO | 0.9 | 0.265 | 2086.2 | 7510.2599 | 813.6 | 2928.9366 | Distributed from 923 Generation And Fuel | 2001
367 | 2022 | AK | Nunapitchuk | 6333 | 1A |  | SB | IC | DFO | 0.5 |  | GENYRONL: 2006
368 | 2022 | AK | Nymans Plant Microgrid | 7723 | 1 |  | OP | IC | DFO | 2.5 | 0 | 0 | 0 | 0 | 0 | Distributed from 923 Generation And Fuel | 1994
369 | 2022 | AK | Nymans Plant Microgrid | 7723 | 2 |  | OP | IC | DFO | 7.5 | 0 | 0 | 0 | 0 | 0 | Distributed from 923 Generation And Fuel | 2000
370 | 2022 | AK | Orca | 789 | 3 |  | OP | IC | DFO | 2.5 | 0.071 | 1560.514 | 5617.8055 | 608.645 | 2191.1045 | Distributed from 923 Generation And Fuel | 1984
371 | 2022 | AK | Orca | 789 | 4 |  | OP | IC | DFO | 2.4 | 0.071 | 1498.093 | 5393.0917 | 584.299 | 2103.4596 | Distributed from 923 Generation And Fuel | 1984
372 | 2022 | AK | Orca | 789 | 5 |  | OP | IC | DFO | 1.1 | 0.071 | 686.626 | 2471.8338 | 267.804 | 964.0867 | Distributed from 923 Generation And Fuel | 2000
373 | 2022 | AK | Orca | 789 | 6 |  | OP | IC | DFO | 1.1 | 0.071 | 686.626 | 2471.8338 | 267.804 | 964.0867 | Distributed from 923 Generation And Fuel | 2000
374 | 2022 | AK | Orca | 789 | 7 |  | OP | IC | DFO | 3.6 | 0.071 | 2247.14 | 8089.6393 | 876.449 | 3155.1912 | Distributed from 923 Generation And Fuel | 2009
375 | 2022 | AK | Pelican | 6702 | HC1 |  | OP | HY | WAT | 0.6 | 0.099 | 522.429 | 1880.7294 | 231.857 | 834.6785 | Distributed from 923 Generation And Fuel | 1984
376 | 2022 | AK | Pelican | 6702 | HC2 |  | OS | HY | WAT | 0.8 | 0.099 | 696.571 | 2507.6355 | 309.143 | 1112.9059 | Distributed from 923 Generation And Fuel | 1984
377 | 2022 | AK | Pelican | 6702 | IC6 |  | OP | IC | DFO | 0.4 | 0.03 | 104.4 | 375.837 | 40.8 | 146.8788 | Distributed from 923 Generation And Fuel | 2008
378 | 2022 | AK | Pelican | 6702 | IC7 |  | OP | IC | DFO | 0.4 | 0.03 | 104.4 | 375.837 | 40.8 | 146.8788 | Distributed from 923 Generation And Fuel | 2008
379 | 2022 | AK | Pelican | 6702 | IC8 |  | OA | IC | DFO | 0.2 | 0.03 | 52.2 | 187.9185 | 20.4 | 73.4394 | Distributed from 923 Generation And Fuel | 2008
380 | 2022 | AK | Petersburg | 91 | 3 |  | OP | HY | WAT | 1.6 | 0.968 | 13565 | 48833.6093 | 6019 | 21668.2267 | Distributed from 923 Generation And Fuel | 1954 | 2023
381 | 2022 | AK | Petersburg | 91 | IC1 |  | OP | IC | DFO | 2.6 | 0.007 | 160.837 | 579.0086 | 62.682 | 225.6534 | Distributed from 923 Generation And Fuel | 1972
382 | 2022 | AK | Petersburg | 91 | IC3 |  | OP | IC | DFO | 1.2 | 0.007 | 74.233 | 267.2367 | 28.93 | 104.1472 | Distributed from 923 Generation And Fuel | 1965
383 | 2022 | AK | Petersburg | 91 | IC4 |  | OP | IC | DFO | 0.6 | 0.007 | 37.116 | 133.6165 | 14.465 | 52.0736 | Distributed from 923 Generation And Fuel | 1979
384 | 2022 | AK | Petersburg | 91 | IC5 |  | OP | IC | DFO | 0.8 | 0.007 | 49.488 | 178.1554 | 19.287 | 69.4326 | Distributed from 923 Generation And Fuel | 1979
385 | 2022 | AK | Petersburg | 91 | IC6 |  | OP | IC | DFO | 2.6 | 0.007 | 160.837 | 579.0086 | 62.682 | 225.6534 | Distributed from 923 Generation And Fuel | 1993
386 | 2022 | AK | Petersburg | 91 | IC7 |  | OP | IC | DFO | 2.6 | 0.007 | 160.837 | 579.0086 | 62.682 | 225.6534 | Distributed from 923 Generation And Fuel | 2001
387 | 2022 | AK | Petersburg | 91 | IC8 |  | OP | IC | DFO | 2.5 | 0.007 | 154.651 | 556.7391 | 60.271 | 216.9739 | Distributed from 923 Generation And Fuel | 2012
388 | 2022 | AK | Pillar Mountain Wind Project Microgrid | 57187 | 1 |  | OP | WT | WND | 4.5 | 0.317 | 12501 | 45003.24 | 6053.5 | 21792.4257 | Distributed from 923 Generation And Fuel | 2009
389 | 2022 | AK | Pillar Mountain Wind Project Microgrid | 57187 | 2 |  | OP | WT | WND | 4.5 | 0.317 | 12501 | 45003.24 | 6053.5 | 21792.4257 | Distributed from 923 Generation And Fuel | 2012
390 | 2022 | AK | Pilot Station | 57058 | 1 |  | OP | IC | DFO | 0.5 | 0.134 | 588.438 | 2118.3599 | 229.375 | 825.7434 | Distributed from 923 Generation And Fuel | 2018
391 | 2022 | AK | Pilot Station | 57058 | 3A |  | OP | IC | DFO | 0.3 | 0.134 | 353.062 | 1271.013 | 137.625 | 495.446 | Distributed from 923 Generation And Fuel | 2022
392 | 2022 | AK | Pilot Station | 57058 | UNIT2 |  | OP | IC | DFO | 0.5 | 0.134 | 588.438 | 2118.3599 | 229.375 | 825.7434 | Distributed from 923 Generation And Fuel | 2005
393 | 2022 | AK | Pilot Station | 57058 | UNIT3 |  | RE | IC | DFO | 0.3 | 0.134 | 353.062 | 1271.013 | 137.625 | 495.446 | Distributed from 923 Generation And Fuel | 2002 | 2022
394 | 2022 | AK | Port Lions Microgrid | 6282 | 5 |  | OP | IC | DFO | 0.5 |  | GENYRONL: 2017
395 | 2022 | AK | Power Creek | 7862 | 4 |  | OP | HY | WAT | 3 | 0.304 | 7986.5 | 28751.17 | 3544 | 12758.2979 | Distributed from 923 Generation And Fuel | 2001
396 | 2022 | AK | Power Creek | 7862 | 5 |  | OP | HY | WAT | 3 | 0.304 | 7986.5 | 28751.17 | 3544 | 12758.2979 | Distributed from 923 Generation And Fuel | 2001
397 | 2022 | AK | Purple Lake | 6302 | 1 |  | OP | HY | WAT | 1.3 | 0.413 | 4700.667 | 16922.2658 | 2086 | 7509.5399 | Distributed from 923 Generation And Fuel | 1956
398 | 2022 | AK | Purple Lake | 6302 | 2 |  | OP | HY | WAT | 1.3 | 0.413 | 4700.667 | 16922.2658 | 2086 | 7509.5399 | Distributed from 923 Generation And Fuel | 1956
399 | 2022 | AK | Purple Lake | 6302 | 3 |  | OP | HY | WAT | 1.3 | 0.413 | 4700.667 | 16922.2658 | 2086 | 7509.5399 | Distributed from 923 Generation And Fuel | 1962
400 | 2022 | AK | Quinhagak | 57057 | 3A |  | OP | IC | DFO | 0.5 | 0.219 | 959.583 | 3454.4712 | 374.167 | 1346.9904 | Distributed from 923 Generation And Fuel | 2019
401 | 2022 | AK | Quinhagak | 57057 | UNIT1 |  | OP | IC | DFO | 0.4 | 0.219 | 767.667 | 2763.5791 | 299.333 | 1077.5902 | Distributed from 923 Generation And Fuel | 1996
402 | 2022 | AK | Quinhagak | 57057 | UNIT2 |  | OP | IC | DFO | 0.3 | 0.219 | 575.75 | 2072.6834 | 224.5 | 808.1935 | Distributed from 923 Generation And Fuel | 2002
403 | 2022 | AK | S W Bailey | 85 | 1 |  | OP | IC | DFO | 4.5 | -0.003 | -116.236 | -418.4463 | -45.347 | -163.2479 | Distributed from 923 Generation And Fuel | 1969
404 | 2022 | AK | S W Bailey | 85 | 2 |  | OP | IC | DFO | 4.5 | -0.003 | -116.236 | -418.4463 | -45.347 | -163.2479 | Distributed from 923 Generation And Fuel | 1970
405 | 2022 | AK | S W Bailey | 85 | 3 |  | OP | IC | DFO | 6.4 | -0.003 | -165.313 | -595.122 | -64.494 | -232.1765 | Distributed from 923 Generation And Fuel | 1976
406 | 2022 | AK | S W Bailey | 85 | 4 |  | OP | IC | DFO | 10.5 | -0.003 | -271.216 | -976.3698 | -105.811 | -380.9166 | Distributed from 923 Generation And Fuel | 1998
407 | 2022 | AK | Salmon Creek 1 | 65 | HY7 |  | OP | HY | WAT | 8.5 | 0.403 | 30031 | 108110.7351 | 13326 | 47973.2162 | Distributed from 923 Generation And Fuel | 1984
408 | 2022 | AK | Sand Point | 1 | 1 |  | SB | IC | DFO | 0.9 | 0.11 | 870.9 | 3135.2149 | 339.6 | 1222.5502 | Distributed from 923 Generation And Fuel | 2000
409 | 2022 | AK | Sand Point | 1 | 2 |  | OP | IC | DFO | 0.9 | 0.11 | 870.9 | 3135.2149 | 339.6 | 1222.5502 | Distributed from 923 Generation And Fuel | 2000
410 | 2022 | AK | Sand Point | 1 | 3 |  | OP | IC | DFO | 0.5 | 0.11 | 483.833 | 1741.7849 | 188.667 | 679.1958 | Distributed from 923 Generation And Fuel | 2010
411 | 2022 | AK | Sand Point | 1 | 5 |  | OS | IC | DFO | 0.7 | 0.11 | 677.367 | 2438.5017 | 264.133 | 950.8712 | Distributed from 923 Generation And Fuel | 2000 | 2023
412 | 2022 | AK | Sand Point | 1 | WT1 |  | OS | WT | WND | 0.5 | 0.081 | 353.5 | 1272.5898 | 171 | 615.5951 | Distributed from 923 Generation And Fuel | 2011
413 | 2022 | AK | Sand Point | 1 | WT2 |  | OS | WT | WND | 0.5 | 0.081 | 353.5 | 1272.5898 | 171 | 615.5951 | Distributed from 923 Generation And Fuel | 2011
414 | 2022 | AK | Savoonga | 57052 | 2A |  | OP | IC | DFO | 0.5 | 0.162 | 711.176 | 2560.2131 | 277.353 | 998.4628 | Distributed from 923 Generation And Fuel | 2019
415 | 2022 | AK | Savoonga | 57052 | UNIT1 |  | OP | IC | DFO | 0.4 | 0.162 | 568.941 | 2048.1712 | 221.882 | 798.7688 | Distributed from 923 Generation And Fuel | 2008
416 | 2022 | AK | Savoonga | 57052 | UNIT3 |  | OP | IC | DFO | 0.8 | 0.162 | 1137.882 | 4096.3424 | 443.765 | 1597.5412 | Distributed from 923 Generation And Fuel | 2008
417 | 2022 | AK | Scammon Bay | 57056 | UNIT1 |  | OP | IC | DFO | 0.4 | 0.161 | 564.923 | 2033.7065 | 220.308 | 793.1025 | Distributed from 923 Generation And Fuel | 2004
418 | 2022 | AK | Scammon Bay | 57056 | UNIT2 |  | OP | IC | DFO | 0.4 | 0.161 | 564.923 | 2033.7065 | 220.308 | 793.1025 | Distributed from 923 Generation And Fuel | 2001
419 | 2022 | AK | Scammon Bay | 57056 | UNIT3 |  | OP | IC | DFO | 0.5 | 0.161 | 706.154 | 2542.1341 | 275.385 | 991.3781 | Distributed from 923 Generation And Fuel | 2007
420 | 2022 | AK | Selawik | 6341 | 1B |  | OP | IC | DFO | 0.8 | 0.152 | 1064.364 | 3831.6797 | 414.909 | 1493.6605 | Distributed from 923 Generation And Fuel | 2020
421 | 2022 | AK | Selawik | 6341 | 2B |  | OP | IC | DFO | 0.5 | 0.152 | 665.227 | 2394.798 | 259.318 | 933.5373 | Distributed from 923 Generation And Fuel | 2013
422 | 2022 | AK | Selawik | 6341 | 3B |  | OP | IC | DFO | 0.9 | 0.152 | 1197.409 | 4310.6379 | 466.773 | 1680.3694 | Distributed from 923 Generation And Fuel | 2014
423 | 2022 | AK | Seldovia | 6283 | 5 |  | OP | IC | DFO | 1.2 | 0.007 | 70.909 | 255.2704 | 27.818 | 100.144 | Distributed from 923 Generation And Fuel | 2004
424 | 2022 | AK | Seldovia | 6283 | 7 |  | OP | IC | DFO | 1 | 0.007 | 59.091 | 212.7259 | 23.182 | 83.4545 | Distributed from 923 Generation And Fuel | 2017
425 | 2022 | AK | Seward (AK) | 92 | 3 |  | OP | IC | DFO | 2.5 | 0.001 | 20.833 | 74.9982 | 8.173 | 29.4226 | Distributed from 923 Generation And Fuel | 1975
426 | 2022 | AK | Seward (AK) | 92 | 4 |  | OP | IC | DFO | 2.5 | 0.001 | 20.833 | 74.9982 | 8.173 | 29.4226 | Distributed from 923 Generation And Fuel | 1986
427 | 2022 | AK | Seward (AK) | 92 | 5 |  | OP | IC | DFO | 2.5 | 0.001 | 20.833 | 74.9982 | 8.173 | 29.4226 | Distributed from 923 Generation And Fuel | 1985
428 | 2022 | AK | Seward (AK) | 92 | 6 |  | OP | IC | DFO | 2.8 | 0.001 | 23.333 | 83.9981 | 9.154 | 32.9541 | Distributed from 923 Generation And Fuel | 2000
429 | 2022 | AK | Seward (AK) | 92 | N1 |  | OP | IC | DFO | 2.8 | 0.001 | 23.333 | 83.9981 | 9.154 | 32.9541 | Distributed from 923 Generation And Fuel | 2010
430 | 2022 | AK | Seward (AK) | 92 | N2 |  | OP | IC | DFO | 2.5 | 0.001 | 20.833 | 74.9982 | 8.173 | 29.4226 | Distributed from 923 Generation And Fuel | 2010
431 | 2022 | AK | Shishmaref | 6345 | 1 |  | OP | IC | DFO | 0.3 | 0.135 | 354.6 | 1276.5498 | 138.2 | 497.516 | Distributed from 923 Generation And Fuel | 2004
432 | 2022 | AK | Shishmaref | 6345 | 2 |  | OP | IC | DFO | 0.3 | 0.135 | 354.6 | 1276.5498 | 138.2 | 497.516 | Distributed from 923 Generation And Fuel | 1976
433 | 2022 | AK | Shishmaref | 6345 | 3A |  | OP | IC | DFO | 0.4 | 0.135 | 472.8 | 1702.0664 | 184.267 | 663.3559 | Distributed from 923 Generation And Fuel | 2002
434 | 2022 | AK | Shishmaref | 6345 | 4A |  | OP | IC | DFO | 0.5 | 0.135 | 591 | 2127.583 | 230.333 | 829.1922 | Distributed from 923 Generation And Fuel | 2006
435 | 2022 | AK | Shungnak | 57063 | UNIT1 |  | OP | IC | DFO | 0.2 | 0.158 | 276.833 | 996.5908 | 108 | 388.7969 | Distributed from 923 Generation And Fuel | 1991
436 | 2022 | AK | Shungnak | 57063 | UNIT2 |  | OP | IC | DFO | 0.3 | 0.158 | 415.25 | 1494.888 | 162 | 583.1953 | Distributed from 923 Generation And Fuel | 1984
437 | 2022 | AK | Shungnak | 57063 | UNIT3 |  | OP | IC | DFO | 0.3 | 0.158 | 415.25 | 1494.888 | 162 | 583.1953 | Distributed from 923 Generation And Fuel | 1998
438 | 2022 | AK | Shungnak | 57063 | UNIT4 |  | OP | IC | DFO | 0.4 | 0.158 | 553.667 | 1993.1853 | 216 | 777.5938 | Distributed from 923 Generation And Fuel | 1991
439 | 2022 | AK | Silvis | 6581 | 1 |  | OP | HY | WAT | 2.1 | 0.671 | 12352 | 44466.8443 | 5481 | 19731.4421 | Distributed from 923 Generation And Fuel | 1968
440 | 2022 | AK | Skagway | 66 | 1 |  | OP | HY | WAT | 0.4 | 0.283 | 990.4 | 3565.4115 | 439.6 | 1582.5473 | Distributed from 923 Generation And Fuel | 1957
441 | 2022 | AK | Skagway | 66 | 2 |  | OP | HY | WAT | 0.1 | 0.283 | 247.6 | 891.3529 | 109.9 | 395.6368 | Distributed from 923 Generation And Fuel | 1909
442 | 2022 | AK | Skagway | 66 | 3 |  | OP | HY | WAT | 0.3 | 0.283 | 742.8 | 2674.0586 | 329.7 | 1186.9105 | Distributed from 923 Generation And Fuel | 1981
443 | 2022 | AK | Skagway | 66 | 4 |  | OP | HY | WAT | 0.2 | 0.283 | 495.2 | 1782.7057 | 219.8 | 791.2737 | Distributed from 923 Generation And Fuel | 1987
444 | 2022 | AK | Skagway | 66 | 6A |  | OP | IC | DFO | 0.8 | 0.034 | 238.667 | 859.1943 | 93.143 | 335.3121 | Distributed from 923 Generation And Fuel | 1986
445 | 2022 | AK | Skagway | 66 | 7A |  | OP | IC | DFO | 1.1 | 0.034 | 328.167 | 1181.3917 | 128.071 | 461.0519 | Distributed from 923 Generation And Fuel | 1996
446 | 2022 | AK | Skagway | 66 | 8B |  | OP | IC | DFO | 0.8 | 0.034 | 238.667 | 859.1943 | 93.143 | 335.3121 | Distributed from 923 Generation And Fuel | 2022
447 | 2022 | AK | Skagway | 66 | 9 |  | OP | IC | DFO | 1 | 0.034 | 298.333 | 1073.9902 | 116.429 | 419.141 | Distributed from 923 Generation And Fuel | 2009
448 | 2022 | AK | Skagway | 66 | 8A |  | RE | IC | DFO | 0.5 | 0.034 | 149.167 | 536.9969 | 58.214 | 209.5687 | Distributed from 923 Generation And Fuel | 1991 | 2022
449 | 2022 | AK | Slana Generating Station | 61685 | 1 |  | OP | IC | DFO | 0.4 | 0.135 | 473.667 | 1705.1876 | 184.667 | 664.7959 | Distributed from 923 Generation And Fuel | 2016
450 | 2022 | AK | Slana Generating Station | 61685 | 2 |  | OP | IC | DFO | 0.4 | 0.135 | 473.667 | 1705.1876 | 184.667 | 664.7959 | Distributed from 923 Generation And Fuel | 2016
451 | 2022 | AK | Slana Generating Station | 61685 | 4 |  | OP | IC | DFO | 0.4 | 0.135 | 473.667 | 1705.1876 | 184.667 | 664.7959 | Distributed from 923 Generation And Fuel | 2021
452 | 2022 | AK | Snake River | 90 | 12 |  | OP | IC | DFO | 3.8 | 0.211 | 7027.253 | 25297.9084 | 2740.349 | 9865.1775 | Distributed from 923 Generation And Fuel | 1991
453 | 2022 | AK | Snake River | 90 | 14 |  | OP | IC | DFO | 2 | 0.211 | 3698.554 | 13314.6879 | 1442.289 | 5192.1989 | Distributed from 923 Generation And Fuel | 1999
454 | 2022 | AK | Snake River | 90 | 15 |  | OP | IC | DFO | 5.2 | 0.211 | 9616.241 | 34618.1907 | 3749.952 | 13499.7192 | Distributed from 923 Generation And Fuel | 2007
455 | 2022 | AK | Snake River | 90 | 16 |  | OP | IC | DFO | 5.2 | 0.211 | 9616.241 | 34618.1907 | 3749.952 | 13499.7192 | Distributed from 923 Generation And Fuel | 2007
456 | 2022 | AK | Snake River | 90 | 18 |  | OP | IC | DFO | 0.4 | 0.211 | 739.711 | 2662.9383 | 288.458 | 1038.4405 | Distributed from 923 Generation And Fuel | 2013
457 | 2022 | AK | Snake River | 90 | EWT 1 |  | OP | WT | WND | 0.9 | 0.124 | 979.5 | 3526.1718 | 474.5 | 1708.1863 | Distributed from 923 Generation And Fuel | 2013
458 | 2022 | AK | Snake River | 90 | EWT 2 |  | OP | WT | WND | 0.9 | 0.124 | 979.5 | 3526.1718 | 474.5 | 1708.1863 | Distributed from 923 Generation And Fuel | 2013
459 | 2022 | AK | Snettisham | 78 | 1 |  | OP | HY | WAT | 23.6 | 0.42 | 86863.391 | 312705.706 | 38544.655 | 138759.6479 | Distributed from 923 Generation And Fuel | 1973
460 | 2022 | AK | Snettisham | 78 | 2 |  | OP | HY | WAT | 23.6 | 0.42 | 86863.391 | 312705.706 | 38544.655 | 138759.6479 | Distributed from 923 Generation And Fuel | 1973
461 | 2022 | AK | Snettisham | 78 | 3 |  | OP | HY | WAT | 31 | 0.42 | 114100.217 | 410757.4951 | 50630.691 | 182269.0294 | Distributed from 923 Generation And Fuel | 1990
462 | 2022 | AK | Soldotna | 57206 | 1 |  | OP | GT | NG | 50 | 0.038 | 16561 | 59619.123 | 7932 | 28554.9716 | Distributed from 923 Generation And Fuel | 2014
463 | 2022 | AK | Soldotna | 57206 | 3 |  | OP | BA | MWH | 46.5 | 0 | 0 | 0 | 0 | 0 | Distributed from 923 Generation And Fuel | 2022
464 | 2022 | AK | Solomon Gulch | 390 | 1 |  | OP | HY | WAT | 6 | 0.359 | 18893 | 68014.2559 | 8383.5 | 30180.3586 | Distributed from 923 Generation And Fuel | 1982
465 | 2022 | AK | Solomon Gulch | 390 | 2 |  | OP | HY | WAT | 6 | 0.359 | 18893 | 68014.2559 | 8383.5 | 30180.3586 | Distributed from 923 Generation And Fuel | 1982
466 | 2022 | AK | South Fork | 56265 | 1 |  | OP | HY | WAT | 2 | 0.295 | 5163 | 18586.6513 | 2291 | 8247.534 | Distributed from 923 Generation And Fuel | 2005
467 | 2022 | AK | Southcentral Power Project | 57036 | 1 |  | OP | CT | NG | 48.8 | 0.628 | 268547 | 966761.4659 | 72763 | 261944.7044 | EIA-923 Generator File | 2013
468 | 2022 | AK | Southcentral Power Project | 57036 | 2 |  | OP | CT | NG | 48.8 | 0.698 | 298323 | 1073954.2084 | 115333 | 415195.4784 | EIA-923 Generator File | 2013
469 | 2022 | AK | Southcentral Power Project | 57036 | 3 |  | OP | CT | NG | 48.8 | 0.754 | 322427 | 1160727.9142 | 123231 | 443628.051 | EIA-923 Generator File | 2013
470 | 2022 | AK | Southcentral Power Project | 57036 | 4 | 3 | OP | CA | NG | 57.5 | 0.52 | 261940 | 942976.4562 | 91621 | 329832.9613 | EIA-923 Generator File | 2013
471 | 2022 | AK | St Marys IC | 6338 | 1C |  | OP | IC | DFO | 0.5 | 0.102 | 444.773 | 1601.17 | 173.485 | 624.541 | Distributed from 923 Generation And Fuel | 2022
472 | 2022 | AK | St Marys IC | 6338 | 2A |  | OP | IC | DFO | 0.5 | 0.102 | 444.773 | 1601.17 | 173.485 | 624.541 | Distributed from 923 Generation And Fuel | 2022
473 | 2022 | AK | St Marys IC | 6338 | 3A |  | OP | IC | DFO | 1.8 | 0.102 | 1601.182 | 5764.2091 | 624.545 | 2248.344 | Distributed from 923 Generation And Fuel | 2022
474 | 2022 | AK | St Marys IC | 6338 | 4 |  | OP | IC | DFO | 1.8 | 0.102 | 1601.182 | 5764.2091 | 624.545 | 2248.344 | Distributed from 923 Generation And Fuel | 2022
475 | 2022 | AK | St Marys IC | 6338 | 1B |  | RE | IC | DFO | 0.5 | 0.102 | 444.773 | 1601.17 | 173.485 | 624.541 | Distributed from 923 Generation And Fuel | 2006 | 2022
476 | 2022 | AK | St Marys IC | 6338 | 2 |  | RE | IC | DFO | 0.6 | 0.102 | 533.727 | 1921.4018 | 208.182 | 749.4492 | Distributed from 923 Generation And Fuel | 1980 | 2022
477 | 2022 | AK | St Marys IC | 6338 | 3 |  | RE | IC | DFO | 0.9 | 0.102 | 800.591 | 2882.1045 | 312.273 | 1124.1738 | Distributed from 923 Generation And Fuel | 1974 | 2022
478 | 2022 | AK | St. Michael | 57061 | 4 |  | SB | IC | DFO | 0.7 |  | GENYRONL: 2015
479 | 2022 | AK | Stebbins | 57055 | 1 |  | OP | IC | DFO | 0.5 | 0.203 | 888.5 | 3198.5744 | 346.5 | 1247.39 | Distributed from 923 Generation And Fuel | 2014
480 | 2022 | AK | Stebbins | 57055 | 2 |  | OP | IC | DFO | 0.5 | 0.203 | 888.5 | 3198.5744 | 346.5 | 1247.39 | Distributed from 923 Generation And Fuel | 2014
481 | 2022 | AK | Stebbins | 57055 | 3 |  | OP | IC | DFO | 0.5 | 0.203 | 888.5 | 3198.5744 | 346.5 | 1247.39 | Distributed from 923 Generation And Fuel | 2014
482 | 2022 | AK | Stebbins | 57055 | 4 |  | OP | IC | DFO | 0.5 | 0.203 | 888.5 | 3198.5744 | 346.5 | 1247.39 | Distributed from 923 Generation And Fuel | 2014
483 | 2022 | AK | Swampy Acres Microgrid | 60250 | 13 |  | OP | IC | DFO | 4.4 | 0 | 0 | 0 | 0 | 0 | Distributed from 923 Generation And Fuel | 2015
484 | 2022 | AK | Swampy Acres Microgrid | 60250 | 6A |  | OP | IC | DFO | 2 | 0 | 0 | 0 | 0 | 0 | Distributed from 923 Generation And Fuel | 2002
485 | 2022 | AK | Swampy Acres Microgrid | 60250 | 7A |  | OP | IC | DFO | 2 | 0 | 0 | 0 | 0 | 0 | Distributed from 923 Generation And Fuel | 2002
486 | 2022 | AK | Swan Lake | 70 | 1 |  | OP | HY | WAT | 11.3 | 0.383 | 37896.5 | 136426.3086 | 16816 | 60537.1157 | Distributed from 923 Generation And Fuel | 1984
487 | 2022 | AK | Swan Lake | 70 | 2 |  | OP | HY | WAT | 11.3 | 0.383 | 37896.5 | 136426.3086 | 16816 | 60537.1157 | Distributed from 923 Generation And Fuel | 1984
488 | 2022 | AK | Terror Lake Microgrid | 71 | 1 |  | OP | HY | WAT | 11.2 | 0.459 | 45049 | 162175.1026 | 19990 | 71963.4243 | Distributed from 923 Generation And Fuel | 1984
489 | 2022 | AK | Terror Lake Microgrid | 71 | 2 |  | OP | HY | WAT | 11.2 | 0.459 | 45049 | 162175.1026 | 19990 | 71963.4243 | Distributed from 923 Generation And Fuel | 1984
490 | 2022 | AK | Terror Lake Microgrid | 71 | 3 |  | OP | HY | WAT | 11.2 | 0.459 | 45049 | 162175.1026 | 19990 | 71963.4243 | Distributed from 923 Generation And Fuel | 2014
491 | 2022 | AK | Tesoro Kenai Cogeneration Plant | 52184 | GEN1 |  | OP | GT | NG | 4.3 | 0.961 | 36196.5 | 130306.3575 | 14332 | 51594.7872 | Distributed from 923 Generation And Fuel | 1988
492 | 2022 | AK | Tesoro Kenai Cogeneration Plant | 52184 | GEN2 |  | OP | GT | NG | 4.3 | 0.961 | 36196.5 | 130306.3575 | 14332 | 51594.7872 | Distributed from 923 Generation And Fuel | 1988
493 | 2022 | AK | Thorne Bay Plant | 7414 | 2 |  | OP | IC | DFO | 0.6 | 0.003 | 15.6 | 56.1596 | 6 | 21.5998 | Distributed from 923 Generation And Fuel | 1993
494 | 2022 | AK | Thorne Bay Plant | 7414 | 4 |  | OP | IC | DFO | 0.4 | 0.003 | 10.4 | 37.4397 | 4 | 14.3999 | Distributed from 923 Generation And Fuel | 1996
495 | 2022 | AK | TNSG North Plant | 58278 | 13 |  | SB | IC | DFO | 0.3 | 0 | 0 | 0 | 0 | 0 | Distributed from 923 Generation And Fuel | 2010
496 | 2022 | AK | TNSG North Plant | 58278 | CT1 |  | OP | GT | NG | 5.2 | 0.222 | 10108.882 | 36391.6841 | 4841.732 | 17430.0958 | Distributed from 923 Generation And Fuel | 2008
497 | 2022 | AK | TNSG North Plant | 58278 | CT2 |  | OP | GT | NG | 5.2 | 0.222 | 10108.882 | 36391.6841 | 4841.732 | 17430.0958 | Distributed from 923 Generation And Fuel | 2009
498 | 2022 | AK | TNSG North Plant | 58278 | CT3 |  | OP | GT | NG | 7.5 | 0.222 | 14580.118 | 52488.0049 | 6983.268 | 25139.5637 | Distributed from 923 Generation And Fuel | 2014
499 | 2022 | AK | TNSG North Plant | 58278 | CT4 |  | OP | GT | NG | 7.5 | 0.222 | 14580.118 | 52488.0049 | 6983.268 | 25139.5637 | Distributed from 923 Generation And Fuel | 2014
500 | 2022 | AK | TNSG South Plant | 58117 | 1A |  | OP | IC | NG | 1.4 | -0.005 | -55.462 | -199.6616 | -26.564 | -95.6296 | Distributed from 923 Generation And Fuel | 2006
501 | 2022 | AK | TNSG South Plant | 58117 | 2 |  | OP | IC | NG | 0.8 | -0.005 | -31.692 | -114.0903 | -15.179 | -54.644 | Distributed from 923 Generation And Fuel | 1992
502 | 2022 | AK | TNSG South Plant | 58117 | 3 |  | OP | IC | NG | 0.8 | -0.005 | -31.692 | -114.0903 | -15.179 | -54.644 | Distributed from 923 Generation And Fuel | 1992
503 | 2022 | AK | TNSG South Plant | 58117 | 4A |  | OP | IC | NG | 1.4 | -0.005 | -55.462 | -199.6616 | -26.564 | -95.6296 | Distributed from 923 Generation And Fuel | 2006
504 | 2022 | AK | TNSG South Plant | 58117 | 6 |  | OP | IC | NG | 3.4 | -0.005 | -134.692 | -484.8873 | -64.513 | -232.2449 | Distributed from 923 Generation And Fuel | 2003
505 | 2022 | AK | Togiak | 6348 | 1 |  | OP | IC | DFO | 0.6 | 0.129 | 675.429 | 2431.5249 | 263.357 | 948.0776 | Distributed from 923 Generation And Fuel | 2019
506 | 2022 | AK | Togiak | 6348 | 2B |  | OP | IC | DFO | 0.6 | 0.129 | 675.429 | 2431.5249 | 263.357 | 948.0776 | Distributed from 923 Generation And Fuel | 2019
507 | 2022 | AK | Togiak | 6348 | 3 |  | OP | IC | DFO | 1.1 | 0.129 | 1238.286 | 4457.7939 | 482.821 | 1738.1417 | Distributed from 923 Generation And Fuel | 2019
508 | 2022 | AK | Togiak | 6348 | 4C |  | OP | IC | DFO | 0.5 | 0.129 | 562.857 | 2026.269 | 219.464 | 790.0641 | Distributed from 923 Generation And Fuel | 2019
509 | 2022 | AK | Tok | 406 | 3A |  | OP | IC | DFO | 1.3 | 0.235 | 2674.321 | 9627.4786 | 1042.943 | 3754.5648 | Distributed from 923 Generation And Fuel | 1999
510 | 2022 | AK | Tok | 406 | 4A |  | OP | IC | DFO | 1.1 | 0.235 | 2262.887 | 8146.328 | 882.491 | 3176.9422 | Distributed from 923 Generation And Fuel | 1989
511 | 2022 | AK | Tok | 406 | 5A |  | OP | IC | DFO | 1.1 | 0.235 | 2262.887 | 8146.328 | 882.491 | 3176.9422 | Distributed from 923 Generation And Fuel | 1996
512 | 2022 | AK | Tok | 406 | 6 |  | OS | IC | DFO | 0.5 | 0.235 | 1028.585 | 3702.8764 | 401.132 | 1444.0636 | Distributed from 923 Generation And Fuel | 2010
513 | 2022 | AK | Tok | 406 | 8 |  | OP | IC | DFO | 0.4 | 0.235 | 822.868 | 2962.3011 | 320.906 | 1155.2524 | Distributed from 923 Generation And Fuel | 1985
514 | 2022 | AK | Tok | 406 | 9 |  | OP | IC | DFO | 0.9 | 0.235 | 1851.453 | 6665.1775 | 722.038 | 2599.316 | Distributed from 923 Generation And Fuel | 1985
515 | 2022 | AK | Toksook Bay | 57067 | 1A |  | OP | IC | DFO | 0.8 | 0.205 | 1440 | 5183.9585 | 561.524 | 2021.4702 | Distributed from 923 Generation And Fuel | 2019
516 | 2022 | AK | Toksook Bay | 57067 | UNIT2 |  | OP | IC | DFO | 0.5 | 0.205 | 900 | 3239.9741 | 350.952 | 1263.4171 | Distributed from 923 Generation And Fuel | 2005
517 | 2022 | AK | Toksook Bay | 57067 | UNIT3 |  | OP | IC | DFO | 0.8 | 0.205 | 1440 | 5183.9585 | 561.524 | 2021.4702 | Distributed from 923 Generation And Fuel | 2005
518 | 2022 | AK | Tyee Lake Hydroelectric Facility | 61166 | UNIT1 |  | OP | HY | WAT | 11.3 | 0.543 | 53773.5 | 193583.0513 | 23861.5 | 85900.7128 | Distributed from 923 Generation And Fuel | 1983
519 | 2022 | AK | Tyee Lake Hydroelectric Facility | 61166 | UNIT2 |  | OP | HY | WAT | 11.3 | 0.543 | 53773.5 | 193583.0513 | 23861.5 | 85900.7128 | Distributed from 923 Generation And Fuel | 1983
520 | 2022 | AK | Unalakleet | 6299 | 5 |  | OP | IC | DFO | 0.5 | 0.186 | 812.75 | 2925.8766 | 317 | 1141.1909 | Distributed from 923 Generation And Fuel | 2010
521 | 2022 | AK | Unalakleet | 6299 | 6 |  | OP | IC | DFO | 0.5 | 0.186 | 812.75 | 2925.8766 | 317 | 1141.1909 | Distributed from 923 Generation And Fuel | 2010
522 | 2022 | AK | Unalakleet | 6299 | 7 |  | OP | IC | DFO | 0.5 | 0.186 | 812.75 | 2925.8766 | 317 | 1141.1909 | Distributed from 923 Generation And Fuel | 2010
523 | 2022 | AK | Unalakleet | 6299 | 8 |  | OP | IC | DFO | 0.5 | 0.186 | 812.75 | 2925.8766 | 317 | 1141.1909 | Distributed from 923 Generation And Fuel | 2010
524 | 2022 | AK | Unalaska Power Module | 7503 | 7 |  | OP | IC | DFO | 1.1 | 0.067 | 650 | 2339.9813 | 253 | 910.7927 | Distributed from 923 Generation And Fuel | 1993
525 | 2022 | AK | Unisea G 2 | 54422 | CAT4 |  | OP | IC | DFO | 1 | 0.174 | 1528.114 | 5501.1664 | 595.943 | 2145.3776 | Distributed from 923 Generation And Fuel | 2012
526 | 2022 | AK | Unisea G 2 | 54422 | CAT5 |  | OP | IC | DFO | 1 | 0.174 | 1528.114 | 5501.1664 | 595.943 | 2145.3776 | Distributed from 923 Generation And Fuel | 2012
527 | 2022 | AK | Unisea G 2 | 54422 | GEN1 |  | OP | IC | DFO | 2.5 | 0.174 | 3820.286 | 13752.9196 | 1489.857 | 5363.4423 | Distributed from 923 Generation And Fuel | 1990
528 | 2022 | AK | Unisea G 2 | 54422 | GEN2 |  | OP | IC | DFO | 2.6 | 0.174 | 3973.097 | 14303.0348 | 1549.451 | 5577.979 | Distributed from 923 Generation And Fuel | 1990
529 | 2022 | AK | Unisea G 2 | 54422 | GEN3 |  | OP | IC | DFO | 2.7 | 0.174 | 4125.909 | 14853.1536 | 1609.046 | 5792.5193 | Distributed from 923 Generation And Fuel | 1990
530 | 2022 | AK | Unisea G 2 | 54422 | GEN4 |  | OP | IC | DFO | 2.5 | 0.174 | 3820.286 | 13752.9196 | 1489.857 | 5363.4423 | Distributed from 923 Generation And Fuel | 1990
531 | 2022 | AK | Unisea G 2 | 54422 | GEN5 |  | OP | IC | DFO | 2.7 | 0.174 | 4125.909 | 14853.1536 | 1609.046 | 5792.5193 | Distributed from 923 Generation And Fuel | 1990
532 | 2022 | AK | Unisea G 2 | 54422 | GEN6 |  | OP | IC | DFO | 2.5 | 0.174 | 3820.286 | 13752.9196 | 1489.857 | 5363.4423 | Distributed from 923 Generation And Fuel | 1990
533 | 2022 | AK | University of Alaska Fairbanks | 50711 | GEN1 | 5 | OS | ST | SUB | 1.5 | -0.011 | -151 | -543.5957 | 0 | 0 | EIA-923 Generator File | 1964
534 | 2022 | AK | University of Alaska Fairbanks | 50711 | GEN2 | 5 | OS | ST | SUB | 1.5 | -0.009 | -116 | -417.5967 | 0 | 0 | EIA-923 Generator File | 1964
535 | 2022 | AK | University of Alaska Fairbanks | 50711 | GEN3 | 5 | OS | ST | SUB | 10 | -0.021 | -1843 | -6634.7469 | -731 | -2631.5789 | EIA-923 Generator File | 1981
536 | 2022 | AK | University of Alaska Fairbanks | 50711 | GEN4 |  | SB | IC | DFO | 9.6 | -0.006 | -465 | -1673.9866 | -159 | -572.3954 | Distributed from 923 Generation And Fuel | 2000
537 | 2022 | AK | University of Alaska Fairbanks | 50711 | GEN5 | 3 | OP | ST | SUB | 17 | 0.289 | 43010 | 154834.7613 | 23076 | 83072.9354 | EIA-923 Generator File | 2020
538 | 2022 | AK | Upper Kalskag | 57054 | UNIT1 |  | OP | IC | DFO | 0.2 | 0.15 | 262.909 | 946.4648 | 102.545 | 369.159 | Distributed from 923 Generation And Fuel | 2004
539 | 2022 | AK | Upper Kalskag | 57054 | UNIT2 |  | OP | IC | DFO | 0.4 | 0.15 | 525.818 | 1892.9297 | 205.091 | 738.3217 | Distributed from 923 Generation And Fuel | 2004
540 | 2022 | AK | Upper Kalskag | 57054 | UNIT3 |  | OP | IC | DFO | 0.5 | 0.15 | 657.273 | 2366.1639 | 256.364 | 922.903 | Distributed from 923 Generation And Fuel | 2004
541 | 2022 | AK | Utility Plants Section | 50308 | GEN1 | 6 | OP | ST | SUB | 5 | 0.276 | 12079 | 43484.0521 | 0 | 0 | EIA-923 Generator File | 1955
542 | 2022 | AK | Utility Plants Section | 50308 | GEN3 | 6 | OP | ST | SUB | 5 | 0.47 | 20595 | 74141.4069 | 7833 | 28198.5744 | EIA-923 Generator File | 1955
543 | 2022 | AK | Utility Plants Section | 50308 | GEN4 | 6 | OP | ST | SUB | 5 | 0.405 | 17748 | 63892.2889 | 8765 | 31553.7476 | EIA-923 Generator File | 1955
544 | 2022 | AK | Utility Plants Section | 50308 | GEN5 | 6 | OP | ST | SUB | 5 | 0.349 | 15300 | 55079.5594 | 6993 | 25174.5986 | EIA-923 Generator File | 1989
545 | 2022 | AK | Valdez | 6306 | 11 |  | OP | IC | DFO | 1.6 | 0.121 | 1698.419 | 6114.2595 | 662.326 | 2384.3545 | Distributed from 923 Generation And Fuel | 2017
546 | 2022 | AK | Valdez | 6306 | 12 |  | OP | IC | DFO | 1.6 | 0.121 | 1698.419 | 6114.2595 | 662.326 | 2384.3545 | Distributed from 923 Generation And Fuel | 2017
547 | 2022 | AK | Valdez | 6306 | 4 |  | OP | IC | DFO | 1.9 | 0.121 | 2016.872 | 7260.6811 | 786.512 | 2831.4205 | Distributed from 923 Generation And Fuel | 1972
548 | 2022 | AK | Valdez | 6306 | 5 |  | OP | IC | DFO | 2.6 | 0.121 | 2759.93 | 9935.6685 | 1076.279 | 3874.5734 | Distributed from 923 Generation And Fuel | 1975
549 | 2022 | AK | Valdez | 6306 | 6 |  | OP | IC | DFO | 0.9 | 0.121 | 955.36 | 3439.2685 | 372.558 | 1341.1981 | Distributed from 923 Generation And Fuel | 1974
550 | 2022 | AK | Valdez Cogen | 7841 | 1 |  | OP | GT | WO | 5.3 | 0.404 | 18756 | 67521.0598 | 7314 | 26330.1894 | Distributed from 923 Generation And Fuel | 2000
551 | 2022 | AK | Viking | 56147 | 1 |  | OS | IC | DFO | 1 |  | GENYRONL: 2003
552 | 2022 | AK | Westward Seafoods | 54305 | 2 |  | OP | IC | DFO | 2.2 | 0.267 | 5152 | 18547.0516 | 2360.333 | 8497.1308 | Distributed from 923 Generation And Fuel | 1991
553 | 2022 | AK | Westward Seafoods | 54305 | 3 |  | OP | IC | DFO | 2.2 | 0.267 | 5152 | 18547.0516 | 2360.333 | 8497.1308 | Distributed from 923 Generation And Fuel | 1991
554 | 2022 | AK | Westward Seafoods | 54305 | 4 |  | OP | IC | DFO | 2.2 | 0.267 | 5152 | 18547.0516 | 2360.333 | 8497.1308 | Distributed from 923 Generation And Fuel | 1991
555 | 2022 | AK | Whitman | 58977 | WPG-1 |  | OP | HY | WAT | 3.9 | 0.244 | 8325.688 | 29972.237 | 3694.438 | 13299.8704 | Distributed from 923 Generation And Fuel | 2015
556 | 2022 | AK | Whitman | 58977 | WPG-2 |  | OP | HY | WAT | 0.9 | 0.244 | 1921.312 | 6916.6679 | 852.562 | 3069.1986 | Distributed from 923 Generation And Fuel | 2015
557 | 2022 | AK | Wrangell | 95 | 11 |  | OP | IC | DFO | 2 | 0.007 | 116.941 | 420.9842 | 45.647 | 164.3279 | Distributed from 923 Generation And Fuel | 2000
558 | 2022 | AK | Wrangell | 95 | 12 |  | OP | IC | DFO | 2 | 0.007 | 116.941 | 420.9842 | 45.647 | 164.3279 | Distributed from 923 Generation And Fuel | 2000
559 | 2022 | AK | Wrangell | 95 | 13 |  | OP | IC | DFO | 2 | 0.007 | 116.941 | 420.9842 | 45.647 | 164.3279 | Distributed from 923 Generation And Fuel | 2002
560 | 2022 | AK | Wrangell | 95 | 9 |  | OP | IC | DFO | 2.5 | 0.007 | 146.176 | 526.2294 | 57.059 | 205.4108 | Distributed from 923 Generation And Fuel | 1987
561 | 2022 | AK | Yakutat | 6637 | 2B |  | OP | IC | DFO | 0.8 | 0.19 | 1332.632 | 4797.4368 | 519.579 | 1870.4694 | Distributed from 923 Generation And Fuel | 1999
562 | 2022 | AK | Yakutat | 6637 | 3A |  | OP | IC | DFO | 0.6 | 0.19 | 999.474 | 3598.0776 | 389.684 | 1402.8512 | Distributed from 923 Generation And Fuel | 1999
563 | 2022 | AK | Yakutat | 6637 | 6 |  | OP | IC | DFO | 1.2 | 0.19 | 1998.947 | 7196.1516 | 779.368 | 2805.7024 | Distributed from 923 Generation And Fuel | 2007
564 | 2022 | AK | Yakutat | 6637 | 7 |  | OP | IC | DFO | 1.2 | 0.19 | 1998.947 | 7196.1516 | 779.368 | 2805.7024 | Distributed from 923 Generation And Fuel | 2012
565 | 2022 | AL | ABC Coke | 56076 | 1 |  | OP | ST | OG | 3.8 | 0.003 | 86 | 309.5975 | 41.188 | 148.2756 | EIA-923 Generator File | 1997
566 | 2022 | AL | Alabama Pine Pulp | 54429 | GEN2 | 2 | OP | ST | BLQ | 69 | 0.576 | 347937.82 | 1252566.1315 | 137828.018 | 496176.8954 | EIA-923 Generator File | 1991
567 | 2022 | AL | Alabama River Pulp | 10216 | GEN1 | 2 | OP | ST | BLQ | 48 | 0.717 | 301572.61 | 1085652.7108 | 130505.73 | 469816.8695 | EIA-923 Generator File | 1978
568 | 2022 | AL | Albertville | 7924 | DG1 |  | OP | IC | DFO | 1 | 0 | 0 | 0 | 0 | 0 | Distributed from 923 Generation And Fuel | 2000
569 | 2022 | AL | Albertville | 7924 | DG2 |  | OP | IC | DFO | 1 | 0 | 0 | 0 | 0 | 0 | Distributed from 923 Generation And Fuel | 2000
570 | 2022 | AL | Albertville | 7924 | DG3 |  | OP | IC | DFO | 1 | 0 | 0 | 0 | 0 | 0 | Distributed from 923 Generation And Fuel | 2000
571 | 2022 | AL | Albertville | 7924 | DG4 |  | OP | IC | DFO | 1 | 0 | 0 | 0 | 0 | 0 | Distributed from 923 Generation And Fuel | 2000
572 | 2022 | AL | AMEA Peaking | 56018 | 1 |  | OP | GT | NG | 49.3 | 0.12 | 52008.5 | 187229.1022 | 46219 | 166387.0689 | Distributed from 923 Generation And Fuel | 2004
573 | 2022 | AL | AMEA Peaking | 56018 | 2 |  | OP | GT | NG | 49.3 | 0.12 | 52008.5 | 187229.1022 | 46219 | 166387.0689 | Distributed from 923 Generation And Fuel | 2004
574 | 2022 | AL | ANAD Solar Array | 60680 | 1 |  | OP | PV | SUN | 7.4 | 0.178 | 11533 | 41518.4679 | 5827 | 20977.0322 | Distributed from 923 Generation And Fuel | 2017
575 | 2022 | AL | Bankhead Dam | 2 | 1 |  | OP | HY | WAT | 53.9 | 0.37 | 174904 | 629649.3628 | 77612 | 279400.9648 | Distributed from 923 Generation And Fuel | 1963
576 | 2022 | AL | Barry | 3 | 2 | 1 | OP | ST | NG | 153.1 | 0.039 | 52580 | 189286.4857 | 38362 | 138102.0952 | EIA-923 Generator File | 1954
577 | 2022 | AL | Barry | 3 | 4 | 1 | OP | ST | BIT | 403.7 | 0.059 | 209547 | 754363.1651 | -5988 | -21556.6275 | EIA-923 Generator File | 1969
578 | 2022 | AL | Barry | 3 | 5 | 1 | OP | ST | BIT | 788.8 | 0.496 | 3429315 | 12345435.2365 | 1655838 | 5960969.1122 | EIA-923 Generator File | 1971
579 | 2022 | AL | Barry | 3 | A1CT |  | OP | CT | NG | 170.1 | 0.899 | 1340028 | 4824062.2075 | 547589 | 1971304.6296 | EIA-923 Generator File | 2000
580 | 2022 | AL | Barry | 3 | A1CT2 |  | OP | CT | NG | 170.1 | 0.911 | 1356779 | 4884365.3251 | 554415 | 1995878.033 | EIA-923 Generator File | 2000
581 | 2022 | AL | Barry | 3 | A1ST | 2 | OP | CA | NG | 195.2 | 0.842 | 1440472 | 5185657.7147 | 593117 | 2135204.1184 | EIA-923 Generator File | 2000
582 | 2022 | AL | Barry | 3 | A2C1 |  | OP | CT | NG | 170.1 | 0.886 | 1319854 | 4751436.3885 | 549714 | 1978954.5684 | EIA-923 Generator File | 2000
583 | 2022 | AL | Barry | 3 | A2C2 |  | OP | CT | NG | 170.1 | 0.886 | 1319482 | 4750097.1992 | 554306 | 1995485.6361 | EIA-923 Generator File | 2000
584 | 2022 | AL | Barry | 3 | 1 | 1 | OP | ST | NG | 153.1 | 0.037 | 49151 | 176942.1845 | 36061 | 129818.5615 | EIA-923 Generator File | 1954
585 | 2022 | AL | Barry | 3 | A2ST | 2 | OP | CA | NG | 195.2 | 0.805 | 1377211 | 4957919.9366 | 583961 | 2102242.7821 | EIA-923 Generator File | 2000
586 | 2022 | AL | Bartletts Ferry | 702 | 1 |  | OP | HY | WAT | 15 | 0.28 | 36735 | 132244.942 | 16300.751 | 58682.2341 | Distributed from 923 Generation And Fuel | 1926
587 | 2022 | AL | Bartletts Ferry | 702 | 2 |  | OP | HY | WAT | 15 | 0.28 | 36735 | 132244.942 | 16300.751 | 58682.2341 | Distributed from 923 Generation And Fuel | 1926
588 | 2022 | AL | Bartletts Ferry | 702 | 3 |  | OP | HY | WAT | 15 | 0.28 | 36735 | 132244.942 | 16300.751 | 58682.2341 | Distributed from 923 Generation And Fuel | 1928
589 | 2022 | AL | Bartletts Ferry | 702 | 4 |  | OP | HY | WAT | 20 | 0.28 | 48980 | 176326.5894 | 21734.335 | 78242.9801 | Distributed from 923 Generation And Fuel | 1951
590 | 2022 | AL | Bartletts Ferry | 702 | 5 |  | OP | HY | WAT | 54 | 0.28 | 132246 | 476081.7913 | 58682.705 | 211256.048 | Distributed from 923 Generation And Fuel | 1985
591 | 2022 | AL | Bartletts Ferry | 702 | 6 |  | OP | HY | WAT | 54 | 0.28 | 132246 | 476081.7913 | 58682.705 | 211256.048 | Distributed from 923 Generation And Fuel | 1985
592 | 2022 | AL | Bellefonte | 6150 | DG-1 |  | OS | IC | DFO | 7 |  | GENYRONL: 1998
593 | 2022 | AL | Bellefonte | 6150 | DG-2 |  | OS | IC | DFO | 7 |  | GENYRONL: 1998
594 | 2022 | AL | Browns Ferry | 46 | 1 | 1 | OP | ST | NUC | 1281 | 0.869 | 9747253.643 | 35089832.3961 | 4343353.149 | 15635946.2488 | Distributed from 923 Generation And Fuel | 1974
595 | 2022 | AL | Browns Ferry | 46 | 2 | 1 | OP | ST | NUC | 1281 | 0.869 | 9747253.643 | 35089832.3961 | 4343353.149 | 15635946.2488 | Distributed from 923 Generation And Fuel | 1975
596 | 2022 | AL | Browns Ferry | 46 | 3 | 1 | OP | ST | NUC | 1292 | 0.869 | 9830953.714 | 35391150.2412 | 4380649.702 | 15770212.7655 | Distributed from 923 Generation And Fuel | 1977
597 | 2022 | AL | Calhoun Energy Center | 55409 | CAL1 |  | OP | GT | NG | 187 | 0.075 | 123639 | 445096.8392 | 119832.25 | 431392.6489 | Distributed from 923 Generation And Fuel | 2003
598 | 2022 | AL | Calhoun Energy Center | 55409 | CAL2 |  | OP | GT | NG | 187 | 0.075 | 123639 | 445096.8392 | 119832.25 | 431392.6489 | Distributed from 923 Generation And Fuel | 2003
599 | 2022 | AL | Calhoun Energy Center | 55409 | CAL3 |  | OP | GT | NG | 187 | 0.075 | 123639 | 445096.8392 | 119832.25 | 431392.6489 | Distributed from 923 Generation And Fuel | 2003
600 | 2022 | AL | Calhoun Energy Center | 55409 | CAL4 |  | OP | GT | NG | 187 | 0.075 | 123639 | 445096.8392 | 119832.25 | 431392.6489 | Distributed from 923 Generation And Fuel | 2003
601 | 2022 | AL | Central Alabama Generating Station | 55440 | CTG1 |  | OP | CT | NG | 179 | 0.665 | 1042860 | 3754265.9659 | 560218 | 2016768.6659 | EIA-923 Generator File | 2003
602 | 2022 | AL | Central Alabama Generating Station | 55440 | CTG2 |  | OP | CT | NG | 179 | 0.595 | 933415 | 3360267.1179 | 459816 | 1655324.3574 | EIA-923 Generator File | 2003
603 | 2022 | AL | Central Alabama Generating Station | 55440 | CTG3 |  | OP | CT | NG | 179 | 0.599 | 938756 | 3379494.564 | 456751 | 1644290.4457 | EIA-923 Generator File | 2003
604 | 2022 | AL | Central Alabama Generating Station | 55440 | ST1 | 3 | OP | CA | NG | 390.1 | 0.479 | 1637836 | 5896162.4307 | 862050 | 3103355.1732 | EIA-923 Generator File | 2003
605 | 2022 | AL | Colbert | 47 | GT1 |  | OP | GT | NG | 59.5 | 0.004 | 1915.625 | 6896.1948 | 1120.125 | 4032.4177 | Distributed from 923 Generation And Fuel | 1972
606 | 2022 | AL | Colbert | 47 | GT2 |  | OP | GT | NG | 59.5 | 0.004 | 1915.625 | 6896.1948 | 1120.125 | 4032.4177 | Distributed from 923 Generation And Fuel | 1972
607 | 2022 | AL | Colbert | 47 | GT3 |  | OP | GT | NG | 59.5 | 0.004 | 1915.625 | 6896.1948 | 1120.125 | 4032.4177 | Distributed from 923 Generation And Fuel | 1972
608 | 2022 | AL | Colbert | 47 | GT4 |  | OP | GT | NG | 59.5 | 0.004 | 1915.625 | 6896.1948 | 1120.125 | 4032.4177 | Distributed from 923 Generation And Fuel | 1972
609 | 2022 | AL | Colbert | 47 | GT5 |  | OP | GT | NG | 59.5 | 0.004 | 1915.625 | 6896.1948 | 1120.125 | 4032.4177 | Distributed from 923 Generation And Fuel | 1972
610 | 2022 | AL | Colbert | 47 | GT6 |  | OP | GT | NG | 59.5 | 0.004 | 1915.625 | 6896.1948 | 1120.125 | 4032.4177 | Distributed from 923 Generation And Fuel | 1972
611 | 2022 | AL | Colbert | 47 | GT7 |  | OP | GT | NG | 59.5 | 0.004 | 1915.625 | 6896.1948 | 1120.125 | 4032.4177 | Distributed from 923 Generation And Fuel | 1972
612 | 2022 | AL | Colbert | 47 | GT8 |  | OP | GT | NG | 59.5 | 0.004 | 1915.625 | 6896.1948 | 1120.125 | 4032.4177 | Distributed from 923 Generation And Fuel | 1972
613 | 2022 | AL | Crestwood Dothan | 54985 | GEN1 |  | OP | IC | DFO | 1 | 0.005 | 44.884 | 161.5811 | 14.651 | 52.7432 | Distributed from 923 Generation And Fuel | 1995
614 | 2022 | AL | Crestwood Dothan | 54985 | GEN2 |  | OP | IC | DFO | 1 | 0.005 | 44.884 | 161.5811 | 14.651 | 52.7432 | Distributed from 923 Generation And Fuel | 1995
615 | 2022 | AL | Crestwood Dothan | 54985 | GEN3 |  | OP | IC | DFO | 2 | 0.005 | 89.767 | 323.1586 | 29.302 | 105.4864 | Distributed from 923 Generation And Fuel | 2002
616 | 2022 | AL | Crestwood Dothan | 54985 | GEN5 |  | OP | IC | DFO | 1 | 0.005 | 44.884 | 161.5811 | 14.651 | 52.7432 | Distributed from 923 Generation And Fuel | 1996
617 | 2022 | AL | Crestwood Dothan | 54985 | GEN7 |  | OP | IC | DFO | 1 | 0.005 | 44.884 | 161.5811 | 14.651 | 52.7432 | Distributed from 923 Generation And Fuel | 1997
618 | 2022 | AL | Crestwood Dothan | 54985 | GEN8 |  | SB | IC | DFO | 0.6 | 0.005 | 26.93 | 96.9472 | 8.791 | 31.6473 | Distributed from 923 Generation And Fuel | 1997
619 | 2022 | AL | Crestwood Dothan | 54985 | GEN9 |  | OP | IC | DFO | 2 | 0.005 | 89.767 | 323.1586 | 29.302 | 105.4864 | Distributed from 923 Generation And Fuel | 2002
620 | 2022 | AL | Cumblerland Land Holdings, LLC | 61924 | CUMB |  | OP | PV | SUN | 14.7 | 0.251 | 32353 | 116469.8682 | 16345 | 58841.5293 | Distributed from 923 Generation And Fuel | 2018
621 | 2022 | AL | Decatur Energy Center | 55292 | CTG1 |  | OP | CT | NG | 210.8 | 0.319 | 588854 | 2119857.4411 | 265552 | 955979.5522 | EIA-923 Generator File | 2002
622 | 2022 | AL | Decatur Energy Center | 55292 | CTG2 |  | OP | CT | NG | 210.8 | 0.331 | 612110 | 2203578.3714 | 259966 | 935870.113 | EIA-923 Generator File | 2002
623 | 2022 | AL | Decatur Energy Center | 55292 | CTG3 |  | OP | CT | NG | 210.8 | 0.319 | 588928 | 2120123.839 | 282859 | 1018284.2537 | EIA-923 Generator File | 2003
624 | 2022 | AL | Decatur Energy Center | 55292 | STG1 | 3 | OP | CA | NG | 270 | 0.414 | 979624 | 3526618.1871 | 465618 | 1676211.3903 | EIA-923 Generator File | 2002
625 | 2022 | AL | Decatur-Morgan Co LFG Recovery Project | 58061 | 0290 |  | OP | IC | LFG | 0.8 | 0.93 | 6520 | 23471.8122 | 2717.5 | 9782.9217 | Distributed from 923 Generation And Fuel | 2011
626 | 2022 | AL | Decatur-Morgan Co LFG Recovery Project | 58061 | 1496 |  | OP | IC | LFG | 0.8 | 0.93 | 6520 | 23471.8122 | 2717.5 | 9782.9217 | Distributed from 923 Generation And Fuel | 2010
627 | 2022 | AL | E B Harris Electric Generating Plant | 7897 | CT1A |  | OP | CT | NG | 185 | 0.58 | 940421 | 3385488.5161 | 486249 | 1750482.3961 | EIA-923 Generator File | 2003
628 | 2022 | AL | E B Harris Electric Generating Plant | 7897 | CT1B |  | OP | CT | NG | 185 | 0.559 | 905612 | 3260177.1186 | 479449 | 1726002.592 | EIA-923 Generator File | 2003
629 | 2022 | AL | E B Harris Electric Generating Plant | 7897 | CT2A |  | OP | CT | NG | 185 | 0.697 | 1130366 | 4069285.0457 | 579499 | 2086179.7106 | EIA-923 Generator File | 2003
630 | 2022 | AL | E B Harris Electric Generating Plant | 7897 | CT2B |  | OP | CT | NG | 185 | 0.706 | 1143832 | 4117762.2579 | 569983 | 2051922.3846 | EIA-923 Generator File | 2003
631 | 2022 | AL | E B Harris Electric Generating Plant | 7897 | ST1 | 2 | OP | CA | NG | 282 | 0.49 | 1211404 | 4361019.5118 | 682846 | 2458225.9342 | EIA-923 Generator File | 2003
632 | 2022 | AL | E B Harris Electric Generating Plant | 7897 | ST2 | 2 | OP | CA | NG | 282 | 0.579 | 1430480 | 5149686.8025 | 811397 | 2921005.832 | EIA-923 Generator File | 2003
633 | 2022 | AL | E C Gaston | 26 | ST4 | 1 | OP | ST | NG | 244.8 | 0.127 | 273330 | 983980.1282 | 225344 | 811231.9101 | EIA-923 Generator File | 1962
634 | 2022 | AL | E C Gaston | 26 | 1 | 1 | OP | ST | NG | 272 | 0.137 | 327509 | 1179022.9678 | 254910 | 917668.6587 | EIA-923 Generator File | 1960
635 | 2022 | AL | E C Gaston | 26 | 2 | 1 | OP | ST | NG | 272 | 0.139 | 331114 | 1192000.864 | 232831 | 838184.8945 | EIA-923 Generator File | 1960
636 | 2022 | AL | E C Gaston | 26 | 3 | 1 | OP | ST | NG | 272 | 0.155 | 368140 | 1325293.3977 | 288135 | 1037277.7018 | EIA-923 Generator File | 1961
637 | 2022 | AL | E C Gaston | 26 | 5 | 1 | OP | ST | BIT | 952 | 0.329 | 2744553 | 9880311.7575 | 1748414 | 6294240.0461 | EIA-923 Generator File | 1974
638 | 2022 | AL | E C Gaston | 26 | GT4 |  | OP | GT | DFO | 21.2 | 0.001 | 277 | 997.192 | 44 | 158.3987 | Distributed from 923 Generation And Fuel | 1970
639 | 2022 | AL | Fort Rucker Solar Array | 60679 | 1 |  | OP | PV | SUN | 10.6 | 0.15 | 13936 | 50169.1986 | 7041 | 25347.3972 | Distributed from 923 Generation And Fuel | 2017
640 | 2022 | AL | Gadsden | 7 | 1 | 1 | OP | ST | NG | 69 | 0 | -214 | -770.3938 | -561 | -2019.5838 | EIA-923 Generator File | 1949 | 2023
641 | 2022 | AL | Gadsden | 7 | 2 | 1 | OP | ST | NG | 69 | -0.006 | -3608 | -12988.6961 | -831 | -2991.5761 | EIA-923 Generator File | 1949 | 2023
642 | 2022 | AL | Gantt | 53 | 4 |  | OP | HY | WAT | 1.8 | 0.173 | 2733.6 | 9840.8813 | 1213.2 | 4367.4851 | Distributed from 923 Generation And Fuel | 1985
643 | 2022 | AL | Gantt | 53 | 3 |  | OP | HY | WAT | 1.2 | 0.173 | 1822.4 | 6560.5875 | 808.8 | 2911.6567 | Distributed from 923 Generation And Fuel | 1926
644 | 2022 | AL | General Electric Plastic | 7698 | 1 |  | OP | CT | NG | 82.2 | 0.654 | 471018 | 1695651.2348 | 202125 | 727644.1788 | EIA-923 Generator File | 1999
645 | 2022 | AL | General Electric Plastic | 7698 | 2 | 1 | OP | CA | NG | 14.8 | 0.189 | 24547 | 88368.4931 | 9870 | 35531.7157 | EIA-923 Generator File | 1999
646 | 2022 | AL | Georgia-Pacific Brewton Mill | 54789 | 2TG | 6 | OP | ST | NG | 12.5 | 0.455 | 49832.848 | 179396.8176 | 18677.835 | 67239.6681 | EIA-923 Generator File | 1964
647 | 2022 | AL | Georgia-Pacific Brewton Mill | 54789 | 3TG | 6 | OP | ST | NG | 15.9 | 0.3 | 41762.486 | 150343.7469 | 17973.935 | 64705.6484 | EIA-923 Generator File | 1982
648 | 2022 | AL | Georgia-Pacific Brewton Mill | 54789 | 4TG | 1 | OP | ST | BLQ | 75 | 0.518 | 340653.94 | 1226344.3732 | 141233.242 | 508435.6037 | EIA-923 Generator File | 2017
649 | 2022 | AL | Georgia-Pacific Consr Prods LP-Naheola | 10699 | GT3 | 2 | OP | ST | BLQ | 47.2 | 0.426 | 176211.11 | 634354.9212 | 61046 | 219763.8419 | EIA-923 Generator File | 1993
650 | 2022 | AL | Georgia-Pacific Consr Prods LP-Naheola | 10699 | TG4 | 2 | OP | ST | WDS | 40.3 | 0.493 | 173940.21 | 626179.7466 | 67682 | 243653.2508 | EIA-923 Generator File | 2019
651 | 2022 | AL | Goat Rock | 707 | 3 |  | OP | HY | WAT | 5 | 0.421 | 18448.446 | 66413.8743 | 8186.269 | 29470.3326 | Distributed from 923 Generation And Fuel | 1915
652 | 2022 | AL | Goat Rock | 707 | 4 |  | OP | HY | WAT | 5 | 0.421 | 18448.446 | 66413.8743 | 8186.269 | 29470.3326 | Distributed from 923 Generation And Fuel | 1920
653 | 2022 | AL | Goat Rock | 707 | 5 |  | OP | HY | WAT | 5 | 0.421 | 18448.446 | 66413.8743 | 8186.269 | 29470.3326 | Distributed from 923 Generation And Fuel | 1955
654 | 2022 | AL | Goat Rock | 707 | 6 |  | OP | HY | WAT | 5 | 0.421 | 18448.446 | 66413.8743 | 8186.269 | 29470.3326 | Distributed from 923 Generation And Fuel | 1956
655 | 2022 | AL | Goat Rock | 707 | 7 |  | OP | HY | WAT | 9.3 | 0.421 | 34314.109 | 123529.8042 | 15226.461 | 54814.8211 | Distributed from 923 Generation And Fuel | 2005
656 | 2022 | AL | Goat Rock | 707 | 8 |  | OP | HY | WAT | 9.3 | 0.421 | 34314.109 | 123529.8042 | 15226.461 | 54814.8211 | Distributed from 923 Generation And Fuel | 2005
657 | 2022 | AL | Greene County | 10 | 1 | 1 | OP | ST | NG | 299.2 | 0.224 | 586475 | 2111293.1097 | 355094 | 1278328.1734 | EIA-923 Generator File | 1965
658 | 2022 | AL | Greene County | 10 | 2 | 1 | OP | ST | NG | 269.2 | 0.238 | 561937 | 2022957.0163 | 286891 | 1032799.3376 | EIA-923 Generator File | 1966
659 | 2022 | AL | Greene County | 10 | GT10 |  | OP | GT | NG | 80 | 0.014 | 9978.667 | 35922.9138 | 7310.333 | 26316.9883 | Distributed from 923 Generation And Fuel | 1996
660 | 2022 | AL | Greene County | 10 | GT2 |  | OP | GT | NG | 80 | 0.014 | 9978.667 | 35922.9138 | 7310.333 | 26316.9883 | Distributed from 923 Generation And Fuel | 1996
661 | 2022 | AL | Greene County | 10 | GT3 |  | OP | GT | NG | 80 | 0.014 | 9978.667 | 35922.9138 | 7310.333 | 26316.9883 | Distributed from 923 Generation And Fuel | 1995
662 | 2022 | AL | Greene County | 10 | GT4 |  | OP | GT | NG | 80 | 0.014 | 9978.667 | 35922.9138 | 7310.333 | 26316.9883 | Distributed from 923 Generation And Fuel | 1995
663 | 2022 | AL | Greene County | 10 | GT5 |  | OP | GT | NG | 80 | 0.014 | 9978.667 | 35922.9138 | 7310.333 | 26316.9883 | Distributed from 923 Generation And Fuel | 1995
664 | 2022 | AL | Greene County | 10 | GT6 |  | OP | GT | NG | 80 | 0.014 | 9978.667 | 35922.9138 | 7310.333 | 26316.9883 | Distributed from 923 Generation And Fuel | 1995
665 | 2022 | AL | Greene County | 10 | GT7 |  | OP | GT | NG | 80 | 0.014 | 9978.667 | 35922.9138 | 7310.333 | 26316.9883 | Distributed from 923 Generation And Fuel | 1995
666 | 2022 | AL | Greene County | 10 | GT8 |  | OP | GT | NG | 80 | 0.014 | 9978.667 | 35922.9138 | 7310.333 | 26316.9883 | Distributed from 923 Generation And Fuel | 1996
667 | 2022 | AL | Greene County | 10 | GT9 |  | OP | GT | NG | 80 | 0.014 | 9978.667 | 35922.9138 | 7310.333 | 26316.9883 | Distributed from 923 Generation And Fuel | 1996
668 | 2022 | AL | Guntersville | 48 | 1 |  | OP | HY | WAT | 28.8 | 0.556 | 140181 | 504647.5628 | 62204 | 223932.6085 | Distributed from 923 Generation And Fuel | 1939
669 | 2022 | AL | Guntersville | 48 | 2 |  | OP | HY | WAT | 28.8 | 0.556 | 140181 | 504647.5628 | 62204 | 223932.6085 | Distributed from 923 Generation And Fuel | 1939
670 | 2022 | AL | Guntersville | 48 | 3 |  | OP | HY | WAT | 28.8 | 0.556 | 140181 | 504647.5628 | 62204 | 223932.6085 | Distributed from 923 Generation And Fuel | 1939
671 | 2022 | AL | Guntersville | 48 | 4 |  | OP | HY | WAT | 28.8 | 0.556 | 140181 | 504647.5628 | 62204 | 223932.6085 | Distributed from 923 Generation And Fuel | 1952
672 | 2022 | AL | H Allen Franklin Combined Cycle | 7710 | CT1A |  | OP | CT | NG | 203.1 | 0.78 | 1388303 | 4997850.8172 | 612203 | 2203913.1687 | EIA-923 Generator File | 2002
673 | 2022 | AL | H Allen Franklin Combined Cycle | 7710 | CT1B |  | OP | CT | NG | 203.1 | 0.777 | 1382202 | 4975887.3929 | 612082 | 2203477.5722 | EIA-923 Generator File | 2002
674 | 2022 | AL | H Allen Franklin Combined Cycle | 7710 | CT2A |  | OP | CT | NG | 203.1 | 0.676 | 1203483 | 4332504.14 | 614281 | 2211393.9088 | EIA-923 Generator File | 2002
675 | 2022 | AL | H Allen Franklin Combined Cycle | 7710 | CT2B |  | OP | CT | NG | 203.1 | 0.776 | 1381066 | 4971797.8256 | 602472 | 2168881.8489 | EIA-923 Generator File | 2002
676 | 2022 | AL | H Allen Franklin Combined Cycle | 7710 | CT3A |  | OP | CT | NG | 203.1 | 0.589 | 1047321 | 3770325.4374 | 344937 | 1241763.2659 | EIA-923 Generator File | 2008
677 | 2022 | AL | H Allen Franklin Combined Cycle | 7710 | CT3B |  | OP | CT | NG | 203.1 | 0.603 | 1072509 | 3861001.512 | 340358 | 1225278.9978 | EIA-923 Generator File | 2008
678 | 2022 | AL | H Allen Franklin Combined Cycle | 7710 | ST1 | 2 | OP | CA | NG | 213.3 | 0.838 | 1566112 | 5637958.0963 | 717677 | 2583616.5311 | EIA-923 Generator File | 2002
679 | 2022 | AL | H Allen Franklin Combined Cycle | 7710 | ST2 | 2 | OP | CA | NG | 281.9 | 0.651 | 1608770 | 5791525.6678 | 823601 | 2964939.8805 | EIA-923 Generator File | 2002
680 | 2022 | AL | H Allen Franklin Combined Cycle | 7710 | ST3 | 2 | OP | CA | NG | 281.9 | 0.401 | 991257 | 3568496.652 | 142799 | 514072.2874 | EIA-923 Generator File | 2008
681 | 2022 | AL | H Neely Henry Dam | 11 | 1 |  | OP | HY | WAT | 24.3 | 0.374 | 79618 | 286622.507 | 35329.667 | 127185.7837 | Distributed from 923 Generation And Fuel | 1966
682 | 2022 | AL | H Neely Henry Dam | 11 | 2 |  | OP | HY | WAT | 24.3 | 0.374 | 79618 | 286622.507 | 35329.667 | 127185.7837 | Distributed from 923 Generation And Fuel | 1966
683 | 2022 | AL | H Neely Henry Dam | 11 | 3 |  | OP | HY | WAT | 24.3 | 0.374 | 79618 | 286622.507 | 35329.667 | 127185.7837 | Distributed from 923 Generation And Fuel | 1966
684 | 2022 | AL | Harris Dam | 6188 | 1 |  | OP | HY | WAT | 67.5 | 0.136 | 80486 | 289747.282 | 35715 | 128572.9714 | Distributed from 923 Generation And Fuel | 1983
685 | 2022 | AL | Harris Dam | 6188 | 2 |  | OP | HY | WAT | 67.5 | 0.136 | 80486 | 289747.282 | 35715 | 128572.9714 | Distributed from 923 Generation And Fuel | 1983
686 | 2022 | AL | Hillabee Energy Center | 55411 | HEC1 |  | OP | CT | NG | 258.4 | 0.705 | 1596082 | 5745849.2332 | 738764 | 2659529.1238 | EIA-923 Generator File | 2010
687 | 2022 | AL | Hillabee Energy Center | 55411 | HEC2 |  | OP | CT | NG | 258.4 | 0.741 | 1677148 | 6037684.4985 | 759170 | 2732990.1361 | EIA-923 Generator File | 2010
688 | 2022 | AL | Hillabee Energy Center | 55411 | HECS | 2 | OP | CA | NG | 306 | 0.688 | 1843540 | 6636690.9065 | 858895 | 3091997.264 | EIA-923 Generator File | 2010
689 | 2022 | AL | Hog Bayou Energy Center | 55241 | CT01 |  | OP | CT | NG | 200 | 0.576 | 1008538 | 3630707.7543 | 421277 | 1516585.0673 | EIA-923 Generator File | 2001
690 | 2022 | AL | Hog Bayou Energy Center | 55241 | ST01 | 1 | OP | CA | NG | 80 | 0.751 | 526438 | 1895161.6387 | 215902 | 777240.9821 | EIA-923 Generator File | 2001
691 | 2022 | AL | Holt Dam | 12 | 1 |  | OP | HY | WAT | 46.9 | 0.426 | 175061 | 630214.5583 | 77682 | 279652.9628 | Distributed from 923 Generation And Fuel | 1968
692 | 2022 | AL | International Paper Pine Hill Mill | 54752 | NO1 | 2 | OP | ST | WDS | 40 | 0.596 | 208929 | 752138.3829 | 63628 | 229058.9675 | EIA-923 Generator File | 1968
693 | 2022 | AL | International Paper Pine Hill Mill | 54752 | NO2 | 1 | OP | ST | BLQ | 37.4 | 0.666 | 218219 | 785582.1153 | 86238 | 310454.3164 | EIA-923 Generator File | 1982
694 | 2022 | AL | International Paper Prattville Mill | 52140 | GEN1 | 2 | OP | ST | BLQ | 40.5 | 0.638 | 226204 | 814327.8854 | 105966 | 381474.5482 | EIA-923 Generator File | 1967
695 | 2022 | AL | International Paper Prattville Mill | 52140 | GEN2 | 2 | OP | ST | BLQ | 49.3 | 0.723 | 312349 | 1124447.4044 | 149358 | 537684.4985 | EIA-923 Generator File | 1980
696 | 2022 | AL | International Paper Riverdale Mill | 54096 | GEN1 | 6 | OP | ST | NG | 11.6 | 0.507 | 51516 | 185456.1164 | 24155 | 86957.3043 | EIA-923 Generator File | 1967
697 | 2022 | AL | International Paper Riverdale Mill | 54096 | GEN2 | 2 | OP | ST | BLQ | 37.4 | 0.599 | 196311 | 706713.9463 | 80369 | 289326.0854 | EIA-923 Generator File | 1985
698 | 2022 | AL | International Paper Riverdale Mill | 54096 | GEN3 | 6 | OP | CA | NG | 17 | 0.211 | 31454 | 113233.4941 | 7328 | 26380.589 | EIA-923 Generator File | 1994
699 | 2022 | AL | International Paper Riverdale Mill | 54096 | GEN4 |  | SB | CT | NG | 38.2 | 0.361 | 120860 | 435092.5193 | 17984 | 64741.8821 | EIA-923 Generator File | 1994
700 | 2022 | AL | James H Miller Jr | 6002 | 1 | 1 | OP | ST | SUB | 705.5 | 0.903 | 5583129 | 20099103.6072 | 2364982 | 8513867.0891 | EIA-923 Generator File | 1978
701 | 2022 | AL | James H Miller Jr | 6002 | 2 | 1 | OP | ST | SUB | 705.5 | 0.917 | 5665714 | 20396407.2287 | 2358345 | 8489974.0802 | EIA-923 Generator File | 1985
702 | 2022 | AL | James H Miller Jr | 6002 | 3 | 1 | OP | ST | SUB | 705.5 | 0.796 | 4922091 | 17719385.8449 | 2326306 | 8374634.6029 | EIA-923 Generator File | 1989
703 | 2022 | AL | James H Miller Jr | 6002 | 4 | 1 | OP | ST | SUB | 705.5 | 0.792 | 4896479 | 17627183.3825 | 1977614 | 7119353.4452 | EIA-923 Generator File | 1991
704 | 2022 | AL | Jones Bluff | 6131 | 1 |  | OP | HY | WAT | 20.5 | 0.384 | 68880.5 | 247967.8163 | 30565 | 110033.1197 | Distributed from 923 Generation And Fuel | 1975
705 | 2022 | AL | Jones Bluff | 6131 | 2 |  | OP | HY | WAT | 20.5 | 0.384 | 68880.5 | 247967.8163 | 30565 | 110033.1197 | Distributed from 923 Generation And Fuel | 1975
706 | 2022 | AL | Jones Bluff | 6131 | 3 |  | OP | HY | WAT | 20.5 | 0.384 | 68880.5 | 247967.8163 | 30565 | 110033.1197 | Distributed from 923 Generation And Fuel | 1975
707 | 2022 | AL | Jones Bluff | 6131 | 4 |  | OP | HY | WAT | 20.5 | 0.384 | 68880.5 | 247967.8163 | 30565 | 110033.1197 | Distributed from 923 Generation And Fuel | 1975
708 | 2022 | AL | Jordan Dam | 13 | 1 |  | OP | HY | WAT | 25 | 0.504 | 110318.5 | 397143.4229 | 48952.75 | 176228.4902 | Distributed from 923 Generation And Fuel | 1929
709 | 2022 | AL | Jordan Dam | 13 | 2 |  | OP | HY | WAT | 25 | 0.504 | 110318.5 | 397143.4229 | 48952.75 | 176228.4902 | Distributed from 923 Generation And Fuel | 1929
710 | 2022 | AL | Jordan Dam | 13 | 3 |  | OP | HY | WAT | 25 | 0.504 | 110318.5 | 397143.4229 | 48952.75 | 176228.4902 | Distributed from 923 Generation And Fuel | 1929
711 | 2022 | AL | Jordan Dam | 13 | 4 |  | OP | HY | WAT | 25 | 0.504 | 110318.5 | 397143.4229 | 48952.75 | 176228.4902 | Distributed from 923 Generation And Fuel | 1929
712 | 2022 | AL | Joseph M Farley | 6001 | 1 | 1 | OP | ST | NUC | 888.2 | 0.835 | 6494098 | 23378565.7715 | 3037113 | 10933519.3318 | Distributed from 923 Generation And Fuel | 1977
713 | 2022 | AL | Joseph M Farley | 6001 | 2 | 1 | OP | ST | NUC | 888.2 | 0.835 | 6494098 | 23378565.7715 | 3037113 | 10933519.3318 | Distributed from 923 Generation And Fuel | 1981
714 | 2022 | AL | Kimberly Clark Mobile - CHP Plant | 62449 | GT100 |  | OP | GT | NG | 25 | 0.787 | 172294 | 620253.438 | 82754.5 | 297913.8167 | Distributed from 923 Generation And Fuel | 2019
715 | 2022 | AL | Kimberly Clark Mobile - CHP Plant | 62449 | GT200 |  | OP | GT | NG | 25 | 0.787 | 172294 | 620253.438 | 82754.5 | 297913.8167 | Distributed from 923 Generation And Fuel | 2019
716 | 2022 | AL | LaFayette Solar Farm | 60583 | PV1 |  | OP | PV | SUN | 79.2 | 0.238 | 164828 | 593376.053 | 77950 | 280617.7551 | Distributed from 923 Generation And Fuel | 2017
717 | 2022 | AL | Lay Dam | 15 | 1 |  | OP | HY | WAT | 29.5 | 0.388 | 100221.667 | 360795.1148 | 44472.333 | 160099.118 | Distributed from 923 Generation And Fuel | 1968
718 | 2022 | AL | Lay Dam | 15 | 2 |  | OP | HY | WAT | 29.5 | 0.388 | 100221.667 | 360795.1148 | 44472.333 | 160099.118 | Distributed from 923 Generation And Fuel | 1968
719 | 2022 | AL | Lay Dam | 15 | 3 |  | OP | HY | WAT | 29.5 | 0.388 | 100221.667 | 360795.1148 | 44472.333 | 160099.118 | Distributed from 923 Generation And Fuel | 1967
720 | 2022 | AL | Lay Dam | 15 | 4 |  | OP | HY | WAT | 29.5 | 0.388 | 100221.667 | 360795.1148 | 44472.333 | 160099.118 | Distributed from 923 Generation And Fuel | 1967
721 | 2022 | AL | Lay Dam | 15 | 5 |  | OP | HY | WAT | 29.5 | 0.388 | 100221.667 | 360795.1148 | 44472.333 | 160099.118 | Distributed from 923 Generation And Fuel | 1967
722 | 2022 | AL | Lay Dam | 15 | 6 |  | OP | HY | WAT | 29.5 | 0.388 | 100221.667 | 360795.1148 | 44472.333 | 160099.118 | Distributed from 923 Generation And Fuel | 1967
723 | 2022 | AL | Lewis Smith Dam | 18 | 1 |  | OP | HY | WAT | 90.5 | 0.206 | 162981.5 | 586728.7062 | 72321.5 | 260355.3172 | Distributed from 923 Generation And Fuel | 1961
724 | 2022 | AL | Lewis Smith Dam | 18 | 2 |  | OP | HY | WAT | 90.5 | 0.206 | 162981.5 | 586728.7062 | 72321.5 | 260355.3172 | Distributed from 923 Generation And Fuel | 1962
725 | 2022 | AL | Logan Martin Dam | 14 | 1 |  | OP | HY | WAT | 42.7 | 0.368 | 137639.333 | 495497.6348 | 61076 | 219871.841 | Distributed from 923 Generation And Fuel | 1964
726 | 2022 | AL | Logan Martin Dam | 14 | 2 |  | OP | HY | WAT | 42.7 | 0.368 | 137639.333 | 495497.6348 | 61076 | 219871.841 | Distributed from 923 Generation And Fuel | 1964
727 | 2022 | AL | Logan Martin Dam | 14 | 3 |  | OP | HY | WAT | 42.7 | 0.368 | 137639.333 | 495497.6348 | 61076 | 219871.841 | Distributed from 923 Generation And Fuel | 1964
728 | 2022 | AL | Martin Dam | 16 | 1 |  | OP | HY | WAT | 50.2 | 0.194 | 85481.113 | 307729.545 | 37931.273 | 136551.4904 | Distributed from 923 Generation And Fuel | 1927
729 | 2022 | AL | Martin Dam | 16 | 2 |  | OP | HY | WAT | 50.2 | 0.194 | 85481.113 | 307729.545 | 37931.273 | 136551.4904 | Distributed from 923 Generation And Fuel | 1927
730 | 2022 | AL | Martin Dam | 16 | 3 |  | OP | HY | WAT | 50.2 | 0.194 | 85481.113 | 307729.545 | 37931.273 | 136551.4904 | Distributed from 923 Generation And Fuel | 1927
731 | 2022 | AL | Martin Dam | 16 | 4 |  | OP | HY | WAT | 60 | 0.194 | 102168.661 | 367804.2372 | 45336.182 | 163208.9495 | Distributed from 923 Generation And Fuel | 1952
732 | 2022 | AL | McIntosh (AL) | 7063 | 1 |  | OP | CE | NG | 110 | -0.007 | -6302 | -22687.0185 | -4270 | -15371.877 | Distributed from 923 Generation And Fuel | 1991
733 | 2022 | AL | McIntosh (AL) | 7063 | 2 |  | OP | GT | NG | 113 | 0.161 | 159559.594 | 574409.9431 | 108121.435 | 389234.0521 | Distributed from 923 Generation And Fuel | 1998
734 | 2022 | AL | McIntosh (AL) | 7063 | 3 |  | OP | GT | NG | 113 | 0.161 | 159559.594 | 574409.9431 | 108121.435 | 389234.0521 | Distributed from 923 Generation And Fuel | 1998
735 | 2022 | AL | McIntosh (AL) | 7063 | 4 |  | OP | GT | NG | 170 | 0.161 | 240045.406 | 864156.5483 | 162660.565 | 585573.3494 | Distributed from 923 Generation And Fuel | 2010
736 | 2022 | AL | McIntosh (AL) | 7063 | 5 |  | OP | GT | NG | 170 | 0.161 | 240045.406 | 864156.5483 | 162660.565 | 585573.3494 | Distributed from 923 Generation And Fuel | 2010
737 | 2022 | AL | McWilliams | 533 | 1 | 1 | OP | CA | NG | 7.5 | 0.317 | 20824 | 74965.8003 | 13990 | 50363.5971 | EIA-923 Generator File | 1954
738 | 2022 | AL | McWilliams | 533 | 2 | 1 | OP | CA | NG | 7.5 | 0.308 | 20253 | 72910.2167 | 14230 | 51227.5902 | EIA-923 Generator File | 1954
739 | 2022 | AL | McWilliams | 533 | 3 | 1 | OP | CA | NG | 25 | 0.12 | 26182 | 94254.446 | 20274 | 72985.8161 | EIA-923 Generator File | 1959
740 | 2022 | AL | McWilliams | 533 | 4 |  | OP | CT | NG | 107 | 0.329 | 307999 | 1108787.5297 | 199244 | 717272.6618 | EIA-923 Generator File | 1996
741 | 2022 | AL | McWilliams | 533 | VAN1 |  | OP | CT | NG | 165 | 0.786 | 1135695 | 4088469.2922 | 483396 | 1740211.6783 | EIA-923 Generator File | 2002
742 | 2022 | AL | McWilliams | 533 | VAN2 |  | OP | CT | NG | 165 | 0.793 | 1145491 | 4123734.6101 | 465860 | 1677082.5833 | EIA-923 Generator File | 2002
743 | 2022 | AL | McWilliams | 533 | VAN3 | 2 | OP | CA | NG | 177 | 0.799 | 1239222 | 4461163.5107 | 526915 | 1896878.825 | EIA-923 Generator File | 2002
744 | 2022 | AL | Mead Coated Board | 54802 | GEN1 | 6 | OP | ST | BLQ | 40 | 0.611 | 213990.14 | 770358.3411 | 108167.136 | 389398.5744 | EIA-923 Generator File | 1966
745 | 2022 | AL | Mead Coated Board | 54802 | GEN2 | 6 | OP | ST | BLQ | 55.5 | 0.756 | 367660.5 | 1323567.2115 | 156302.501 | 562684.5021 | EIA-923 Generator File | 1990
746 | 2022 | AL | Mead Coated Board | 54802 | GEN3 |  | OP | GT | NG | 25 | 0.74 | 161989 | 583155.7348 | 66767 | 240359.2771 | Distributed from 923 Generation And Fuel | 1998
747 | 2022 | AL | Millers Ferry | 38 | 1 |  | OP | HY | WAT | 33.7 | 0.356 | 105036 | 378126.575 | 46608.667 | 167789.8589 | Distributed from 923 Generation And Fuel | 1970
748 | 2022 | AL | Millers Ferry | 38 | 2 |  | OP | HY | WAT | 33.7 | 0.356 | 105036 | 378126.575 | 46608.667 | 167789.8589 | Distributed from 923 Generation And Fuel | 1970
749 | 2022 | AL | Millers Ferry | 38 | 3 |  | OP | HY | WAT | 33.7 | 0.356 | 105036 | 378126.575 | 46608.667 | 167789.8589 | Distributed from 923 Generation And Fuel | 1970
750 | 2022 | AL | Mitchell Dam | 17 | 4 |  | OP | HY | WAT | 20 | 0.366 | 64055.412 | 230597.6384 | 28424 | 102325.5814 | Distributed from 923 Generation And Fuel | 1949
751 | 2022 | AL | Mitchell Dam | 17 | 5 |  | OP | HY | WAT | 50 | 0.366 | 160138.529 | 576494.0924 | 71060 | 255813.9535 | Distributed from 923 Generation And Fuel | 1985
752 | 2022 | AL | Mitchell Dam | 17 | 6 |  | OP | HY | WAT | 50 | 0.366 | 160138.529 | 576494.0924 | 71060 | 255813.9535 | Distributed from 923 Generation And Fuel | 1985
753 | 2022 | AL | Mitchell Dam | 17 | 7 |  | OP | HY | WAT | 50 | 0.366 | 160138.529 | 576494.0924 | 71060 | 255813.9535 | Distributed from 923 Generation And Fuel | 1985
754 | 2022 | AL | Morgan Energy Center | 55293 | CTG1 |  | OP | CT | NG | 210 | 0.579 | 1065319 | 3835117.7191 | 462189 | 1663867.0891 | EIA-923 Generator File | 2004
755 | 2022 | AL | Morgan Energy Center | 55293 | CTG2 |  | OP | CT | NG | 210 | 0.588 | 1082291 | 3896216.4303 | 492376 | 1772539.4197 | EIA-923 Generator File | 2003
756 | 2022 | AL | Morgan Energy Center | 55293 | CTG3 |  | OP | CT | NG | 210 | 0.614 | 1129719 | 4066955.8644 | 483022 | 1738865.2891 | EIA-923 Generator File | 2003
757 | 2022 | AL | Morgan Energy Center | 55293 | STG1 | 3 | OP | CA | NG | 270 | 0.742 | 1755511 | 6319789.0417 | 832591 | 2997303.6216 | EIA-923 Generator File | 2003
758 | 2022 | AL | Muscle Shoals | 62462 | GEN01 |  | OP | PV | SUN | 227 | 0.246 | 490011 | 1764025.4878 | 252140 | 907696.7384 | Distributed from 923 Generation And Fuel | 2021
759 | 2022 | AL | Packaging Corp. of America Jackson Mill | 55044 | STG1 | 4 | OP | ST | BLQ | 15.6 | 0.514 | 70289.159 | 253038.9481 | 33619.143 | 121027.9466 | EIA-923 Generator File | 1996
760 | 2022 | AL | Point A | 55 | 1 |  | OP | HY | WAT | 1.6 | 0.366 | 5133.538 | 18480.589 | 2277.846 | 8200.18 | Distributed from 923 Generation And Fuel | 1925
761 | 2022 | AL | Point A | 55 | 2 |  | OP | HY | WAT | 1.6 | 0.366 | 5133.538 | 18480.589 | 2277.846 | 8200.18 | Distributed from 923 Generation And Fuel | 1925
762 | 2022 | AL | Point A | 55 | 3 |  | OP | HY | WAT | 2 | 0.366 | 6416.923 | 23100.738 | 2847.308 | 10250.2268 | Distributed from 923 Generation And Fuel | 1949
763 | 2022 | AL | Redstone Arsenal Hybrid | 61901 | BA |  | OP | BA | MWH | 1 | -0.006 | -50 | -179.9986 | -21 | -75.5994 | Distributed from 923 Generation And Fuel | 2017
764 | 2022 | AL | Redstone Arsenal Hybrid | 61901 | REDST |  | OP | PV | SUN | 10 | 0.212 | 18578 | 66880.265 | 9386 | 33789.3297 | Distributed from 923 Generation And Fuel | 2017
765 | 2022 | AL | River Bend Solar, LLC | 60058 | RVRBN |  | OP | PV | SUN | 75 | 0.249 | 163332 | 587990.4961 | 85152 | 306544.7476 | Distributed from 923 Generation And Fuel | 2016
766 | 2022 | AL | Sand Valley Power Station | 59710 | GMA |  | OP | IC | LFG | 1.6 | 0.71 | 9946 | 35805.3136 | 4145.667 | 14924.2818 | Distributed from 923 Generation And Fuel | 2013
767 | 2022 | AL | Sand Valley Power Station | 59710 | GMB |  | OP | IC | LFG | 1.6 | 0.71 | 9946 | 35805.3136 | 4145.667 | 14924.2818 | Distributed from 923 Generation And Fuel | 2013
768 | 2022 | AL | Sand Valley Power Station | 59710 | GMC |  | OP | IC | LFG | 1.6 | 0.71 | 9946 | 35805.3136 | 4145.667 | 14924.2818 | Distributed from 923 Generation And Fuel | 2013
769 | 2022 | AL | Sloss Industries Corp | 50359 | 10 | 4 | OS | ST | NG | 12.5 | 0 | 0 | 0 | 0 | 0 | EIA-923 Generator File | 1958
770 | 2022 | AL | Sloss Industries Corp | 50359 | 9 | 4 | OS | ST | NG | 12.5 | 0 | 0 | 0 | 0 | 0 | EIA-923 Generator File | 1958
771 | 2022 | AL | Tenaska Lindsay Hill Generating Station | 55271 | GTG1 |  | OP | CT | NG | 183.1 | 0.428 | 685740 | 2468644.2508 | 445818 | 1604931.9605 | EIA-923 Generator File | 2002
772 | 2022 | AL | Tenaska Lindsay Hill Generating Station | 55271 | GTG2 |  | OP | CT | NG | 183.1 | 0.462 | 740825 | 2666948.6644 | 534455 | 1924022.6078 | EIA-923 Generator File | 2002
773 | 2022 | AL | Tenaska Lindsay Hill Generating Station | 55271 | GTG3 |  | OP | CT | NG | 183.1 | 0.249 | 399565 | 1438422.4926 | 181954 | 655029.1598 | EIA-923 Generator File | 2002
774 | 2022 | AL | Tenaska Lindsay Hill Generating Station | 55271 | STG1 | 3 | OP | CA | NG | 390.1 | 0.347 | 1187058 | 4273374.613 | 823422 | 2964295.4856 | EIA-923 Generator File | 2002
775 | 2022 | AL | Theodore Cogen Facility | 7721 | 1 |  | OP | CT | NG | 229 | 0.625 | 1254686 | 4516833.4653 | 540716 | 1946562.0275 | EIA-923 Generator File | 2000
776 | 2022 | AL | Theodore Cogen Facility | 7721 | 2 | 1 | OP | CA | NG | 88.4 | 0.354 | 274124 | 986838.5053 | 147935 | 532561.7395 | EIA-923 Generator File | 2000
777 | 2022 | AL | Thurlow Dam | 19 | 1 |  | OP | HY | WAT | 40.5 | 0.295 | 104741.456 | 377066.2251 | 46477.978 | 167319.3822 | Distributed from 923 Generation And Fuel | 1931
778 | 2022 | AL | Thurlow Dam | 19 | 2 |  | OP | HY | WAT | 40.5 | 0.295 | 104741.456 | 377066.2251 | 46477.978 | 167319.3822 | Distributed from 923 Generation And Fuel | 1931
779 | 2022 | AL | Thurlow Dam | 19 | 3 |  | OP | HY | WAT | 10 | 0.295 | 25862.088 | 93102.772 | 11476.044 | 41313.4279 | Distributed from 923 Generation And Fuel | 1931
780 | 2022 | AL | U S Alliance Coosa Pines | 54216 | GEN7 | 7 | OP | ST | BLQ | 25.9 | 0.653 | 148251 | 533699.3304 | 62067 | 223439.4125 | EIA-923 Generator File | 2007
781 | 2022 | AL | W&T Onshore Treating Facility (OTF) | 54550 | 901 | 1 | OP | CA | NG | 0.9 | 0 | 0 | 0 | 0 | 0 | EIA-923 Generator File | 1993
782 | 2022 | AL | W&T Onshore Treating Facility (OTF) | 54550 | 901A |  | OP | CT | NG | 3.7 | 0.858 | 27804 | 100093.5993 | 11362 | 40902.8728 | EIA-923 Generator File | 1993
783 | 2022 | AL | W&T Onshore Treating Facility (OTF) | 54550 | 901B |  | OP | CT | NG | 3.7 | 0.293 | 9511 | 34239.3261 | 0 | 0 | EIA-923 Generator File | 1993
784 | 2022 | AL | W&T Onshore Treating Facility (OTF) | 54550 | 901C |  | OP | CT | NG | 3.7 | 0.617 | 19988 | 71956.2244 | 11168 | 40204.4784 | EIA-923 Generator File | 1993
785 | 2022 | AL | Walter Bouldin Dam | 4 | 1 |  | OP | HY | WAT | 75 | 0.259 | 169909.667 | 611669.9078 | 75395.667 | 271422.2298 | Distributed from 923 Generation And Fuel | 1967
786 | 2022 | AL | Walter Bouldin Dam | 4 | 2 |  | OP | HY | WAT | 75 | 0.259 | 169909.667 | 611669.9078 | 75395.667 | 271422.2298 | Distributed from 923 Generation And Fuel | 1967
787 | 2022 | AL | Walter Bouldin Dam | 4 | 3 |  | OP | HY | WAT | 75 | 0.259 | 169909.667 | 611669.9078 | 75395.667 | 271422.2298 | Distributed from 923 Generation And Fuel | 1967
788 | 2022 | AL | Walton Discover Power Facility | 55138 | UN1 |  | OP | GT | NG | 51.5 | 0 | 66 | 237.5981 | 31.5 | 113.3991 | Distributed from 923 Generation And Fuel | 1999
789 | 2022 | AL | Walton Discover Power Facility | 55138 | UN2 |  | OP | GT | NG | 51.5 | 0 | 66 | 237.5981 | 31.5 | 113.3991 | Distributed from 923 Generation And Fuel | 1999
790 | 2022 | AL | Washington County Cogeneration Facility | 7697 | 1 |  | OP | CT | NG | 82.6 | 0.894 | 646557 | 2327586.5793 | 279077 | 1004669.1626 | EIA-923 Generator File | 1999
791 | 2022 | AL | Washington County Cogeneration Facility | 7697 | 2 | 1 | OP | CA | NG | 39.9 | 0.573 | 200164 | 720584.6353 | 87837 | 316210.6703 | EIA-923 Generator File | 1999
792 | 2022 | AL | Weiss Dam | 20 | 1 |  | OP | HY | WAT | 29.2 | 0.307 | 78621.333 | 283034.5345 | 34887.333 | 125593.3941 | Distributed from 923 Generation And Fuel | 1962
793 | 2022 | AL | Weiss Dam | 20 | 2 |  | OP | HY | WAT | 29.2 | 0.307 | 78621.333 | 283034.5345 | 34887.333 | 125593.3941 | Distributed from 923 Generation And Fuel | 1961
794 | 2022 | AL | Weiss Dam | 20 | 3 |  | OP | HY | WAT | 29.2 | 0.307 | 78621.333 | 283034.5345 | 34887.333 | 125593.3941 | Distributed from 923 Generation And Fuel | 1961
795 | 2022 | AL | Westervelt Moundville Cogen | 57467 | TG1 | 2 | OP | ST | WDS | 13 | 0.322 | 36625.842 | 131851.9764 | 15546.346 | 55966.3979 | EIA-923 Generator File | 2011 | 2023
796 | 2022 | AL | WestRock Demopolis Mill | 54763 | 2TG | 7 | OP | ST | BLQ | 12.5 | 0.694 | 75982.652 | 273535.3589 | 31272.015 | 112578.3534 | EIA-923 Generator File | 1982
797 | 2022 | AL | WestRock Demopolis Mill | 54763 | 4TG | 7 | OP | ST | BLQ | 34.9 | 0.774 | 236573.57 | 851658.0387 | 101294.057 | 364655.688 | EIA-923 Generator File | 2014
798 | 2022 | AL | Wheeler Dam | 49 | 1 |  | OP | HY | WAT | 35.1 | 0.388 | 119348.514 | 429651.2132 | 52959.731 | 190653.5064 | Distributed from 923 Generation And Fuel | 1936
799 | 2022 | AL | Wheeler Dam | 49 | 10 |  | OP | HY | WAT | 36 | 0.388 | 122408.733 | 440667.9135 | 54317.673 | 195542.0585 | Distributed from 923 Generation And Fuel | 1963
800 | 2022 | AL | Wheeler Dam | 49 | 11 |  | OP | HY | WAT | 43.6 | 0.388 | 148250.576 | 533697.804 | 65784.738 | 236823.1622 | Distributed from 923 Generation And Fuel | 1963
801 | 2022 | AL | Wheeler Dam | 49 | 2 |  | OP | HY | WAT | 35.1 | 0.388 | 119348.514 | 429651.2132 | 52959.731 | 190653.5064 | Distributed from 923 Generation And Fuel | 1937
802 | 2022 | AL | Wheeler Dam | 49 | 3 |  | OP | HY | WAT | 35.1 | 0.388 | 119348.514 | 429651.2132 | 52959.731 | 190653.5064 | Distributed from 923 Generation And Fuel | 1941
803 | 2022 | AL | Wheeler Dam | 49 | 4 |  | OP | HY | WAT | 35.1 | 0.388 | 119348.514 | 429651.2132 | 52959.731 | 190653.5064 | Distributed from 923 Generation And Fuel | 1941
804 | 2022 | AL | Wheeler Dam | 49 | 5 |  | OP | HY | WAT | 35.1 | 0.388 | 119348.514 | 429651.2132 | 52959.731 | 190653.5064 | Distributed from 923 Generation And Fuel | 1948
805 | 2022 | AL | Wheeler Dam | 49 | 6 |  | OP | HY | WAT | 35.1 | 0.388 | 119348.514 | 429651.2132 | 52959.731 | 190653.5064 | Distributed from 923 Generation And Fuel | 1949
806 | 2022 | AL | Wheeler Dam | 49 | 7 |  | OP | HY | WAT | 35.1 | 0.388 | 119348.514 | 429651.2132 | 52959.731 | 190653.5064 | Distributed from 923 Generation And Fuel | 1949
807 | 2022 | AL | Wheeler Dam | 49 | 8 |  | OP | HY | WAT | 35.1 | 0.388 | 119348.514 | 429651.2132 | 52959.731 | 190653.5064 | Distributed from 923 Generation And Fuel | 1950
808 | 2022 | AL | Wheeler Dam | 49 | 9 |  | OP | HY | WAT | 43.6 | 0.388 | 148250.576 | 533697.804 | 65784.738 | 236823.1622 | Distributed from 923 Generation And Fuel | 1962
809 | 2022 | AL | Wilson Dam | 6440 | 1 |  | OP | HY | WAT | 23 | 0.431 | 86883.595 | 312778.4398 | 23691.242 | 85287.7889 | Distributed from 923 Generation And Fuel | 1925
810 | 2022 | AL | Wilson Dam | 6440 | 10 |  | OP | HY | WAT | 29.2 | 0.431 | 110304.391 | 397092.6309 | 30077.577 | 108278.411 | Distributed from 923 Generation And Fuel | 1942
811 | 2022 | AL | Wilson Dam | 6440 | 11 |  | OP | HY | WAT | 29.2 | 0.431 | 110304.391 | 397092.6309 | 30077.577 | 108278.411 | Distributed from 923 Generation And Fuel | 1942
812 | 2022 | AL | Wilson Dam | 6440 | 12 |  | OP | HY | WAT | 29.2 | 0.431 | 110304.391 | 397092.6309 | 30077.577 | 108278.411 | Distributed from 923 Generation And Fuel | 1942
813 | 2022 | AL | Wilson Dam | 6440 | 13 |  | OP | HY | WAT | 29.2 | 0.431 | 110304.391 | 397092.6309 | 30077.577 | 108278.411 | Distributed from 923 Generation And Fuel | 1943
814 | 2022 | AL | Wilson Dam | 6440 | 14 |  | OP | HY | WAT | 25.2 | 0.431 | 95194.2 | 342696.3784 | 25957.361 | 93445.752 | Distributed from 923 Generation And Fuel | 1943
815 | 2022 | AL | Wilson Dam | 6440 | 15 |  | OP | HY | WAT | 29.2 | 0.431 | 110304.391 | 397092.6309 | 30077.577 | 108278.411 | Distributed from 923 Generation And Fuel | 1949
816 | 2022 | AL | Wilson Dam | 6440 | 16 |  | OP | HY | WAT | 29.2 | 0.431 | 110304.391 | 397092.6309 | 30077.577 | 108278.411 | Distributed from 923 Generation And Fuel | 1950
817 | 2022 | AL | Wilson Dam | 6440 | 17 |  | OP | HY | WAT | 29.2 | 0.431 | 110304.391 | 397092.6309 | 30077.577 | 108278.411 | Distributed from 923 Generation And Fuel | 1950
818 | 2022 | AL | Wilson Dam | 6440 | 18 |  | OP | HY | WAT | 25.2 | 0.431 | 95194.2 | 342696.3784 | 25957.361 | 93445.752 | Distributed from 923 Generation And Fuel | 1950
819 | 2022 | AL | Wilson Dam | 6440 | 19 |  | OP | HY | WAT | 54 | 0.431 | 203987.572 | 734349.3844 | 55622.916 | 200240.8957 | Distributed from 923 Generation And Fuel | 1961
820 | 2022 | AL | Wilson Dam | 6440 | 2 |  | OP | HY | WAT | 23 | 0.431 | 86883.595 | 312778.4398 | 23691.242 | 85287.7889 | Distributed from 923 Generation And Fuel | 1925
821 | 2022 | AL | Wilson Dam | 6440 | 20 |  | OP | HY | WAT | 54 | 0.431 | 203987.572 | 734349.3844 | 55622.916 | 200240.8957 | Distributed from 923 Generation And Fuel | 1962
822 | 2022 | AL | Wilson Dam | 6440 | 21 |  | OP | HY | WAT | 54 | 0.431 | 203987.572 | 734349.3844 | 55622.916 | 200240.8957 | Distributed from 923 Generation And Fuel | 1962
823 | 2022 | AL | Wilson Dam | 6440 | 3 |  | OP | HY | WAT | 23 | 0.431 | 86883.595 | 312778.4398 | 23691.242 | 85287.7889 | Distributed from 923 Generation And Fuel | 1925
824 | 2022 | AL | Wilson Dam | 6440 | 4 |  | OP | HY | WAT | 23 | 0.431 | 86883.595 | 312778.4398 | 23691.242 | 85287.7889 | Distributed from 923 Generation And Fuel | 1925
825 | 2022 | AL | Wilson Dam | 6440 | 5 |  | OP | HY | WAT | 36 | 0.431 | 135991.714 | 489566.2539 | 37081.944 | 133493.9304 | Distributed from 923 Generation And Fuel | 1925
826 | 2022 | AL | Wilson Dam | 6440 | 6 |  | OP | HY | WAT | 30.9 | 0.431 | 116726.222 | 420211.0375 | 31828.669 | 114582.2917 | Distributed from 923 Generation And Fuel | 1925
827 | 2022 | AL | Wilson Dam | 6440 | 7 |  | OP | HY | WAT | 30.9 | 0.431 | 116726.222 | 420211.0375 | 31828.669 | 114582.2917 | Distributed from 923 Generation And Fuel | 1925
828 | 2022 | AL | Wilson Dam | 6440 | 8 |  | OP | HY | WAT | 30.9 | 0.431 | 116726.222 | 420211.0375 | 31828.669 | 114582.2917 | Distributed from 923 Generation And Fuel | 1925
829 | 2022 | AL | Wilson Dam | 6440 | 9 |  | OP | HY | WAT | 29.2 | 0.431 | 110304.391 | 397092.6309 | 30077.577 | 108278.411 | Distributed from 923 Generation And Fuel | 1942
830 | 2022 | AL | Yates Dam | 21 | 1 |  | OP | HY | WAT | 25.5 | 0.321 | 71719.129 | 258186.7989 | 31824.505 | 114567.3015 | Distributed from 923 Generation And Fuel | 1928
831 | 2022 | AL | Yates Dam | 21 | 2 |  | OP | HY | WAT | 25 | 0.321 | 70312.871 | 253124.3106 | 31200.495 | 112320.8834 | Distributed from 923 Generation And Fuel | 1928
832 | 2022 | AR | Arkansas Nuclear One | 8055 | 1 | 1 | OP | ST | NUC | 902.5 | 0.886 | 7006578.072 | 25223479.2714 | 3247447.896 | 11690718.8998 | Distributed from 923 Generation And Fuel | 1974
833 | 2022 | AR | Arkansas Nuclear One | 8055 | 2 | 1 | OP | ST | NUC | 942.5 | 0.886 | 7317118.928 | 26341417.4095 | 3391379.104 | 12208867.1035 | Distributed from 923 Generation And Fuel | 1980
834 | 2022 | AR | Ashdown | 54104 | GEN1 | 5 | OP | ST | BLQ | 19.5 | 0.655 | 111939.2 | 402977.8962 | 48789.679 | 175641.4393 | EIA-923 Generator File | 1968
835 | 2022 | AR | Ashdown | 54104 | GEN2 | 5 | OP | ST | BLQ | 47 | 0.282 | 116122.64 | 418038.1597 | 49239.635 | 177261.2679 | EIA-923 Generator File | 1979
836 | 2022 | AR | Ashdown | 54104 | GEN3 | 5 | OP | ST | BLQ | 45 | 0.546 | 215044.88 | 774155.3748 | 88055.312 | 316996.5872 | EIA-923 Generator File | 1991
837 | 2022 | AR | Ashdown | 54104 | GEN4 | 5 | OP | ST | BLQ | 45 | 0.398 | 156884.93 | 564781.2298 | 63072.314 | 227058.5139 | EIA-923 Generator File | 1991
838 | 2022 | AR | Ashley-Chicot Solar | 66588 | SOL |  | OP | PV | SUN | 1 | 0.265 | 2319 | 8348.3332 | 1213 | 4366.7651 | Distributed from 923 Generation And Fuel | 2018
839 | 2022 | AR | Beaver Dam | 182 | 1 |  | OA | HY | WAT | 56 | 0.157 | 77231.5 | 278031.1758 | 34109 | 122791.4177 | Distributed from 923 Generation And Fuel | 1965
840 | 2022 | AR | Beaver Dam | 182 | 2 |  | OS | HY | WAT | 56 | 0.157 | 77231.5 | 278031.1758 | 34109 | 122791.4177 | Distributed from 923 Generation And Fuel | 1965
841 | 2022 | AR | Berryville School District Solar | 66589 | SOL |  | OP | PV | SUN | 1 | 0.181 | 1586 | 5709.5543 | 830 | 2987.9761 | Distributed from 923 Generation And Fuel | 2018
842 | 2022 | AR | Blakely Mountain | 197 | 1 |  | OP | HY | WAT | 37.5 | 0.259 | 84942.5 | 305790.5537 | 37515 | 135052.9196 | Distributed from 923 Generation And Fuel | 1955
843 | 2022 | AR | Blakely Mountain | 197 | 2 |  | OP | HY | WAT | 37.5 | 0.259 | 84942.5 | 305790.5537 | 37515 | 135052.9196 | Distributed from 923 Generation And Fuel | 1955
844 | 2022 | AR | Branch Solar Farm | 64392 | CVS1 |  | OP | PV | SUN | 5 | 0.226 | 9889 | 35600.1152 | 5174 | 18626.251 | Distributed from 923 Generation And Fuel | 2021
845 | 2022 | AR | Bull Shoals | 198 | 1 |  | OP | HY | WAT | 40 | 0.354 | 123943.882 | 446194.4056 | 54739.765 | 197061.5775 | Distributed from 923 Generation And Fuel | 1952
846 | 2022 | AR | Bull Shoals | 198 | 2 |  | OP | HY | WAT | 40 | 0.354 | 123943.882 | 446194.4056 | 54739.765 | 197061.5775 | Distributed from 923 Generation And Fuel | 1952
847 | 2022 | AR | Bull Shoals | 198 | 3 |  | OP | HY | WAT | 40 | 0.354 | 123943.882 | 446194.4056 | 54739.765 | 197061.5775 | Distributed from 923 Generation And Fuel | 1952
848 | 2022 | AR | Bull Shoals | 198 | 4 |  | OP | HY | WAT | 40 | 0.354 | 123943.882 | 446194.4056 | 54739.765 | 197061.5775 | Distributed from 923 Generation And Fuel | 1953
849 | 2022 | AR | Bull Shoals | 198 | 5 |  | OP | HY | WAT | 45 | 0.354 | 139436.868 | 501968.7091 | 61582.235 | 221694.2724 | Distributed from 923 Generation And Fuel | 1962
850 | 2022 | AR | Bull Shoals | 198 | 6 |  | OP | HY | WAT | 45 | 0.354 | 139436.868 | 501968.7091 | 61582.235 | 221694.2724 | Distributed from 923 Generation And Fuel | 1962
851 | 2022 | AR | Bull Shoals | 198 | 7 |  | OP | HY | WAT | 45 | 0.354 | 139436.868 | 501968.7091 | 61582.235 | 221694.2724 | Distributed from 923 Generation And Fuel | 1963
852 | 2022 | AR | Bull Shoals | 198 | 8 |  | OP | HY | WAT | 45 | 0.354 | 139436.868 | 501968.7091 | 61582.235 | 221694.2724 | Distributed from 923 Generation And Fuel | 1963
853 | 2022 | AR | C&L | 66590 | SOL |  | OP | PV | SUN | 1 | 0.267 | 2339 | 8420.3326 | 1224 | 4406.3647 | Distributed from 923 Generation And Fuel | 2020
854 | 2022 | AR | Carl Bailey | 202 | 1 | 1 | OS | ST | NG | 120 |  | GENYRONL: 1966
855 | 2022 | AR | Carpenter | 166 | 1 |  | OP | HY | WAT | 28 | 0.23 | 56347 | 202847.5772 | 24885.5 | 89587.0833 | Distributed from 923 Generation And Fuel | 1932
856 | 2022 | AR | Carpenter | 166 | 2 |  | OP | HY | WAT | 28 | 0.23 | 56347 | 202847.5772 | 24885.5 | 89587.0833 | Distributed from 923 Generation And Fuel | 1932
857 | 2022 | AR | Chicot Solar | 63295 | CHICO |  | OP | PV | SUN | 100 | 0.277 | 242321 | 872348.6212 | 126470 | 455288.3577 | Distributed from 923 Generation And Fuel | 2020
858 | 2022 | AR | City of Paris Solar | 64444 | PARIS |  | OP | PV | SUN | 1.5 | 0.214 | 2808 | 10108.7191 | 1469 | 5288.3577 | Distributed from 923 Generation And Fuel | 2020
859 | 2022 | AR | Clay County Electrical Cooperative | 66607 | SOL |  | OP | PV | SUN | 1 | 0.254 | 2227 | 8017.1359 | 1165 | 4193.9664 | Distributed from 923 Generation And Fuel | 2020
860 | 2022 | AR | Clearwater Paper APP CB | 50638 | GEN1 | 2 | OP | ST | BLQ | 28 | 0.412 | 101062 | 363820.2894 | 48042 | 172949.8164 | EIA-923 Generator File | 1977
861 | 2022 | AR | Craighead Electric Solar One | 66608 | SOL |  | OP | PV | SUN | 1 | 0.263 | 2306 | 8301.5336 | 1207 | 4345.1652 | Distributed from 923 Generation And Fuel | 2018
862 | 2022 | AR | Dam 2 | 7246 | 1 |  | OP | HY | WAT | 34.2 | 0.408 | 122228 | 440017.2799 | 53982 | 194333.6453 | Distributed from 923 Generation And Fuel | 1999
863 | 2022 | AR | Dam 2 | 7246 | 2 |  | OP | HY | WAT | 34.2 | 0.408 | 122228 | 440017.2799 | 53982 | 194333.6453 | Distributed from 923 Generation And Fuel | 1999
864 | 2022 | AR | Dam 2 | 7246 | 3 |  | OP | HY | WAT | 34.2 | 0.408 | 122228 | 440017.2799 | 53982 | 194333.6453 | Distributed from 923 Generation And Fuel | 1999
865 | 2022 | AR | Dardanelle | 199 | 1 |  | OP | HY | WAT | 40.2 | 0.281 | 98989 | 356357.5491 | 43718.5 | 157385.3409 | Distributed from 923 Generation And Fuel | 1965
866 | 2022 | AR | Dardanelle | 199 | 2 |  | OP | HY | WAT | 40.2 | 0.281 | 98989 | 356357.5491 | 43718.5 | 157385.3409 | Distributed from 923 Generation And Fuel | 1965
867 | 2022 | AR | Dardanelle | 199 | 3 |  | OP | HY | WAT | 40.2 | 0.281 | 98989 | 356357.5491 | 43718.5 | 157385.3409 | Distributed from 923 Generation And Fuel | 1965
868 | 2022 | AR | Dardanelle | 199 | 4 |  | OP | HY | WAT | 40.2 | 0.281 | 98989 | 356357.5491 | 43718.5 | 157385.3409 | Distributed from 923 Generation And Fuel | 1966
869 | 2022 | AR | Degray | 187 | 1 |  | OP | HY | WAT | 40 | 0.192 | 67436 | 242767.6579 | 33754 | 121513.4279 | Distributed from 923 Generation And Fuel | 1972
870 | 2022 | AR | Degray | 187 | 2 |  | OP | PS | WAT | 30 | 0.257 | 67436 | 242767.6579 | 33754 | 121513.4279 | Distributed from 923 Generation And Fuel | 1972
871 | 2022 | AR | Dell Power Station | 55340 | CTG1 |  | OP | CT | NG | 199.3 | 0.522 | 911957 | 3283018.9358 | 334864 | 1205500.756 | EIA-923 Generator File | 2007
872 | 2022 | AR | Dell Power Station | 55340 | CTG2 |  | OP | CT | NG | 199.3 | 0.521 | 908928 | 3272114.6231 | 338476 | 1218503.852 | EIA-923 Generator File | 2007
873 | 2022 | AR | Dell Power Station | 55340 | STG | 2 | OP | CA | NG | 280.5 | 0.441 | 1084596 | 3904514.3639 | 422887 | 1522381.021 | EIA-923 Generator File | 2007
874 | 2022 | AR | Elkins Generating Center | 56489 | A |  | OP | GT | NG | 22 | 0.051 | 9848 | 35452.5164 | 4721.333 | 16996.6628 | Distributed from 923 Generation And Fuel | 2010
875 | 2022 | AR | Elkins Generating Center | 56489 | B |  | OP | GT | NG | 22 | 0.051 | 9848 | 35452.5164 | 4721.333 | 16996.6628 | Distributed from 923 Generation And Fuel | 2010
876 | 2022 | AR | Elkins Generating Center | 56489 | C |  | OP | GT | NG | 22 | 0.051 | 9848 | 35452.5164 | 4721.333 | 16996.6628 | Distributed from 923 Generation And Fuel | 2013
877 | 2022 | AR | Ellis Hydro | 7040 | 1 |  | OP | HY | WAT | 10.8 | 0.368 | 34789 | 125239.3981 | 15364.667 | 55312.3587 | Distributed from 923 Generation And Fuel | 1988
878 | 2022 | AR | Ellis Hydro | 7040 | 2 |  | OP | HY | WAT | 10.8 | 0.368 | 34789 | 125239.3981 | 15364.667 | 55312.3587 | Distributed from 923 Generation And Fuel | 1988
879 | 2022 | AR | Ellis Hydro | 7040 | 3 |  | OP | HY | WAT | 10.8 | 0.368 | 34789 | 125239.3981 | 15364.667 | 55312.3587 | Distributed from 923 Generation And Fuel | 1988
880 | 2022 | AR | Farmers Electric Cooperative | 66610 | SOL |  | OP | PV | SUN | 1 | 0.264 | 2310 | 8315.9335 | 1208 | 4348.7652 | Distributed from 923 Generation And Fuel | 2019
881 | 2022 | AR | FECC Solar Benton | 61839 | FECC1 |  | OP | PV | SUN | 1 | 0.166 | 1451 | 5223.5582 | 770 | 2771.9778 | Distributed from 923 Generation And Fuel | 2017
882 | 2022 | AR | Flint Creek | 6138 | 1 | 1 | OP | ST | SUB | 558 | 0.528 | 2578628 | 9282986.5361 | 1297933 | 4672521.4198 | EIA-923 Generator File | 1978
883 | 2022 | AR | Forrest City- Eldridge Road | 64262 | 453 |  | OP | PV | SUN | 1 | 0.247 | 2160 | 7775.9378 | 1130 | 4067.9675 | Distributed from 923 Generation And Fuel | 2021
884 | 2022 | AR | Forrest City- Prison Site | 64261 | 361 |  | OP | PV | SUN | 1 | 0.243 | 2126 | 7653.5388 | 1112 | 4003.168 | Distributed from 923 Generation And Fuel | 2021
885 | 2022 | AR | Fourche Creek Wastewater | 10050 | 4 |  | OP | IC | OBG | 1.3 | 0.076 | 868 | 3124.775 | 0 | 0 | Distributed from 923 Generation And Fuel | 2009
886 | 2022 | AR | Fulton (AR) | 7825 | 1 |  | OP | GT | NG | 154.8 | 0.051 | 69778 | 251198.7904 | 48903 | 176049.3916 | Distributed from 923 Generation And Fuel | 2001
887 | 2022 | AR | General Dynamics | 65351 | GD |  | OP | PV | SUN | 2 | 0.215 | 3775 | 13589.8913 | 1975 | 7109.9431 | Distributed from 923 Generation And Fuel | 2020
888 | 2022 | AR | Georgia-Pacific Crossett LLC | 10606 | GEN4 | 5 | OP | ST | NG | 25 | 0.205 | 44962.206 | 161862.6467 | 19012.979 | 68446.1768 | EIA-923 Generator File | 1962
889 | 2022 | AR | Greers Ferry Lake | 188 | 1 |  | OP | HY | WAT | 48 | 0.24 | 101027 | 363694.2904 | 44618.5 | 160625.315 | Distributed from 923 Generation And Fuel | 1964
890 | 2022 | AR | Greers Ferry Lake | 188 | 2 |  | OP | HY | WAT | 48 | 0.24 | 101027 | 363694.2904 | 44618.5 | 160625.315 | Distributed from 923 Generation And Fuel | 1964
891 | 2022 | AR | Harry D Mattison Gas Plant | 56328 | 1 |  | SB | GT | NG | 86.5 | 0.068 | 51308.38 | 184708.6903 | 31360.34 | 112896.3208 | Distributed from 923 Generation And Fuel | 2007
892 | 2022 | AR | Harry D Mattison Gas Plant | 56328 | 2 |  | SB | GT | NG | 86.5 | 0.068 | 51308.38 | 184708.6903 | 31360.34 | 112896.3208 | Distributed from 923 Generation And Fuel | 2007
893 | 2022 | AR | Harry D Mattison Gas Plant | 56328 | 3 |  | SB | GT | NG | 88 | 0.068 | 52198.12 | 187911.7287 | 31904.16 | 114854.0572 | Distributed from 923 Generation And Fuel | 2007
894 | 2022 | AR | Harry D Mattison Gas Plant | 56328 | 4 |  | SB | GT | NG | 88 | 0.068 | 52198.12 | 187911.7287 | 31904.16 | 114854.0572 | Distributed from 923 Generation And Fuel | 2007
895 | 2022 | AR | Harry L. Oswald | 55221 | G1 |  | OP | CT | NG | 51 | 0.248 | 110875 | 399146.8068 | 70183 | 252656.7787 | EIA-923 Generator File | 2002
896 | 2022 | AR | Harry L. Oswald | 55221 | G2 |  | OP | CT | NG | 51 | 0.244 | 109120 | 392828.8574 | 67687 | 243671.2506 | EIA-923 Generator File | 2002
897 | 2022 | AR | Harry L. Oswald | 55221 | G3 |  | OP | CT | NG | 51 | 0.218 | 97581 | 351288.7897 | 68218 | 245582.8353 | EIA-923 Generator File | 2002
898 | 2022 | AR | Harry L. Oswald | 55221 | G4 |  | OP | CT | NG | 51 | 0.225 | 100298 | 361069.9114 | 64722 | 232997.336 | EIA-923 Generator File | 2002
899 | 2022 | AR | Harry L. Oswald | 55221 | G5 |  | OP | CT | NG | 51 | 0.139 | 62273 | 224181.0066 | 48972 | 176297.7896 | EIA-923 Generator File | 2002
900 | 2022 | AR | Harry L. Oswald | 55221 | G6 |  | OP | CT | NG | 51 | 0.245 | 109640 | 394700.8424 | 67694 | 243696.4504 | EIA-923 Generator File | 2002
901 | 2022 | AR | Harry L. Oswald | 55221 | G7 |  | OP | CT | NG | 83.5 | 0.233 | 170665 | 614389.0849 | 108764 | 391547.2676 | EIA-923 Generator File | 2002
902 | 2022 | AR | Harry L. Oswald | 55221 | G8 | 7 | OP | CA | NG | 105 | 0.153 | 140970 | 507487.9401 | 90466 | 325674.9946 | EIA-923 Generator File | 2002
903 | 2022 | AR | Harry L. Oswald | 55221 | G9 | 7 | OP | CA | NG | 105 | 0.106 | 97082 | 349492.4041 | 74906 | 269659.4427 | EIA-923 Generator File | 2002
904 | 2022 | AR | Hot Spring Generating Facility | 55418 | CT1 |  | OP | CT | NG | 198.9 | 0.57 | 992636 | 3573461.0123 | 474979 | 1709910.7207 | EIA-923 Generator File | 2002
905 | 2022 | AR | Hot Spring Generating Facility | 55418 | CT2 |  | OP | CT | NG | 198.9 | 0.577 | 1005147 | 3618500.252 | 479841 | 1727413.7807 | EIA-923 Generator File | 2002
906 | 2022 | AR | Hot Spring Generating Facility | 55418 | ST1 | 2 | OP | CA | NG | 317 | 0.492 | 1365176 | 4914594.2832 | 725710 | 2612535.0997 | EIA-923 Generator File | 2002
907 | 2022 | AR | Hot Springs 2020 | 64263 | 364 |  | OP | PV | SUN | 1 | 0.197 | 1723 | 6202.7504 | 902 | 3247.174 | Distributed from 923 Generation And Fuel | 2021
908 | 2022 | AR | Independence Steam Electric Station | 6641 | 1 | 1 | OP | ST | SUB | 900 | 0.379 | 2989559 | 10762326.3014 | 1265807 | 4556868.7451 | EIA-923 Generator File | 1983
909 | 2022 | AR | Independence Steam Electric Station | 6641 | 2 | 1 | OP | ST | SUB | 900 | 0.191 | 1507624 | 5427402.9808 | 852429 | 3068719.8502 | EIA-923 Generator File | 1984
910 | 2022 | AR | John W Turk Jr Power Plant | 56564 | 1 | 1 | OP | ST | SUB | 609 | 0.69 | 3681339 | 13252714.3783 | 1606799 | 5784430.1246 | EIA-923 Generator File | 2012
911 | 2022 | AR | Jonesboro City Water & Light Plant | 56505 | SN01 |  | OP | GT | NG | 24.5 | 0.05 | 10813.861 | 38929.5882 | 5170.232 | 18612.6863 | Distributed from 923 Generation And Fuel | 1999
912 | 2022 | AR | Jonesboro City Water & Light Plant | 56505 | SN02 |  | OP | GT | NG | 21.4 | 0.05 | 9445.576 | 34003.8016 | 4516.039 | 16257.6103 | Distributed from 923 Generation And Fuel | 1999
913 | 2022 | AR | Jonesboro City Water & Light Plant | 56505 | SN04 |  | OP | GT | NG | 60.5 | 0.05 | 26703.616 | 96132.2485 | 12767.307 | 45961.9375 | Distributed from 923 Generation And Fuel | 2000
914 | 2022 | AR | Jonesboro City Water & Light Plant | 56505 | SN06 |  | OP | GT | NG | 57.4 | 0.05 | 25335.331 | 91206.4619 | 12113.115 | 43606.8651 | Distributed from 923 Generation And Fuel | 2003
915 | 2022 | AR | Jonesboro City Water & Light Plant | 56505 | SN07 |  | OP | GT | NG | 60.5 | 0.05 | 26703.616 | 96132.2485 | 12767.307 | 45961.9375 | Distributed from 923 Generation And Fuel | 2007
916 | 2022 | AR | Lake Catherine | 170 | 4 | 1 | OP | ST | NG | 552.5 | 0.043 | 210136 | 756483.5481 | 201857 | 726679.3866 | EIA-923 Generator File | 1970 | 2025
917 | 2022 | AR | Lee Creek Water Treatment Facility | 54283 | 0209 |  | OP | HY | WAT | 1.3 | 0 | 0 | 0 | 0 | 0 | Distributed from 923 Generation And Fuel | 1992
918 | 2022 | AR | Magnet Cove | 55714 | GT1 |  | OP | CT | NG | 242 | 0.557 | 1180567 | 4250007.1999 | 553119 | 1991212.4703 | EIA-923 Generator File | 2005
919 | 2022 | AR | Magnet Cove | 55714 | GT2 |  | OP | CT | NG | 242 | 0.453 | 961110 | 3459968.3203 | 431336 | 1552797.1776 | EIA-923 Generator File | 2006
920 | 2022 | AR | Magnet Cove | 55714 | ST1 | 2 | OP | CA | NG | 262 | 0.51 | 1169795 | 4211228.3102 | 567285 | 2042209.6623 | EIA-923 Generator File | 2005
921 | 2022 | AR | McClellan (AR) | 203 | 1 | 1 | OP | ST | NG | 136 | 0.039 | 45993 | 165573.4754 | 34029 | 122503.42 | EIA-923 Generator File | 1972
922 | 2022 | AR | Municipal Light | 193 | 1 |  | OS | IC | DFO | 2 | 0 | 0 | 0 | 0 | 0 | Distributed from 923 Generation And Fuel | 1963
923 | 2022 | AR | Municipal Light | 193 | 2 |  | OS | IC | DFO | 0.6 | 0 | 0 | 0 | 0 | 0 | Distributed from 923 Generation And Fuel | 1952
924 | 2022 | AR | Municipal Light | 193 | 4 |  | OS | IC | DFO | 2.2 | 0 | 0 | 0 | 0 | 0 | Distributed from 923 Generation And Fuel | 1976
925 | 2022 | AR | Municipal Light | 193 | 6 |  | OS | IC | DFO | 1.3 | 0 | 0 | 0 | 0 | 0 | Distributed from 923 Generation And Fuel | 1959
926 | 2022 | AR | Municipal Light | 193 | 7 |  | OS | IC | DFO | 1.1 | 0 | 0 | 0 | 0 | 0 | Distributed from 923 Generation And Fuel | 1955
927 | 2022 | AR | Murray | 7166 | 1 |  | OP | HY | WAT | 22.7 | 0.183 | 36329 | 130783.3537 | 16044.5 | 57759.7379 | Distributed from 923 Generation And Fuel | 1988
928 | 2022 | AR | Murray | 7166 | 2 |  | OP | HY | WAT | 22.7 | 0.183 | 36329 | 130783.3537 | 16044.5 | 57759.7379 | Distributed from 923 Generation And Fuel | 1988
929 | 2022 | AR | Narrows (AR) | 195 | 1 |  | OP | HY | WAT | 8.5 | 0.138 | 10266.333 | 36958.5031 | 4534 | 16322.2694 | Distributed from 923 Generation And Fuel | 1950
930 | 2022 | AR | Narrows (AR) | 195 | 2 |  | OP | HY | WAT | 8.5 | 0.138 | 10266.333 | 36958.5031 | 4534 | 16322.2694 | Distributed from 923 Generation And Fuel | 1950
931 | 2022 | AR | Narrows (AR) | 195 | 3 |  | OP | HY | WAT | 8.5 | 0.138 | 10266.333 | 36958.5031 | 4534 | 16322.2694 | Distributed from 923 Generation And Fuel | 1969
932 | 2022 | AR | Noland Wastewater Treatment Plant Hybrid | 62682 | FAYE1 |  | OP | PV | SUN | 5 | 0.207 | 9074 | 32666.1387 | 4636 | 16689.4665 | Distributed from 923 Generation And Fuel | 2019
933 | 2022 | AR | Noland Wastewater Treatment Plant Hybrid | 62682 | FAYEB |  | OP | BA | MWH | 6 | -0.003 | -150 | -539.9957 | -114 | -410.3967 | Distributed from 923 Generation And Fuel | 2019
934 | 2022 | AR | Norfork | 196 | 1 |  | OP | HY | WAT | 40.2 | 0.367 | 129302 | 465483.4761 | 57106 | 205579.9554 | Distributed from 923 Generation And Fuel | 1950
935 | 2022 | AR | Norfork | 196 | 2 |  | OP | HY | WAT | 40.2 | 0.367 | 129302 | 465483.4761 | 57106 | 205579.9554 | Distributed from 923 Generation And Fuel | 1944
936 | 2022 | AR | Osceola (AR) | 172 | 9 |  | SB | IC | DFO | 1.6 | 0 | 0 | 0 | 0 | 0 | Distributed from 923 Generation And Fuel | 1992
937 | 2022 | AR | Ozark | 6142 | 1 |  | OP | HY | WAT | 20 | 0.327 | 57296.8 | 206266.8299 | 25305 | 91097.2712 | Distributed from 923 Generation And Fuel | 1972
938 | 2022 | AR | Ozark | 6142 | 2 |  | OP | HY | WAT | 20 | 0.327 | 57296.8 | 206266.8299 | 25305 | 91097.2712 | Distributed from 923 Generation And Fuel | 1973
939 | 2022 | AR | Ozark | 6142 | 3 |  | OP | HY | WAT | 20 | 0.327 | 57296.8 | 206266.8299 | 25305 | 91097.2712 | Distributed from 923 Generation And Fuel | 1973
940 | 2022 | AR | Ozark | 6142 | 4 |  | OS | HY | WAT | 20 | 0.327 | 57296.8 | 206266.8299 | 25305 | 91097.2712 | Distributed from 923 Generation And Fuel | 1973
941 | 2022 | AR | Ozark | 6142 | 5 |  | OP | HY | WAT | 20 | 0.327 | 57296.8 | 206266.8299 | 25305 | 91097.2712 | Distributed from 923 Generation And Fuel | 1974
942 | 2022 | AR | Ozarks Natural Energy Community Solar | 60924 | GEN1 |  | OP | PV | SUN | 1 | 0.17 | 1490 | 5363.9571 | 780 | 2807.9775 | Distributed from 923 Generation And Fuel | 2016
943 | 2022 | AR | Paragould Reciprocating | 8015 | 011 |  | OP | IC | NG | 6.4 | 0.003 | 166.333 | 598.794 | 79.667 | 286.7989 | Distributed from 923 Generation And Fuel | 2001
944 | 2022 | AR | Paragould Reciprocating | 8015 | 021 |  | OP | IC | NG | 6.4 | 0.003 | 166.333 | 598.794 | 79.667 | 286.7989 | Distributed from 923 Generation And Fuel | 2001
945 | 2022 | AR | Paragould Reciprocating | 8015 | 031 |  | OP | IC | NG | 6.4 | 0.003 | 166.333 | 598.794 | 79.667 | 286.7989 | Distributed from 923 Generation And Fuel | 2001
946 | 2022 | AR | Paragould Turbine | 7283 | 1 |  | OP | GT | NG | 3.4 | 0.001 | 37 | 133.1989 | 17.75 | 63.8995 | Distributed from 923 Generation And Fuel | 1990
947 | 2022 | AR | Paragould Turbine | 7283 | 2 |  | OP | GT | NG | 3.4 | 0.001 | 37 | 133.1989 | 17.75 | 63.8995 | Distributed from 923 Generation And Fuel | 1990
948 | 2022 | AR | Paragould Turbine | 7283 | 3 |  | OP | GT | NG | 3.4 | 0.001 | 37 | 133.1989 | 17.75 | 63.8995 | Distributed from 923 Generation And Fuel | 1990
949 | 2022 | AR | Paragould Turbine | 7283 | 4 |  | OP | GT | NG | 3.4 | 0.001 | 37 | 133.1989 | 17.75 | 63.8995 | Distributed from 923 Generation And Fuel | 1990
950 | 2022 | AR | Paragould Turbine | 7283 | 5 |  | SB | IC | DFO | 0.3 | 0 | 0 | 0 | 0 | 0 | Distributed from 923 Generation And Fuel | 1991
951 | 2022 | AR | Pine Bluff Energy Center | 55075 | CT01 |  | OP | CT | NG | 180 | 0.669 | 1054740 | 3797033.6237 | 447097 | 1609536.3237 | EIA-923 Generator File | 2001
952 | 2022 | AR | Pine Bluff Energy Center | 55075 | ST01 | 1 | OP | CA | NG | 50.4 | 0.502 | 221744 | 798272.0138 | 104796 | 377262.5819 | EIA-923 Generator File | 2001
953 | 2022 | AR | Pine Bluff Mill | 10627 | 1TG1 | 6 | OP | ST | BLQ | 40 | 0.323 | 113084 | 407099.1432 | 61257 | 220523.4358 | EIA-923 Generator File | 1958
954 | 2022 | AR | Pine Bluff Mill | 10627 | 2TG1 | 6 | OP | ST | BLQ | 20 | 0.809 | 141699 | 510112.3191 | 44564 | 160429.1166 | EIA-923 Generator File | 1958
955 | 2022 | AR | Pine Bluff Mill | 10627 | 3TG1 | 6 | OP | ST | BLQ | 25 | 0.234 | 51240 | 184462.5243 | 20759 | 74731.8021 | EIA-923 Generator File | 1962
956 | 2022 | AR | Plum Point Energy Station | 56456 | STG1 | 1 | OP | ST | SUB | 720 | 0.69 | 4353625 | 15672924.6166 | 1761024 | 6339635.6829 | EIA-923 Generator File | 2010
957 | 2022 | AR | Remmel | 174 | 1 |  | OP | HY | WAT | 3 | 0.405 | 10631.667 | 38273.695 | 4695.333 | 16903.0636 | Distributed from 923 Generation And Fuel | 1925
958 | 2022 | AR | Remmel | 174 | 2 |  | OP | HY | WAT | 3 | 0.405 | 10631.667 | 38273.695 | 4695.333 | 16903.0636 | Distributed from 923 Generation And Fuel | 1925
959 | 2022 | AR | Remmel | 174 | 3 |  | OP | HY | WAT | 3 | 0.405 | 10631.667 | 38273.695 | 4695.333 | 16903.0636 | Distributed from 923 Generation And Fuel | 1925
960 | 2022 | AR | Scenic Hill Solar III | 61869 | SHS3 |  | OP | PV | SUN | 5 | 0.233 | 10205 | 36737.7061 | 5339 | 19220.2462 | Distributed from 923 Generation And Fuel | 2017
961 | 2022 | AR | Scenic Hill Solar IV, LLC | 63627 | 252 |  | OP | PV | SUN | 2.2 | 0.199 | 3829 | 13784.2897 | 2003 | 7210.7423 | Distributed from 923 Generation And Fuel | 2019
962 | 2022 | AR | Searcy Solar Hybrid | 62617 | SEABT |  | OP | BA | MWH | 10 | 0 | 0 | 0 | 0 | 0 | Distributed from 923 Generation And Fuel | 2022
963 | 2022 | AR | Searcy Solar Hybrid | 62617 | SEARC |  | OP | PV | SUN | 100 | 0.257 | 225228 | 810814.3135 | 120396 | 433422.1326 | Distributed from 923 Generation And Fuel | 2022
964 | 2022 | AR | SR Camden | 59947 | AERO |  | OP | PV | SUN | 12 | 0.241 | 25322 | 91158.4707 | 13370 | 48131.6149 | Distributed from 923 Generation And Fuel | 2015
965 | 2022 | AR | Stuttgart Solar | 61262 | STGRT |  | OP | PV | SUN | 81 | 0.242 | 171897 | 618824.2494 | 87808 | 316106.2711 | Distributed from 923 Generation And Fuel | 2018
966 | 2022 | AR | Thomas Fitzhugh | 201 | 1 | 1 | OP | CA | NG | 59 | 0.271 | 139913 | 503682.7705 | 100629 | 362261.5019 | EIA-923 Generator File | 1963
967 | 2022 | AR | Thomas Fitzhugh | 201 | 2 |  | OP | CT | NG | 126 | 0.306 | 337669 | 1215598.6752 | 225733 | 812632.2989 | EIA-923 Generator File | 2002
968 | 2022 | AR | Two Pine Landfill Gas Recovery | 56523 | GEN 7 |  | OP | IC | LFG | 0.8 | 0.574 | 4025.5 | 14491.6841 | 1678 | 6040.7517 | Distributed from 923 Generation And Fuel | 2017
969 | 2022 | AR | Two Pine Landfill Gas Recovery | 56523 | GEN1 |  | OP | IC | LFG | 0.8 | 0.574 | 4025.5 | 14491.6841 | 1678 | 6040.7517 | Distributed from 923 Generation And Fuel | 2006
970 | 2022 | AR | Two Pine Landfill Gas Recovery | 56523 | GEN2 |  | OP | IC | LFG | 0.8 | 0.574 | 4025.5 | 14491.6841 | 1678 | 6040.7517 | Distributed from 923 Generation And Fuel | 2006
971 | 2022 | AR | Two Pine Landfill Gas Recovery | 56523 | GEN3 |  | OP | IC | LFG | 0.8 | 0.574 | 4025.5 | 14491.6841 | 1678 | 6040.7517 | Distributed from 923 Generation And Fuel | 2006
972 | 2022 | AR | Two Pine Landfill Gas Recovery | 56523 | GEN4 |  | OP | IC | LFG | 0.8 | 0.574 | 4025.5 | 14491.6841 | 1678 | 6040.7517 | Distributed from 923 Generation And Fuel | 2006
973 | 2022 | AR | Two Pine Landfill Gas Recovery | 56523 | GEN5 |  | OP | IC | LFG | 0.8 | 0.574 | 4025.5 | 14491.6841 | 1678 | 6040.7517 | Distributed from 923 Generation And Fuel | 2006
974 | 2022 | AR | UA Central Utility Plant | 60536 | TRBN1 |  | OP | GT | NG | 5.6 | 0.782 | 38362 | 138102.0952 | 18392 | 66210.6703 | Distributed from 923 Generation And Fuel | 2016
975 | 2022 | AR | Union Power Station | 55380 | CTG1 |  | OP | CT | NG | 176 | 0.596 | 919497 | 3310162.7187 | 457903 | 1648437.6125 | EIA-923 Generator File | 2003
976 | 2022 | AR | Union Power Station | 55380 | CTG2 |  | OP | CT | NG | 176 | 0.642 | 989764 | 3563121.895 | 500706 | 1802527.1798 | EIA-923 Generator File | 2003
977 | 2022 | AR | Union Power Station | 55380 | CTG3 |  | OP | CT | NG | 176 | 0.596 | 918513 | 3306620.347 | 463288 | 1667823.4574 | EIA-923 Generator File | 2003
978 | 2022 | AR | Union Power Station | 55380 | CTG4 |  | OP | CT | NG | 176 | 0.651 | 1004092 | 3614702.2824 | 502116 | 1807603.1392 | EIA-923 Generator File | 2003
979 | 2022 | AR | Union Power Station | 55380 | CTG5 |  | OP | CT | NG | 176 | 0.607 | 936067 | 3369814.2415 | 404058 | 1454597.1632 | EIA-923 Generator File | 2003
980 | 2022 | AR | Union Power Station | 55380 | CTG6 |  | OP | CT | NG | 176 | 0.64 | 986725 | 3552181.5825 | 429671 | 1546803.2256 | EIA-923 Generator File | 2003
981 | 2022 | AR | Union Power Station | 55380 | CTG7 |  | OP | CT | NG | 176 | 0.66 | 1017202 | 3661897.9048 | 466386 | 1678976.1682 | EIA-923 Generator File | 2003
982 | 2022 | AR | Union Power Station | 55380 | CTG8 |  | OP | CT | NG | 176 | 0.723 | 1114488 | 4012124.703 | 507226 | 1825998.992 | EIA-923 Generator File | 2003
983 | 2022 | AR | Union Power Station | 55380 | STG1 | 2 | OP | CA | NG | 255 | 0.536 | 1198244 | 4313643.8908 | 641285 | 2308607.5311 | EIA-923 Generator File | 2003
984 | 2022 | AR | Union Power Station | 55380 | STG2 | 2 | OP | CA | NG | 255 | 0.537 | 1199968 | 4319850.2412 | 637252 | 2294088.8473 | EIA-923 Generator File | 2003
985 | 2022 | AR | Union Power Station | 55380 | STG3 | 2 | OP | CA | NG | 255 | 0.523 | 1168196 | 4205471.9562 | 538451 | 1938408.0927 | EIA-923 Generator File | 2003
986 | 2022 | AR | Union Power Station | 55380 | STG4 | 2 | OP | CA | NG | 255 | 0.598 | 1335661 | 4808341.1333 | 653418 | 2352285.9817 | EIA-923 Generator File | 2003
987 | 2022 | AR | Waste Management Eco Vista LFGTE | 57025 | GEN1 |  | OP | IC | LFG | 0.8 | 0.614 | 4301 | 15483.4761 | 1792.8 | 6454.0284 | Distributed from 923 Generation And Fuel | 2010
988 | 2022 | AR | Waste Management Eco Vista LFGTE | 57025 | GEN2 |  | OP | IC | LFG | 0.8 | 0.614 | 4301 | 15483.4761 | 1792.8 | 6454.0284 | Distributed from 923 Generation And Fuel | 2010
989 | 2022 | AR | Waste Management Eco Vista LFGTE | 57025 | GEN3 |  | OP | IC | LFG | 0.8 | 0.614 | 4301 | 15483.4761 | 1792.8 | 6454.0284 | Distributed from 923 Generation And Fuel | 2010
990 | 2022 | AR | Waste Management Eco Vista LFGTE | 57025 | GEN4 |  | OP | IC | LFG | 0.8 | 0.614 | 4301 | 15483.4761 | 1792.8 | 6454.0284 | Distributed from 923 Generation And Fuel | 2010
991 | 2022 | AR | Waste Management Eco Vista LFGTE | 57025 | GEN5 |  | OP | IC | LFG | 0.8 | 0.614 | 4301 | 15483.4761 | 1792.8 | 6454.0284 | Distributed from 923 Generation And Fuel | 2010
992 | 2022 | AR | Westside Wastewater Treatment Plant Hybrid | 62683 | FAYW1 |  | OP | PV | SUN | 5 | 0.231 | 10096 | 36345.3092 | 5460 | 19655.8428 | Distributed from 923 Generation And Fuel | 2019
993 | 2022 | AR | Westside Wastewater Treatment Plant Hybrid | 62683 | FAYWB |  | OP | BA | MWH | 6 | -0.003 | -173 | -622.795 | -125 | -449.9964 | Distributed from 923 Generation And Fuel | 2019
994 | 2022 | AR | Whillock | 7135 | 1 |  | OP | HY | WAT | 10.8 | 0.365 | 34562.667 | 124424.6058 | 15264.667 | 54952.3616 | Distributed from 923 Generation And Fuel | 1993
995 | 2022 | AR | Whillock | 7135 | 2 |  | OP | HY | WAT | 10.8 | 0.365 | 34562.667 | 124424.6058 | 15264.667 | 54952.3616 | Distributed from 923 Generation And Fuel | 1993
996 | 2022 | AR | Whillock | 7135 | 3 |  | OP | HY | WAT | 10.8 | 0.365 | 34562.667 | 124424.6058 | 15264.667 | 54952.3616 | Distributed from 923 Generation And Fuel | 1993
997 | 2022 | AR | White Bluff | 6009 | 1 | 1 | OP | ST | SUB | 900 | 0.353 | 2786569 | 10031568.1475 | 1301306 | 4684664.1227 | EIA-923 Generator File | 1980
998 | 2022 | AR | White Bluff | 6009 | 2 | 1 | OP | ST | SUB | 900 | 0.316 | 2491871 | 8970663.8347 | 1251244 | 4504442.3645 | EIA-923 Generator File | 1981
999 | 2022 | AR | White River Lock and Dam 1 | 57160 | LD#1 |  | OP | HY | WAT | 4.3 | 0.381 | 14346 | 51645.1868 | 6109 | 21992.2241 | Distributed from 923 Generation And Fuel | 2007
1000 | 2022 | AR | White River Lock and Dam 2 | 57161 | LD#2 |  | OP | HY | WAT | 3.5 | 0.468 | 14346 | 51645.1868 | 6109 | 21992.2241 | Distributed from 923 Generation And Fuel | 2007
1001 | 2022 | AR | White River Lock and Dam 3 | 57162 | LD#3 |  | OP | HY | WAT | 4.3 | 0.762 | 28703 | 103329.9734 | 12224 | 44006.048 | Distributed from 923 Generation And Fuel | 2006
1002 | 2022 | AZ | Actus Lend Lease DMAFB | 58632 | 1 |  | OP | PV | SUN | 3 | 0.148 | 3883 | 13978.6882 | 1923 | 6922.7446 | Distributed from 923 Generation And Fuel | 2009
1003 | 2022 | AZ | AES ES GILBERT | 61861 | SRP |  | OP | BA | MWH | 10 | -0.008 | -693 | -2494.78 | 0 | 0 | Distributed from 923 Generation And Fuel | 2019
1004 | 2022 | AZ | Agua Caliente Solar Project | 57373 | AGU1 |  | OP | PV | SUN | 90.7 | 0.239 | 189559.609 | 682409.1331 | 86058.831 | 309809.3131 | Distributed from 923 Generation And Fuel | 2012
1005 | 2022 | AZ | Agua Caliente Solar Project | 57373 | AGU2 |  | OP | PV | SUN | 136 | 0.239 | 284234.915 | 1023237.5081 | 129040.805 | 464543.1817 | Distributed from 923 Generation And Fuel | 2012
1006 | 2022 | AZ | Agua Caliente Solar Project | 57373 | AGU3 |  | OP | PV | SUN | 121 | 0.239 | 252885.476 | 910380.4306 | 114808.364 | 413306.8039 | Distributed from 923 Generation And Fuel | 2014
1007 | 2022 | AZ | Agua Fria | 141 | AF1 | 1 | OP | ST | NG | 113.6 | 0.042 | 41531 | 149510.4039 | 30471 | 109694.7224 | EIA-923 Generator File | 1958
1008 | 2022 | AZ | Agua Fria | 141 | AF2 | 1 | OP | ST | NG | 113.6 | 0.034 | 33555 | 120797.0336 | 26141 | 94106.8471 | EIA-923 Generator File | 1957
1009 | 2022 | AZ | Agua Fria | 141 | AF3 | 1 | OP | ST | DFO | 163.2 | 0.038 | 54415 | 195892.4329 | 47747 | 171887.8249 | EIA-923 Generator File | 1961
1010 | 2022 | AZ | Agua Fria | 141 | AF4 |  | OP | GT | NG | 80.5 | 0.003 | 2028.38 | 7302.1096 | 1311.907 | 4722.8274 | Distributed from 923 Generation And Fuel | 1975
1011 | 2022 | AZ | Agua Fria | 141 | AF5 |  | OP | GT | NG | 71.2 | 0.003 | 1794.045 | 6458.5103 | 1160.345 | 4177.2086 | Distributed from 923 Generation And Fuel | 1974
1012 | 2022 | AZ | Agua Fria | 141 | AF6 |  | OP | GT | NG | 71.2 | 0.003 | 1794.045 | 6458.5103 | 1160.345 | 4177.2086 | Distributed from 923 Generation And Fuel | 1974
1013 | 2022 | AZ | Agua Fria | 141 | AF7 |  | OP | GT | NG | 49.5 | 0.003 | 1247.265 | 4490.1181 | 806.701 | 2904.1004 | Distributed from 923 Generation And Fuel | 2022
1014 | 2022 | AZ | Agua Fria | 141 | AF8 |  | OP | GT | NG | 49.5 | 0.003 | 1247.265 | 4490.1181 | 806.701 | 2904.1004 | Distributed from 923 Generation And Fuel | 2022
1015 | 2022 | AZ | Agua Fria | 141 | AFSB1 |  | OP | BA | MWH | 25 | -0.017 | -3654 | -13154.2948 | -1662 | -5983.1521 | Distributed from 923 Generation And Fuel | 2021
1016 | 2022 | AZ | Agua Fria | 141 | PV-3 |  | OS | PV | SUN | 0.2 | 0 | 0 | 0 | 0 | 0 | Distributed from 923 Generation And Fuel | 2001
1017 | 2022 | AZ | Amazon TUS2 | 64384 | ATUS2 |  | OP | PV | SUN | 2.6 | 0.146 | 3317 | 11941.1045 | 2208 | 7948.7364 | Distributed from 923 Generation And Fuel | 2022
1018 | 2022 | AZ | Amphitheater High School Solar | 60684 | AHS1 |  | OP | PV | SUN | 1 | 0.24 | 2102 | 7567.1395 | 1041 | 3747.57 | Distributed from 923 Generation And Fuel | 2016
1019 | 2022 | AZ | Apache Solar 1 | 60964 | AEPS1 |  | OP | PV | SUN | 20 | 0.315 | 55146 | 198524.0118 | 27303 | 98290.0137 | Distributed from 923 Generation And Fuel | 2017
1020 | 2022 | AZ | Apache Station | 160 | GT1 |  | SB | GT | NG | 11.5 | 0.064 | 6453.106 | 23230.9958 | 2330.514 | 8389.7833 | Distributed from 923 Generation And Fuel | 1963
1021 | 2022 | AZ | Apache Station | 160 | GT2 |  | SB | GT | NG | 20.4 | 0.064 | 11447.25 | 41209.7703 | 4134.13 | 14882.7489 | Distributed from 923 Generation And Fuel | 1972
1022 | 2022 | AZ | Apache Station | 160 | GT3 |  | SB | GT | NG | 78.7 | 0.064 | 44161.693 | 158980.823 | 15948.824 | 57415.3071 | Distributed from 923 Generation And Fuel | 1975
1023 | 2022 | AZ | Apache Station | 160 | GT4 |  | SB | GT | NG | 60.5 | 0.064 | 33948.951 | 122215.2459 | 12260.532 | 44137.5621 | Distributed from 923 Generation And Fuel | 2002
1024 | 2022 | AZ | Apache Station | 160 | ST1 | 1 | SB | ST | NG | 81.6 | 0.049 | 34879 | 125563.3955 | 36173 | 130221.7582 | EIA-923 Generator File | 1964
1025 | 2022 | AZ | Apache Station | 160 | ST2 | 1 | OP | ST | NG | 204 | 0.349 | 623757 | 2245507.2359 | 387975 | 1396698.8264 | EIA-923 Generator File | 1979
1026 | 2022 | AZ | Apache Station | 160 | ST3 | 1 | OP | ST | SUB | 204 | 0.675 | 1205631 | 4340236.8781 | 561262 | 2020527.0358 | EIA-923 Generator File | 1979
1027 | 2022 | AZ | Arizona State University CHP | 58199 | G1 |  | OP | CS | NG | 9.2 | 0.465 | 37478 | 134919.7206 | 19675 | 70829.4334 | EIA-923 Generator File | 2006
1028 | 2022 | AZ | Arizona State University CHP | 58199 | G2 |  | OP | GT | NG | 7.9 | 0 | 0 | 0 | 0 | 0 | Distributed from 923 Generation And Fuel | 2019
1029 | 2022 | AZ | Arizona Western College PV | 57765 | SFC |  | OP | PV | SUN | 1 | 0.149 | 1308.085 | 4709.0683 | 647.66 | 2331.5573 | Distributed from 923 Generation And Fuel | 2011
1030 | 2022 | AZ | Arizona Western College PV | 57765 | SHP |  | OP | PV | SUN | 0.9 | 0.149 | 1177.277 | 4238.1633 | 582.894 | 2098.4016 | Distributed from 923 Generation And Fuel | 2011
1031 | 2022 | AZ | Arizona Western College PV | 57765 | SOLEG |  | OP | PV | SUN | 1 | 0.149 | 1308.085 | 4709.0683 | 647.66 | 2331.5573 | Distributed from 923 Generation And Fuel | 2015
1032 | 2022 | AZ | Arizona Western College PV | 57765 | STE |  | OP | PV | SUN | 0.9 | 0.149 | 1177.277 | 4238.1633 | 582.894 | 2098.4016 | Distributed from 923 Generation And Fuel | 2011
1033 | 2022 | AZ | Arizona Western College PV | 57765 | SWD |  | OP | PV | SUN | 0.9 | 0.149 | 1177.277 | 4238.1633 | 582.894 | 2098.4016 | Distributed from 923 Generation And Fuel | 2011
1034 | 2022 | AZ | Arlington Valley Energy Facility | 55282 | CTG1 |  | OP | CT | NG | 198 | 0.499 | 864833 | 3113373.893 | 348707 | 1255335.1573 | EIA-923 Generator File | 2002
1035 | 2022 | AZ | Arlington Valley Energy Facility | 55282 | CTG2 |  | OP | CT | NG | 198 | 0.487 | 845274 | 3042962.0563 | 332654 | 1197544.8196 | EIA-923 Generator File | 2002
1036 | 2022 | AZ | Arlington Valley Energy Facility | 55282 | STG1 | 2 | OP | CA | NG | 317 | 0.364 | 1011463 | 3641237.6701 | 416995 | 1501169.9906 | EIA-923 Generator File | 2002
1037 | 2022 | AZ | Arlington Valley Solar Energy II | 57680 | AVSE1 |  | OP | PV | SUN | 19 | 0.314 | 52191.38 | 187887.4649 | 25840.442 | 93024.847 | Distributed from 923 Generation And Fuel | 2013
1038 | 2022 | AZ | Arlington Valley Solar Energy II | 57680 | AVSE2 |  | OP | PV | SUN | 28 | 0.314 | 76913.612 | 276886.7881 | 38080.651 | 137089.2469 | Distributed from 923 Generation And Fuel | 2013
1039 | 2022 | AZ | Arlington Valley Solar Energy II | 57680 | AVSE3 |  | OP | PV | SUN | 28 | 0.314 | 76913.612 | 276886.7881 | 38080.651 | 137089.2469 | Distributed from 923 Generation And Fuel | 2013
1040 | 2022 | AZ | Arlington Valley Solar Energy II | 57680 | AVSE4 |  | OP | PV | SUN | 26 | 0.314 | 71419.783 | 257109.1619 | 35360.605 | 127297.1596 | Distributed from 923 Generation And Fuel | 2013
1041 | 2022 | AZ | Arlington Valley Solar Energy II | 57680 | AVSE5 |  | OP | PV | SUN | 28 | 0.314 | 76913.612 | 276886.7881 | 38080.651 | 137089.2469 | Distributed from 923 Generation And Fuel | 2013
1042 | 2022 | AZ | Avalon Solar | 59168 | AS |  | OP | PV | SUN | 29 | 0.292 | 74259 | 267330.2614 | 36766 | 132356.5411 | Distributed from 923 Generation And Fuel | 2014
1043 | 2022 | AZ | Avalon Solar II | 60062 | ASII |  | OP | PV | SUN | 16 | 0.313 | 43849 | 157855.1372 | 21710 | 78155.3748 | Distributed from 923 Generation And Fuel | 2016
1044 | 2022 | AZ | Avra Valley Solar | 57657 | 1 |  | OP | PV | SUN | 25 | 0.291 | 63825 | 229768.1619 | 31600 | 113759.0899 | Distributed from 923 Generation And Fuel | 2013
1045 | 2022 | AZ | AZ State University - Tempe Campus Solar | 62643 | 20794 |  | OP | PV | SUN | 0.2 | 0.125 | 219.333 | 789.5925 | 108.583 | 390.8957 | Distributed from 923 Generation And Fuel | 2013
1046 | 2022 | AZ | AZ State University - Tempe Campus Solar | 62643 | 20799 |  | OA | PV | SUN | 0.1 | 0.125 | 109.667 | 394.798 | 54.292 | 195.4496 | Distributed from 923 Generation And Fuel | 2013
1047 | 2022 | AZ | AZ State University - Tempe Campus Solar | 62643 | 20971 |  | OP | PV | SUN | 0.2 | 0.125 | 219.333 | 789.5925 | 108.583 | 390.8957 | Distributed from 923 Generation And Fuel | 2013
1048 | 2022 | AZ | AZ State University - Tempe Campus Solar | 62643 | 20974 |  | OP | PV | SUN | 0.1 | 0.125 | 109.667 | 394.798 | 54.292 | 195.4496 | Distributed from 923 Generation And Fuel | 2013
1049 | 2022 | AZ | AZ State University - Tempe Campus Solar | 62643 | 20975 |  | OP | PV | SUN | 0.1 | 0.125 | 109.667 | 394.798 | 54.292 | 195.4496 | Distributed from 923 Generation And Fuel | 2003
1050 | 2022 | AZ | AZ State University - Tempe Campus Solar | 62643 | 3365A |  | OA | PV | SUN | 0.1 | 0.125 | 109.667 | 394.798 | 54.292 | 195.4496 | Distributed from 923 Generation And Fuel | 2009
1051 | 2022 | AZ | AZ State University - Tempe Campus Solar | 62643 | 3365B |  | OA | PV | SUN | 0.1 | 0.125 | 109.667 | 394.798 | 54.292 | 195.4496 | Distributed from 923 Generation And Fuel | 2009
1052 | 2022 | AZ | AZ State University - Tempe Campus Solar | 62643 | 3384 |  | OP | PV | SUN | 0.7 | 0.125 | 767.667 | 2763.5791 | 380.042 | 1368.1403 | Distributed from 923 Generation And Fuel | 2009
1053 | 2022 | AZ | AZ State University - Tempe Campus Solar | 62643 | 3385 |  | OP | PV | SUN | 0.6 | 0.125 | 658 | 2368.781 | 325.75 | 1172.6906 | Distributed from 923 Generation And Fuel | 2008
1054 | 2022 | AZ | AZ State University - Tempe Campus Solar | 62643 | 4202 |  | OP | PV | SUN | 0.1 | 0.125 | 109.667 | 394.798 | 54.292 | 195.4496 | Distributed from 923 Generation And Fuel | 2009
1055 | 2022 | AZ | AZ State University - Tempe Campus Solar | 62643 | 91001 |  | OP | PV | SUN | 0.1 | 0.125 | 109.667 | 394.798 | 54.292 | 195.4496 | Distributed from 923 Generation And Fuel | 2018
1056 | 2022 | AZ | Badger 1 | 58262 | 1 |  | OP | PV | SUN | 14.8 | 0.296 | 38355 | 138076.8954 | 18990 | 68363.4531 | Distributed from 923 Generation And Fuel | 2013
1057 | 2022 | AZ | Black Mountain Generating Station | 56482 | 1 |  | OP | GT | NG | 60.5 | 0.088 | 46835.5 | 168606.4511 | 18100 | 65159.4787 | Distributed from 923 Generation And Fuel | 2008
1058 | 2022 | AZ | Black Mountain Generating Station | 56482 | 2 |  | OP | GT | NG | 60.5 | 0.088 | 46835.5 | 168606.4511 | 18100 | 65159.4787 | Distributed from 923 Generation And Fuel | 2008
1059 | 2022 | AZ | Black Mountain Solar LLC | 58042 | 1 |  | OP | PV | SUN | 9 | 0.265 | 20863 | 75106.1992 | 10329 | 37184.1025 | Distributed from 923 Generation And Fuel | 2012
1060 | 2022 | AZ | Bonnybrooke PV | 60413 | AZPV1 |  | OP | PV | SUN | 50 | 0.308 | 134960 | 485852.1132 | 66820 | 240550.0756 | Distributed from 923 Generation And Fuel | 2016
1061 | 2022 | AZ | Broadway 2 - Tucson Phase II | 64580 | GEN |  | OP | PV | SUN | 3 | 0.192 | 5054 | 18194.2544 | 2502 | 9007.1279 | Distributed from 923 Generation And Fuel | 2013
1062 | 2022 | AZ | Broadway 3 - Tucson Phase I | 65185 | GEN1 |  | OP | PV | SUN | 1 | 0.218 | 1912 | 6883.1449 | 947 | 3409.1727 | Distributed from 923 Generation And Fuel | 2011
1063 | 2022 | AZ | Buckeye Union HS District 201 | 58037 | PV1 |  | OP | PV | SUN | 3.3 | 0.232 | 6720 | 24191.8065 | 3327 | 11977.1042 | Distributed from 923 Generation And Fuel | 2011
1064 | 2022 | AZ | Canyon Del Oro High School Solar | 60685 | CDO1 |  | OP | PV | SUN | 1.4 | 0.066 | 805 | 2897.9768 | 398.682 | 1435.2437 | Distributed from 923 Generation And Fuel | 2016
1065 | 2022 | AZ | Canyon Del Oro High School Solar | 60685 | CDO2 |  | OP | PV | SUN | 1.4 | 0.066 | 805 | 2897.9768 | 398.682 | 1435.2437 | Distributed from 923 Generation And Fuel | 2016
1066 | 2022 | AZ | Canyon Del Oro High School Solar | 60685 | CDO3 |  | OP | PV | SUN | 1.4 | 0.066 | 805 | 2897.9768 | 398.682 | 1435.2437 | Distributed from 923 Generation And Fuel | 2016
1067 | 2022 | AZ | Canyon Del Oro High School Solar | 60685 | CDO4 |  | OP | PV | SUN | 0.2 | 0.066 | 115 | 413.9967 | 56.955 | 205.0364 | Distributed from 923 Generation And Fuel | 2016
1068 | 2022 | AZ | Central Line Solar, LLC | 64566 | CNTRL |  | OP | PV | SUN | 100 | 0.25 | 218802 | 787680.8986 | 139775 | 503185.9745 | Distributed from 923 Generation And Fuel | 2022
1069 | 2022 | AZ | Chino Solar Valley | 57560 | PV1 |  | OP | PV | SUN | 19 | 0.289 | 48100 | 173158.6147 | 23815 | 85733.3141 | Distributed from 923 Generation And Fuel | 2012
1070 | 2022 | AZ | Cholla | 113 | 1 | 1 | OP | ST | SUB | 113.6 | 0.678 | 674811 | 2429300.1656 | 304992 | 1097962.4163 | EIA-923 Generator File | 1962
1071 | 2022 | AZ | Cholla | 113 | 3 | 1 | OP | ST | SUB | 312.3 | 0.6 | 1641700 | 5910072.7194 | 730105 | 2628356.9731 | EIA-923 Generator File | 1980
1072 | 2022 | AZ | Cogeneration 1 | 56229 | CT1 |  | OP | CS | NG | 9 | 0.68 | 53649.73 | 193137.4829 | 23684.49 | 85263.4819 | EIA-923 Generator File | 2002
1073 | 2022 | AZ | Cogeneration 2 | 59233 | CT2 |  | OP | CS | NG | 6 | 0.748 | 39303.43 | 141491.2161 | 17023.5 | 61284.1097 | EIA-923 Generator File | 2002
1074 | 2022 | AZ | Cogenra - TEP | 58832 | CTEP |  | OP | PV | SUN | 1 | 0.241 | 2110 | 7595.9392 | 1045 | 3761.9699 | Distributed from 923 Generation And Fuel | 2014
1075 | 2022 | AZ | Coolidge Generation Station | 56948 | 1 |  | OA | GT | NG | 60.5 | 0.052 | 27495.5 | 98983.0081 | 11302.25 | 40687.7745 | Distributed from 923 Generation And Fuel | 2011
1076 | 2022 | AZ | Coolidge Generation Station | 56948 | 10 |  | OP | GT | NG | 60.5 | 0.052 | 27495.5 | 98983.0081 | 11302.25 | 40687.7745 | Distributed from 923 Generation And Fuel | 2011
1077 | 2022 | AZ | Coolidge Generation Station | 56948 | 11 |  | OP | GT | NG | 60.5 | 0.052 | 27495.5 | 98983.0081 | 11302.25 | 40687.7745 | Distributed from 923 Generation And Fuel | 2011
1078 | 2022 | AZ | Coolidge Generation Station | 56948 | 12 |  | OP | GT | NG | 60.5 | 0.052 | 27495.5 | 98983.0081 | 11302.25 | 40687.7745 | Distributed from 923 Generation And Fuel | 2011
1079 | 2022 | AZ | Coolidge Generation Station | 56948 | 2 |  | OP | GT | NG | 60.5 | 0.052 | 27495.5 | 98983.0081 | 11302.25 | 40687.7745 | Distributed from 923 Generation And Fuel | 2011
1080 | 2022 | AZ | Coolidge Generation Station | 56948 | 3 |  | OP | GT | NG | 60.5 | 0.052 | 27495.5 | 98983.0081 | 11302.25 | 40687.7745 | Distributed from 923 Generation And Fuel | 2011
1081 | 2022 | AZ | Coolidge Generation Station | 56948 | 4 |  | OP | GT | NG | 60.5 | 0.052 | 27495.5 | 98983.0081 | 11302.25 | 40687.7745 | Distributed from 923 Generation And Fuel | 2011
1082 | 2022 | AZ | Coolidge Generation Station | 56948 | 5 |  | OP | GT | NG | 60.5 | 0.052 | 27495.5 | 98983.0081 | 11302.25 | 40687.7745 | Distributed from 923 Generation And Fuel | 2011
1083 | 2022 | AZ | Coolidge Generation Station | 56948 | 6 |  | OP | GT | NG | 60.5 | 0.052 | 27495.5 | 98983.0081 | 11302.25 | 40687.7745 | Distributed from 923 Generation And Fuel | 2011
1084 | 2022 | AZ | Coolidge Generation Station | 56948 | 7 |  | OP | GT | NG | 60.5 | 0.052 | 27495.5 | 98983.0081 | 11302.25 | 40687.7745 | Distributed from 923 Generation And Fuel | 2011
1085 | 2022 | AZ | Coolidge Generation Station | 56948 | 8 |  | OP | GT | NG | 60.5 | 0.052 | 27495.5 | 98983.0081 | 11302.25 | 40687.7745 | Distributed from 923 Generation And Fuel | 2011
1086 | 2022 | AZ | Coolidge Generation Station | 56948 | 9 |  | OP | GT | NG | 60.5 | 0.052 | 27495.5 | 98983.0081 | 11302.25 | 40687.7745 | Distributed from 923 Generation And Fuel | 2011
1087 | 2022 | AZ | Coronado | 6177 | CO1 | 1 | OP | ST | SUB | 410.9 | 0.355 | 1276682 | 4596018.4319 | 929214 | 3345143.6389 | EIA-923 Generator File | 1979 | 2032
1088 | 2022 | AZ | Coronado | 6177 | CO2 | 1 | OP | ST | SUB | 410.9 | 0.471 | 1697120 | 6109583.1233 | 983636 | 3541061.2715 | EIA-923 Generator File | 1980 | 2032
1089 | 2022 | AZ | Cotton Center Solar Hybrid | 57561 | PV1 |  | OP | PV | SUN | 17 | 0.234 | 34814 | 125329.3974 | 17237 | 62052.7036 | Distributed from 923 Generation And Fuel | 2011
1090 | 2022 | AZ | Crosscut | 143 | CC5 |  | OS | HY | WAT | 3 |  | GENYRONL: 1939
1091 | 2022 | AZ | Davis Dam | 152 | 1 |  | OP | HY | WAT | 51.7 | 0.472 | 213753.122 | 769505.0832 | 96997.357 | 349187.6917 | Distributed from 923 Generation And Fuel | 1951
1092 | 2022 | AZ | Davis Dam | 152 | 2 |  | OP | HY | WAT | 51.7 | 0.472 | 213753.122 | 769505.0832 | 96997.357 | 349187.6917 | Distributed from 923 Generation And Fuel | 1951
1093 | 2022 | AZ | Davis Dam | 152 | 3 |  | OP | HY | WAT | 48 | 0.472 | 198455.51 | 714434.1205 | 90055.573 | 324197.4692 | Distributed from 923 Generation And Fuel | 1951
1094 | 2022 | AZ | Davis Dam | 152 | 4 |  | OP | HY | WAT | 51.7 | 0.472 | 213753.122 | 769505.0832 | 96997.357 | 349187.6917 | Distributed from 923 Generation And Fuel | 1951
1095 | 2022 | AZ | Davis Dam | 152 | 5 |  | OP | HY | WAT | 51.7 | 0.472 | 213753.122 | 769505.0832 | 96997.357 | 349187.6917 | Distributed from 923 Generation And Fuel | 1951
1096 | 2022 | AZ | Davis Monthan AFB (AZ) West Airfield | 59779 | 1 |  | OP | PV | SUN | 12.6 | 0.25 | 27581 | 99290.8057 | 13656 | 49161.2067 | Distributed from 923 Generation And Fuel | 2014
1097 | 2022 | AZ | Demoss Petrie | 124 | GT2 |  | OP | GT | NG | 85 | 0.001 | 843 | 3034.7757 | 436 | 1569.5874 | Distributed from 923 Generation And Fuel | 2001
1098 | 2022 | AZ | Desert Basin | 55129 | CTG1 |  | OA | CT | NG | 187 | 0.222 | 363832 | 1309784.7217 | 304780 | 1097199.2224 | EIA-923 Generator File | 2001
1099 | 2022 | AZ | Desert Basin | 55129 | CTG2 |  | OP | CT | NG | 187 | 0.306 | 500482 | 1801720.7862 | 412331 | 1484379.725 | EIA-923 Generator File | 2001
1100 | 2022 | AZ | Desert Basin | 55129 | CTG4 |  | OP | GT | NG | 49.5 | 0.003 | 1484.5 | 5344.1572 | 0 | 0 | Distributed from 923 Generation And Fuel | 2022
1101 | 2022 | AZ | Desert Basin | 55129 | CTG5 |  | OP | GT | NG | 49.5 | 0.003 | 1484.5 | 5344.1572 | 0 | 0 | Distributed from 923 Generation And Fuel | 2022
1102 | 2022 | AZ | Desert Basin | 55129 | STG | 2 | OA | CA | NG | 272.1 | 0.224 | 533772 | 1921563.8275 | 451405 | 1625044.9996 | EIA-923 Generator File | 2001
1103 | 2022 | AZ | Desert Star Hybrid | 59444 | PV1 |  | OP | PV | SUN | 10 | 0.353 | 30912 | 111282.3097 | 15305 | 55097.5592 | Distributed from 923 Generation And Fuel | 2015
1104 | 2022 | AZ | Douglas | 114 | 1 |  | OP | GT | DFO | 26.1 | 0 | 48 | 172.7986 | 20 | 71.9994 | Distributed from 923 Generation And Fuel | 1972
1105 | 2022 | AZ | Dry Lake Wind LLC | 57098 | 1 |  | OP | WT | WND | 63 | 0.202 | 111458 | 401245.59 | 40165 | 144592.8433 | Distributed from 923 Generation And Fuel | 2009
1106 | 2022 | AZ | East Line Solar | 62899 | EASTL |  | OP | PV | SUN | 100 | 0.237 | 207352 | 746461.2283 | 116881 | 420768.2339 | Distributed from 923 Generation And Fuel | 2020
1107 | 2022 | AZ | Estrella Mountain PV | 60230 | PV1 |  | OP | PV | SUN | 1.8 | 0.238 | 3756 | 13521.4918 | 1860 | 6695.9464 | Distributed from 923 Generation And Fuel | 2019
1108 | 2022 | AZ | Foothills Solar Plant Hybrid | 57997 | PV1 |  | OP | PV | SUN | 17 | 0.316 | 47043.371 | 169354.7808 | 23291.457 | 83848.5744 | Distributed from 923 Generation And Fuel | 2013
1109 | 2022 | AZ | Foothills Solar Plant Hybrid | 57997 | PV2 |  | OP | PV | SUN | 18 | 0.316 | 49810.629 | 179316.8299 | 24661.543 | 88780.8446 | Distributed from 923 Generation And Fuel | 2013
1110 | 2022 | AZ | Fort Huachuca Solar PV Project | 58972 | FHUA2 |  | OP | PV | SUN | 4.1 | 0.257 | 9240.983 | 33267.2727 | 4575.322 | 16471.0274 | Distributed from 923 Generation And Fuel | 2017
1111 | 2022 | AZ | Fort Huachuca Solar PV Project | 58972 | FHUAC |  | OP | PV | SUN | 13.6 | 0.257 | 30653.017 | 110349.9784 | 15176.678 | 54635.6037 | Distributed from 923 Generation And Fuel | 2014
1112 | 2022 | AZ | FRB Solar Farm | 57930 | UAST |  | OP | PV | SUN | 1.9 | 0.159 | 2640 | 9503.924 | 1307 | 4705.1624 | Distributed from 923 Generation And Fuel | 2011
1113 | 2022 | AZ | Gato Montes Solar, LLC | 58842 | 1 |  | OP | PV | SUN | 5 | 0.174 | 7612 | 27402.9808 | 3769 | 13568.2915 | Distributed from 923 Generation And Fuel | 2012
1114 | 2022 | AZ | Gila Bend Hybrid | 59020 | PV1 |  | OP | PV | SUN | 37.4 | 0.298 | 97712 | 351760.3859 | 48378 | 174159.4067 | Distributed from 923 Generation And Fuel | 2014
1115 | 2022 | AZ | Gila River Power Block 2 | 60768 | CTG3 |  | OP | CT | NG | 174 | 0.49 | 747465 | 2690852.4732 | 303422 | 1092310.4615 | EIA-923 Generator File | 2003
1116 | 2022 | AZ | Gila River Power Block 2 | 60768 | CTG4 |  | OP | CT | NG | 174 | 0.57 | 869575 | 3130444.9564 | 398545 | 1434750.522 | EIA-923 Generator File | 2003
1117 | 2022 | AZ | Gila River Power Block 2 | 60768 | ST10 | 2 | OP | CA | NG | 271 | 0.424 | 1006502 | 3623378.213 | 442442 | 1592778.4578 | EIA-923 Generator File | 2003
1118 | 2022 | AZ | Gila River Power Station | 55306 | CTG7 |  | OP | CT | NG | 174 | 0.438 | 667961 | 2404640.3629 | 287665 | 1035585.7153 | EIA-923 Generator File | 2003
1119 | 2022 | AZ | Gila River Power Station | 55306 | CTG8 |  | OP | CT | NG | 174 | 0.606 | 923320 | 3323925.4086 | 452398 | 1628619.771 | EIA-923 Generator File | 2003
1120 | 2022 | AZ | Gila River Power Station | 55306 | ST12 | 2 | OP | CA | NG | 271 | 0.442 | 1050014 | 3780020.1598 | 514813 | 1853311.9735 | EIA-923 Generator File | 2003
1121 | 2022 | AZ | Gila River Power Station | 55306 | CTG1 |  | OP | CT | NG | 174 | 0.487 | 742763 | 2673925.4086 | 361534 | 1301511.9879 | EIA-923 Generator File | 2003
1122 | 2022 | AZ | Gila River Power Station | 55306 | CTG2 |  | OP | CT | NG | 174 | 0.528 | 804120 | 2894808.8415 | 379965 | 1367863.0571 | EIA-923 Generator File | 2003
1123 | 2022 | AZ | Gila River Power Station | 55306 | ST9 | 2 | OP | CA | NG | 271 | 0.428 | 1015570 | 3656022.7518 | 508634 | 1831067.7515 | EIA-923 Generator File | 2003
1124 | 2022 | AZ | Gila River Power Station | 55306 | CTG5 |  | OP | CT | NG | 174 | 0.404 | 616278 | 2218583.0513 | 297378 | 1070552.2356 | EIA-923 Generator File | 2003
1125 | 2022 | AZ | Gila River Power Station | 55306 | CTG6 |  | OP | CT | NG | 174 | 0.531 | 808816 | 2911714.3063 | 425542 | 1531938.9445 | EIA-923 Generator File | 2003
1126 | 2022 | AZ | Gila River Power Station | 55306 | ST11 | 2 | OP | CA | NG | 271 | 0.381 | 905144 | 3258492.3321 | 454002 | 1634394.1248 | EIA-923 Generator File | 2003
1127 | 2022 | AZ | Gilbert Solar Facility I, LLC | 58543 | 1 |  | OP | PV | SUN | 2 | 0.166 | 2906 | 10461.5163 | 1439 | 5180.3586 | Distributed from 923 Generation And Fuel | 2011
1128 | 2022 | AZ | Glen Canyon Dam | 153 | 1 |  | OP | HY | WAT | 165 | 0.221 | 319040.454 | 1148536.4461 | 144233.518 | 519236.5109 | Distributed from 923 Generation And Fuel | 1964
1129 | 2022 | AZ | Glen Canyon Dam | 153 | 2 |  | OP | HY | WAT | 165 | 0.221 | 319040.454 | 1148536.4461 | 144233.518 | 519236.5109 | Distributed from 923 Generation And Fuel | 1964
1130 | 2022 | AZ | Glen Canyon Dam | 153 | 3 |  | OP | HY | WAT | 165 | 0.221 | 319040.454 | 1148536.4461 | 144233.518 | 519236.5109 | Distributed from 923 Generation And Fuel | 1964
1131 | 2022 | AZ | Glen Canyon Dam | 153 | 4 |  | OP | HY | WAT | 165 | 0.221 | 319040.454 | 1148536.4461 | 144233.518 | 519236.5109 | Distributed from 923 Generation And Fuel | 1965
1132 | 2022 | AZ | Glen Canyon Dam | 153 | 5 |  | OP | HY | WAT | 165 | 0.221 | 319040.454 | 1148536.4461 | 144233.518 | 519236.5109 | Distributed from 923 Generation And Fuel | 1965
1133 | 2022 | AZ | Glen Canyon Dam | 153 | 6 |  | OP | HY | WAT | 165 | 0.221 | 319040.454 | 1148536.4461 | 144233.518 | 519236.5109 | Distributed from 923 Generation And Fuel | 1965
1134 | 2022 | AZ | Glen Canyon Dam | 153 | 7 |  | OP | HY | WAT | 157 | 0.221 | 303571.825 | 1092849.8272 | 137240.377 | 494061.4047 | Distributed from 923 Generation And Fuel | 1966
1135 | 2022 | AZ | Glen Canyon Dam | 153 | 8 |  | OP | HY | WAT | 165 | 0.221 | 319040.454 | 1148536.4461 | 144233.518 | 519236.5109 | Distributed from 923 Generation And Fuel | 1966
1136 | 2022 | AZ | Gray Hawk Solar | 61272 | GHS |  | OP | PV | SUN | 55 | 0.28 | 134836 | 485405.7168 | 64525 | 232288.1417 | Distributed from 923 Generation And Fuel | 2018
1137 | 2022 | AZ | Griffith Energy LLC | 55124 | CTG1 |  | OP | CT | NG | 176.6 | 0.588 | 910242 | 3276844.9852 | 393672 | 1417207.8623 | EIA-923 Generator File | 2002
1138 | 2022 | AZ | Griffith Energy LLC | 55124 | CTG2 |  | OP | CT | NG | 176.6 | 0.569 | 880700 | 3170494.636 | 323943 | 1166185.4705 | EIA-923 Generator File | 2002
1139 | 2022 | AZ | Griffith Energy LLC | 55124 | STG | 2 | OP | CA | NG | 301.8 | 0.448 | 1183878 | 4261926.7046 | 501598 | 1805738.3541 | EIA-923 Generator File | 2002
1140 | 2022 | AZ | H Wilson Sundt Generating Station | 126 | 4 | 1 | OP | ST | NG | 173.3 | 0.25 | 379318 | 1365533.8757 | 155573 | 560058.3195 | EIA-923 Generator File | 1967
1141 | 2022 | AZ | H Wilson Sundt Generating Station | 126 | GT1 |  | OP | GT | NG | 27 | 0.018 | 4239 | 15260.2779 | 2242.5 | 8072.9354 | Distributed from 923 Generation And Fuel | 1972
1142 | 2022 | AZ | H Wilson Sundt Generating Station | 126 | GT2 |  | OP | GT | NG | 27 | 0.018 | 4239 | 15260.2779 | 2242.5 | 8072.9354 | Distributed from 923 Generation And Fuel | 1972
1143 | 2022 | AZ | H Wilson Sundt Generating Station | 126 | RIC1 |  | OP | IC | NG | 18.8 | 0.238 | 39151.6 | 140944.6324 | 16306.3 | 58702.2104 | Distributed from 923 Generation And Fuel | 2020
1144 | 2022 | AZ | H Wilson Sundt Generating Station | 126 | RIC10 |  | OP | IC | NG | 18.8 | 0.238 | 39151.6 | 140944.6324 | 16306.3 | 58702.2104 | Distributed from 923 Generation And Fuel | 2019
1145 | 2022 | AZ | H Wilson Sundt Generating Station | 126 | RIC2 |  | OP | IC | NG | 18.8 | 0.238 | 39151.6 | 140944.6324 | 16306.3 | 58702.2104 | Distributed from 923 Generation And Fuel | 2020
1146 | 2022 | AZ | H Wilson Sundt Generating Station | 126 | RIC3 |  | OP | IC | NG | 18.8 | 0.238 | 39151.6 | 140944.6324 | 16306.3 | 58702.2104 | Distributed from 923 Generation And Fuel | 2020
1147 | 2022 | AZ | H Wilson Sundt Generating Station | 126 | RIC4 |  | OP | IC | NG | 18.8 | 0.238 | 39151.6 | 140944.6324 | 16306.3 | 58702.2104 | Distributed from 923 Generation And Fuel | 2020
1148 | 2022 | AZ | H Wilson Sundt Generating Station | 126 | RIC5 |  | OP | IC | NG | 18.8 | 0.238 | 39151.6 | 140944.6324 | 16306.3 | 58702.2104 | Distributed from 923 Generation And Fuel | 2020
1149 | 2022 | AZ | H Wilson Sundt Generating Station | 126 | RIC6 |  | OP | IC | NG | 18.8 | 0.238 | 39151.6 | 140944.6324 | 16306.3 | 58702.2104 | Distributed from 923 Generation And Fuel | 2019
1150 | 2022 | AZ | H Wilson Sundt Generating Station | 126 | RIC7 |  | OP | IC | NG | 18.8 | 0.238 | 39151.6 | 140944.6324 | 16306.3 | 58702.2104 | Distributed from 923 Generation And Fuel | 2019
1151 | 2022 | AZ | H Wilson Sundt Generating Station | 126 | RIC8 |  | OP | IC | NG | 18.8 | 0.238 | 39151.6 | 140944.6324 | 16306.3 | 58702.2104 | Distributed from 923 Generation And Fuel | 2019
1152 | 2022 | AZ | H Wilson Sundt Generating Station | 126 | RIC9 |  | OP | IC | NG | 18.8 | 0.238 | 39151.6 | 140944.6324 | 16306.3 | 58702.2104 | Distributed from 923 Generation And Fuel | 2019
1153 | 2022 | AZ | H Wilson Sundt Generating Station | 126 | ST3 | 1 | OP | ST | NG | 113.6 | 0.159 | 158525 | 570685.4345 | 89002 | 320404.6368 | EIA-923 Generator File | 1962
1154 | 2022 | AZ | Harquahala Generating Project | 55372 | CTG1 |  | OP | CT | NG | 281.7 | 0.223 | 550081 | 1980275.7578 | 482552 | 1737173.3026 | EIA-923 Generator File | 2004
1155 | 2022 | AZ | Harquahala Generating Project | 55372 | CTG2 |  | OP | CT | NG | 281.7 | 0.233 | 575379 | 2071347.8292 | 507714 | 1827755.778 | EIA-923 Generator File | 2004
1156 | 2022 | AZ | Harquahala Generating Project | 55372 | CTG3 |  | OP | CT | NG | 281.7 | 0.227 | 561362 | 2020887.0329 | 495808 | 1784894.5208 | EIA-923 Generator File | 2004
1157 | 2022 | AZ | Harquahala Generating Project | 55372 | STG1 | 1 | OP | CA | NG | 144 | 0.261 | 329352 | 1185657.7147 | 288767 | 1039552.8836 | EIA-923 Generator File | 2004
1158 | 2022 | AZ | Harquahala Generating Project | 55372 | STG2 | 1 | OP | CA | NG | 144 | 0.264 | 332899 | 1198426.8126 | 294304 | 1059485.9241 | EIA-923 Generator File | 2004
1159 | 2022 | AZ | Harquahala Generating Project | 55372 | STG3 | 1 | OP | CA | NG | 144 | 0.258 | 325134 | 1170473.0362 | 286702 | 1032118.943 | EIA-923 Generator File | 2004
1160 | 2022 | AZ | Headgate Rock | 7179 | 1 |  | OP | HY | WAT | 6.5 | 0.33 | 18802 | 67686.6585 | 8532 | 30714.9543 | Distributed from 923 Generation And Fuel | 1993
1161 | 2022 | AZ | Headgate Rock | 7179 | 2 |  | OP | HY | WAT | 6.5 | 0.33 | 18802 | 67686.6585 | 8532 | 30714.9543 | Distributed from 923 Generation And Fuel | 1993
1162 | 2022 | AZ | Headgate Rock | 7179 | 3 |  | OP | HY | WAT | 6.5 | 0.33 | 18802 | 67686.6585 | 8532 | 30714.9543 | Distributed from 923 Generation And Fuel | 1993
1163 | 2022 | AZ | Hoover Dam (AZ) | 8902 | A0 |  | OP | HY | WAT | 2.4 | 0.169 | 3550.693 | 12782.3925 | 1385.05 | 4986.1401 | Distributed from 923 Generation And Fuel | 1936
1164 | 2022 | AZ | Hoover Dam (AZ) | 8902 | A1 |  | OP | HY | WAT | 130 | 0.169 | 192329.209 | 692379.6134 | 75023.533 | 270082.5581 | Distributed from 923 Generation And Fuel | 1941
1165 | 2022 | AZ | Hoover Dam (AZ) | 8902 | A2 |  | OP | HY | WAT | 130 | 0.169 | 192329.209 | 692379.6134 | 75023.533 | 270082.5581 | Distributed from 923 Generation And Fuel | 1942
1166 | 2022 | AZ | Hoover Dam (AZ) | 8902 | A3 |  | OP | HY | WAT | 130 | 0.169 | 192329.209 | 692379.6134 | 75023.533 | 270082.5581 | Distributed from 923 Generation And Fuel | 1952
1167 | 2022 | AZ | Hoover Dam (AZ) | 8902 | A4 |  | OP | HY | WAT | 130 | 0.169 | 192329.209 | 692379.6134 | 75023.533 | 270082.5581 | Distributed from 923 Generation And Fuel | 1952
1168 | 2022 | AZ | Hoover Dam (AZ) | 8902 | A5 |  | OP | HY | WAT | 127 | 0.169 | 187890.843 | 676401.6236 | 73292.221 | 263849.8848 | Distributed from 923 Generation And Fuel | 1943
1169 | 2022 | AZ | Hoover Dam (AZ) | 8902 | A6 |  | OP | HY | WAT | 130 | 0.169 | 192329.209 | 692379.6134 | 75023.533 | 270082.5581 | Distributed from 923 Generation And Fuel | 1939
1170 | 2022 | AZ | Hoover Dam (AZ) | 8902 | A7 |  | OP | HY | WAT | 130 | 0.169 | 192329.209 | 692379.6134 | 75023.533 | 270082.5581 | Distributed from 923 Generation And Fuel | 1939
1171 | 2022 | AZ | Hoover Dam (AZ) | 8902 | A8 |  | OP | HY | WAT | 61.5 | 0.169 | 90986.51 | 327548.8156 | 35491.902 | 127769.825 | Distributed from 923 Generation And Fuel | 1937
1172 | 2022 | AZ | Hoover Dam (AZ) | 8902 | A9 |  | OP | HY | WAT | 68.5 | 0.169 | 101342.699 | 364830.7978 | 39531.631 | 142312.7331 | Distributed from 923 Generation And Fuel | 1952
1173 | 2022 | AZ | Horse Mesa | 145 | HM1 |  | OP | HY | WAT | 9.9 | 0.024 | 2113.333 | 7607.9379 | 41 | 147.5988 | Distributed from 923 Generation And Fuel | 1927
1174 | 2022 | AZ | Horse Mesa | 145 | HM2 |  | OP | HY | WAT | 9.9 | 0.024 | 2113.333 | 7607.9379 | 41 | 147.5988 | Distributed from 923 Generation And Fuel | 1927
1175 | 2022 | AZ | Horse Mesa | 145 | HM3 |  | OP | HY | WAT | 9.9 | 0.024 | 2113.333 | 7607.9379 | 41 | 147.5988 | Distributed from 923 Generation And Fuel | 1927
1176 | 2022 | AZ | Horse Mesa | 145 | HM4 |  | OP | PS | WAT | 99.8 | 0.082 | 71404 | 257052.3436 | 57310 | 206314.3495 | Distributed from 923 Generation And Fuel | 1972
1177 | 2022 | AZ | Hyder II Hybrid | 58383 | PV1 |  | OP | PV | SUN | 14 | 0.281 | 34441 | 123986.6081 | 17052 | 61386.7089 | Distributed from 923 Generation And Fuel | 2013
1178 | 2022 | AZ | Hyder Solar Hybrid | 57563 | PV1 |  | OP | PV | SUN | 17 | 0.144 | 21373.781 | 76944.996 | 10582.5 | 38096.6952 | Distributed from 923 Generation And Fuel | 2011
1179 | 2022 | AZ | Hyder Solar Hybrid | 57563 | PV2 |  | OP | PV | SUN | 15 | 0.144 | 18859.219 | 67892.6453 | 9337.5 | 33614.7311 | Distributed from 923 Generation And Fuel | 2012
1180 | 2022 | AZ | Intel - Ocotillo Campus Solar | 60822 | PV1 |  | OP | PV | SUN | 2.8 | 0.249 | 6118 | 22024.6238 | 3029.333 | 10905.5116 | Distributed from 923 Generation And Fuel | 2017
1181 | 2022 | AZ | Intel - Ocotillo Campus Solar | 60822 | PV2 |  | OP | PV | SUN | 1.4 | 0.249 | 3059 | 11012.3119 | 1514.667 | 5452.7576 | Distributed from 923 Generation And Fuel | 2018
1182 | 2022 | AZ | Iron Horse Battery Storage Hybrid | 60996 | BA1 |  | OP | BA | MWH | 10 | -0.007 | -600 | -2159.9827 | -244 | -878.393 | Distributed from 923 Generation And Fuel | 2017
1183 | 2022 | AZ | Iron Horse Battery Storage Hybrid | 60996 | PV1 |  | OP | PV | SUN | 2 | 0.123 | 2150 | 7739.9381 | 1064 | 3830.3694 | Distributed from 923 Generation And Fuel | 2017
1184 | 2022 | AZ | Jacobson 5 MW Solar | 60603 | PV1 |  | OP | PV | SUN | 4.4 | 0.244 | 9421 | 33915.3287 | 4664 | 16790.2657 | Distributed from 923 Generation And Fuel | 2017
1185 | 2022 | AZ | Jewish Community Center PV | 58292 | JCC |  | OP | PV | SUN | 1.1 | 0.227 | 2185 | 7865.9371 | 1082 | 3895.1688 | Distributed from 923 Generation And Fuel | 2012
1186 | 2022 | AZ | Kayenta Solar Project | 61268 | PV1 |  | OP | PV | SUN | 27.3 | 0.219 | 52327.139 | 188376.1934 | 24145.443 | 86922.8994 | Distributed from 923 Generation And Fuel | 2017
1187 | 2022 | AZ | Kayenta Solar Project | 61268 | PV2 |  | OP | PV | SUN | 28 | 0.219 | 53668.861 | 193206.3539 | 24764.557 | 89151.692 | Distributed from 923 Generation And Fuel | 2019
1188 | 2022 | AZ | Kingman 1 | 57775 | PV |  | OP | PV | SUN | 0.5 | 0.211 | 925 | 3329.9734 | 453 | 1630.787 | Distributed from 923 Generation And Fuel | 2011
1189 | 2022 | AZ | Kingman 1 | 57775 | WGNS |  | OP | WT | WND | 10 | 0.298 | 26107 | 93984.4481 | 9552 | 34386.9249 | Distributed from 923 Generation And Fuel | 2011
1190 | 2022 | AZ | Kyrene | 147 | KY1 | 1 | OS | ST | NG | 34.5 |  | GENYRONL: 1952
1191 | 2022 | AZ | Kyrene | 147 | KY2 | 1 | OS | ST | NG | 73.5 |  | GENYRONL: 1954
1192 | 2022 | AZ | Kyrene | 147 | KY4 |  | OP | GT | NG | 53.1 | 0 | 119.528 | 430.2974 | 154.684 | 556.8579 | Distributed from 923 Generation And Fuel | 1971
1193 | 2022 | AZ | Kyrene | 147 | KY5 |  | OP | GT | NG | 60.3 | 0 | 135.736 | 488.6457 | 175.658 | 632.3637 | Distributed from 923 Generation And Fuel | 1973
1194 | 2022 | AZ | Kyrene | 147 | KY6 |  | OP | GT | NG | 60.3 | 0 | 135.736 | 488.6457 | 175.658 | 632.3637 | Distributed from 923 Generation And Fuel | 1973
1195 | 2022 | AZ | Kyrene | 147 | KY7 |  | OP | CT | NG | 170 | 0.55 | 819413 | 2949863.2011 | 388523 | 1398671.6106 | EIA-923 Generator File | 2002
1196 | 2022 | AZ | Kyrene | 147 | KY7A | 1 | OP | CA | NG | 122 | 0.405 | 433217 | 1559568.7235 | 204439 | 735974.5122 | EIA-923 Generator File | 2002
1197 | 2022 | AZ | La Senita | 57556 | 1 |  | OP | PV | SUN | 1 | 0.205 | 1795 | 6461.9483 | 889 | 3200.3744 | Distributed from 923 Generation And Fuel | 2011
1198 | 2022 | AZ | Lake Pleasant WTP | 58539 | 1 |  | OP | PV | SUN | 6.5 | 0.262 | 14941 | 53787.1697 | 7397 | 26628.987 | Distributed from 923 Generation And Fuel | 2012
1199 | 2022 | AZ | Luke Solar | 57324 | PV1 |  | OP | PV | SUN | 15 | 0.249 | 32771 | 117974.6562 | 16225 | 58409.5327 | Distributed from 923 Generation And Fuel | 2015
1200 | 2022 | AZ | Macys Goodyear | 57673 | 1 |  | OP | PV | SUN | 3.5 | 0.114 | 3501 | 12603.4992 | 1733 | 6238.7501 | Distributed from 923 Generation And Fuel | 2010
1201 | 2022 | AZ | Mesa Carport PV | 64404 | CPTPV |  | OP | PV | SUN | 3.6 | 0.209 | 6592.696 | 23733.5157 | 3264.261 | 11751.2456 | Distributed from 923 Generation And Fuel | 2020
1202 | 2022 | AZ | Mesa Carport PV | 64404 | GFTPV |  | OP | PV | SUN | 1 | 0.209 | 1831.304 | 6592.6417 | 906.739 | 3264.2343 | Distributed from 923 Generation And Fuel | 2020
1203 | 2022 | AZ | Mesquite Generating Station | 55481 | GT3 |  | OP | CT | NG | 185.3 | 0.671 | 1089411 | 3921848.2252 | 496030 | 1785693.7145 | EIA-923 Generator File | 2003
1204 | 2022 | AZ | Mesquite Generating Station | 55481 | GT4 |  | OP | CT | NG | 185.3 | 0.632 | 1025122 | 3690409.6767 | 490138 | 1764482.6841 | EIA-923 Generator File | 2003
1205 | 2022 | AZ | Mesquite Generating Station | 55481 | ST2 | 2 | OP | CA | NG | 321 | 0.588 | 1652950 | 5950572.3954 | 825930 | 2973324.2134 | EIA-923 Generator File | 2003
1206 | 2022 | AZ | Mesquite Generating Station | 55481 | GT1 |  | OP | CT | NG | 185.3 | 0.582 | 945322 | 3403131.9749 | 425298 | 1531060.5515 | EIA-923 Generator File | 2003
1207 | 2022 | AZ | Mesquite Generating Station | 55481 | GT2 |  | OP | CT | NG | 185.3 | 0.559 | 907331 | 3266365.4691 | 378362 | 1362092.3033 | EIA-923 Generator File | 2003
1208 | 2022 | AZ | Mesquite Generating Station | 55481 | ST1 | 2 | OP | CA | NG | 321 | 0.497 | 1396973 | 5029062.5675 | 627588 | 2259298.7256 | EIA-923 Generator File | 2003
1209 | 2022 | AZ | Mesquite Solar 1 | 57707 | 1 |  | OP | PV | SUN | 16 | 0.278 | 39015.906 | 140456.138 | 19317.082 | 69540.9389 | Distributed from 923 Generation And Fuel | 2011
1210 | 2022 | AZ | Mesquite Solar 1 | 57707 | 10 |  | OP | PV | SUN | 12 | 0.278 | 29261.929 | 105342.1017 | 14487.812 | 52155.706 | Distributed from 923 Generation And Fuel | 2012
1211 | 2022 | AZ | Mesquite Solar 1 | 57707 | 11 |  | OP | PV | SUN | 16 | 0.278 | 39015.906 | 140456.138 | 19317.082 | 69540.9389 | Distributed from 923 Generation And Fuel | 2012
1212 | 2022 | AZ | Mesquite Solar 1 | 57707 | 12 |  | OP | PV | SUN | 16 | 0.278 | 39015.906 | 140456.138 | 19317.082 | 69540.9389 | Distributed from 923 Generation And Fuel | 2012
1213 | 2022 | AZ | Mesquite Solar 1 | 57707 | 2 |  | OP | PV | SUN | 16 | 0.278 | 39015.906 | 140456.138 | 19317.082 | 69540.9389 | Distributed from 923 Generation And Fuel | 2012
1214 | 2022 | AZ | Mesquite Solar 1 | 57707 | 3 |  | OP | PV | SUN | 10 | 0.278 | 24384.941 | 87785.0853 | 12073.176 | 43463.0859 | Distributed from 923 Generation And Fuel | 2011
1215 | 2022 | AZ | Mesquite Solar 1 | 57707 | 4 |  | OP | PV | SUN | 16 | 0.278 | 39015.906 | 140456.138 | 19317.082 | 69540.9389 | Distributed from 923 Generation And Fuel | 2012
1216 | 2022 | AZ | Mesquite Solar 1 | 57707 | 5 |  | OP | PV | SUN | 16 | 0.278 | 39015.906 | 140456.138 | 19317.082 | 69540.9389 | Distributed from 923 Generation And Fuel | 2012
1217 | 2022 | AZ | Mesquite Solar 1 | 57707 | 6 |  | OP | PV | SUN | 8 | 0.278 | 19507.953 | 70228.069 | 9658.541 | 34770.4694 | Distributed from 923 Generation And Fuel | 2012
1218 | 2022 | AZ | Mesquite Solar 1 | 57707 | 7 |  | OP | PV | SUN | 16 | 0.278 | 39015.906 | 140456.138 | 19317.082 | 69540.9389 | Distributed from 923 Generation And Fuel | 2012
1219 | 2022 | AZ | Mesquite Solar 1 | 57707 | 8 |  | OP | PV | SUN | 12 | 0.278 | 29261.929 | 105342.1017 | 14487.812 | 52155.706 | Distributed from 923 Generation And Fuel | 2012
1220 | 2022 | AZ | Mesquite Solar 1 | 57707 | 9 |  | OP | PV | SUN | 16 | 0.278 | 39015.906 | 140456.138 | 19317.082 | 69540.9389 | Distributed from 923 Generation And Fuel | 2012
1221 | 2022 | AZ | Mesquite Solar 2, LLC | 60307 | 1 |  | OP | PV | SUN | 100 | 0.29 | 253872 | 913931.8885 | 132414 | 476686.5865 | Distributed from 923 Generation And Fuel | 2016
1222 | 2022 | AZ | Mesquite Solar 3, LLC | 60308 | 1 |  | OP | PV | SUN | 150 | 0.348 | 457658 | 1647555.6196 | 223391 | 804201.1664 | Distributed from 923 Generation And Fuel | 2016
1223 | 2022 | AZ | Mohave County Wind Farm | 63114 | MCWF |  | OP | WT | WND | 350 | 0.339 | 1038950 | 3740190.0785 | 439831 | 1583378.933 | Distributed from 923 Generation And Fuel | 2020
1224 | 2022 | AZ | Mohave Electric at Fort Mohave | 59819 | PV1 |  | OP | PV | SUN | 4.4 | 0.249 | 9599 | 34556.1236 | 4753 | 17110.6631 | Distributed from 923 Generation And Fuel | 2015
1225 | 2022 | AZ | Mohave Electric Cooperative at Joy Lane | 63554 | PV2 |  | OP | PV | SUN | 10.9 | 0.101 | 9599 | 34556.1236 | 4753 | 17110.6631 | Distributed from 923 Generation And Fuel | 2016
1226 | 2022 | AZ | Mormon Flat | 148 | MF1 |  | OP | HY | WAT | 9.2 | 0.027 | 2187 | 7873.137 | 171 | 615.5951 | Distributed from 923 Generation And Fuel | 1926
1227 | 2022 | AZ | Mormon Flat | 148 | MF2 |  | OP | PS | WAT | 54.3 | 0.077 | 36522 | 131478.1482 | 27985 | 100745.194 | Distributed from 923 Generation And Fuel | 1971
1228 | 2022 | AZ | North Loop | 6088 | 1 |  | OP | GT | NG | 27 | 0.023 | 5470.631 | 19694.114 | 2738.071 | 9856.9767 | Distributed from 923 Generation And Fuel | 1972
1229 | 2022 | AZ | North Loop | 6088 | 2 |  | OP | GT | NG | 27 | 0.023 | 5470.631 | 19694.114 | 2738.071 | 9856.9767 | Distributed from 923 Generation And Fuel | 1972
1230 | 2022 | AZ | North Loop | 6088 | 3 |  | OP | GT | NG | 27 | 0.023 | 5470.631 | 19694.114 | 2738.071 | 9856.9767 | Distributed from 923 Generation And Fuel | 1972
1231 | 2022 | AZ | North Loop | 6088 | 4 |  | OP | GT | NG | 26.8 | 0.023 | 5430.108 | 19548.2324 | 2717.788 | 9783.9585 | Distributed from 923 Generation And Fuel | 2001
1232 | 2022 | AZ | Northwest Regional | 57403 | GEN1 |  | OP | IC | LFG | 1.6 | 0.664 | 9302.5 | 33488.7321 | 3877.5 | 13958.8883 | Distributed from 923 Generation And Fuel | 2012
1233 | 2022 | AZ | Northwest Regional | 57403 | GEN2 |  | OP | IC | LFG | 1.6 | 0.664 | 9302.5 | 33488.7321 | 3877.5 | 13958.8883 | Distributed from 923 Generation And Fuel | 2012
1234 | 2022 | AZ | Novo BioPower Plant | 56616 | G3 | 1 | OP | ST | WDS | 27.2 | 0.779 | 185726 | 668608.2511 | 82181 | 295849.2332 | EIA-923 Generator File | 2008
1235 | 2022 | AZ | Ocotillo | 116 | GT1 |  | OP | GT | NG | 53.1 | 0.109 | 50883.329 | 183178.519 | 25923.496 | 93323.839 | Distributed from 923 Generation And Fuel | 1972
1236 | 2022 | AZ | Ocotillo | 116 | GT2 |  | OP | GT | NG | 53.1 | 0.109 | 50883.329 | 183178.519 | 25923.496 | 93323.839 | Distributed from 923 Generation And Fuel | 1973
1237 | 2022 | AZ | Ocotillo | 116 | GT3 |  | OP | GT | NG | 140 | 0.109 | 134155.669 | 482956.5447 | 68348.201 | 246051.5552 | Distributed from 923 Generation And Fuel | 2019
1238 | 2022 | AZ | Ocotillo | 116 | GT4 |  | OP | GT | NG | 140 | 0.109 | 134155.669 | 482956.5447 | 68348.201 | 246051.5552 | Distributed from 923 Generation And Fuel | 2019
1239 | 2022 | AZ | Ocotillo | 116 | GT5 |  | OP | GT | NG | 140 | 0.109 | 134155.669 | 482956.5447 | 68348.201 | 246051.5552 | Distributed from 923 Generation And Fuel | 2019
1240 | 2022 | AZ | Ocotillo | 116 | GT6 |  | OP | GT | NG | 140 | 0.109 | 134155.669 | 482956.5447 | 68348.201 | 246051.5552 | Distributed from 923 Generation And Fuel | 2019
1241 | 2022 | AZ | Ocotillo | 116 | GT7 |  | OP | GT | NG | 140 | 0.109 | 134155.669 | 482956.5447 | 68348.201 | 246051.5552 | Distributed from 923 Generation And Fuel | 2019
1242 | 2022 | AZ | OE_AZ1 | 63349 | AZ1 |  | OP | PV | SUN | 32.5 | 0.274 | 78135 | 281283.7497 | 35978 | 129519.7638 | Distributed from 923 Generation And Fuel | 2020
1243 | 2022 | AZ | Palo Verde | 6008 | 1 | 1 | OP | ST | NUC | 1403.2 | 0.866 | 10647597.667 | 38331044.9528 | 4678027.667 | 16840764.8751 | Distributed from 923 Generation And Fuel | 1986
1244 | 2022 | AZ | Palo Verde | 6008 | 2 | 1 | OP | ST | NUC | 1403.2 | 0.866 | 10647597.667 | 38331044.9528 | 4678027.667 | 16840764.8751 | Distributed from 923 Generation And Fuel | 1986
1245 | 2022 | AZ | Palo Verde | 6008 | 3 | 1 | OP | ST | NUC | 1403.2 | 0.866 | 10647597.667 | 38331044.9528 | 4678027.667 | 16840764.8751 | Distributed from 923 Generation And Fuel | 1988
1246 | 2022 | AZ | Paloma Solar Hybrid | 57562 | PV1 |  | OP | PV | SUN | 17.6 | 0.219 | 33729 | 121423.4286 | 16700 | 60119.519 | Distributed from 923 Generation And Fuel | 2011
1247 | 2022 | AZ | Paradise Valley H.S. PV | 58293 | PVH |  | OP | PV | SUN | 1.3 | 0.206 | 2345 | 8441.9325 | 1161 | 4179.5666 | Distributed from 923 Generation And Fuel | 2013
1248 | 2022 | AZ | Perrin Ranch Wind LLC | 58155 | GEN1 |  | OP | WT | WND | 99.2 | 0.241 | 209743 | 755068.7594 | 70472 | 253697.1704 | Distributed from 923 Generation And Fuel | 2012
1249 | 2022 | AZ | Phoenix Airport East Economy Lot | 58708 | PAEEL |  | OP | PV | SUN | 1.1 | 0.126 | 1210 | 4355.9652 | 599 | 2156.3827 | Distributed from 923 Generation And Fuel | 2012
1250 | 2022 | AZ | Phoenix Airport Rental Car Center | 58709 | PARCC |  | OP | PV | SUN | 1.6 | 0.311 | 4359 | 15692.2745 | 2158 | 7768.7379 | Distributed from 923 Generation And Fuel | 2012
1251 | 2022 | AZ | Picture Rocks Solar, LLC | 58486 | 1 |  | OP | PV | SUN | 20 | 0.301 | 52691 | 189686.0825 | 26088 | 93916.0487 | Distributed from 923 Generation And Fuel | 2012
1252 | 2022 | AZ | Pima Community College | 62075 | PV1 |  | OP | PV | SUN | 1.1 | 0.157 | 1512 | 5443.1565 | 749 | 2696.3784 | Distributed from 923 Generation And Fuel | 2019
1253 | 2022 | AZ | Pima Community College - East Campus | 61104 | PV1 |  | OP | PV | SUN | 1.3 | 0.257 | 2928 | 10540.7157 | 1450 | 5219.9582 | Distributed from 923 Generation And Fuel | 2017
1254 | 2022 | AZ | Pima Community College NW | 63531 | 10327 |  | OP | PV | SUN | 1.3 | 0.273 | 3106 | 11181.5105 | 1538 | 5536.7557 | Distributed from 923 Generation And Fuel | 2019
1255 | 2022 | AZ | Pima Energy Storage System | 61197 | PIMA |  | OP | BA | MWH | 10 | -0.006 | -483 | -1738.7861 | -201 | -723.5942 | Distributed from 923 Generation And Fuel | 2017
1256 | 2022 | AZ | Pinal Central Energy Center Hybrid | 61678 | BA1 |  | OP | BA | MWH | 10 | -0.035 | -3045 | -10961.9123 | -1801 | -6483.5481 | Distributed from 923 Generation And Fuel | 2018
1257 | 2022 | AZ | Pinal Central Energy Center Hybrid | 61678 | PCEC |  | OP | PV | SUN | 20 | 0.359 | 62913 | 226484.9881 | 30359 | 109291.5257 | Distributed from 923 Generation And Fuel | 2018
1258 | 2022 | AZ | Poseidon Solar, LLC | 57318 | 1 |  | OP | PV | SUN | 20 | 0.299 | 52412 | 188681.6905 | 25950 | 93419.2526 | Distributed from 923 Generation And Fuel | 2011
1259 | 2022 | AZ | Poseidon Wind, LLC | 57379 | 1 |  | OP | WT | WND | 65.1 | 0.196 | 111973 | 403099.5752 | 40524 | 145885.2329 | Distributed from 923 Generation And Fuel | 2010
1260 | 2022 | AZ | Prairie Fire | 58171 | GEN1 |  | OP | PV | SUN | 4.5 | 0.209 | 8257 | 29724.9622 | 4088 | 14716.6823 | Distributed from 923 Generation And Fuel | 2012
1261 | 2022 | AZ | Prescott Airport | 56228 | PV1 |  | OP | PV | SUN | 3 | 0.149 | 3926 | 14133.4869 | 1944 | 6998.344 | Distributed from 923 Generation And Fuel | 2002
1262 | 2022 | AZ | Prescott Solar Plant | 58147 | PV1 |  | OP | PV | SUN | 10.8 | 0.242 | 22865 | 82313.3415 | 11321 | 40755.274 | Distributed from 923 Generation And Fuel | 2011
1263 | 2022 | AZ | Punkin Center Battery Storage | 61913 | B1 |  | OP | BA | MWH | 2 | 0 | 0 | 0 | 0 | 0 | Distributed from 923 Generation And Fuel | 2018
1264 | 2022 | AZ | Queen Creek Solar Farm | 57883 | GEN1 |  | OP | PV | SUN | 19 | 0.265 | 44091 | 158726.3302 | 21830 | 78587.3713 | Distributed from 923 Generation And Fuel | 2012
1265 | 2022 | AZ | Raptor Ridge | 65972 | RRS |  | OP | PV | SUN | 12.5 | 0.17 | 18601 | 66963.0643 | 12383 | 44578.4434 | Distributed from 923 Generation And Fuel | 2022
1266 | 2022 | AZ | RE Ajo 1 LLC | 57795 | 1 |  | OP | PV | SUN | 4.5 | 0.177 | 6987 | 25152.9988 | 3459 | 12452.3004 | Distributed from 923 Generation And Fuel | 2011
1267 | 2022 | AZ | RE Bagdad Solar I LLC | 57790 | 1 |  | OP | PV | SUN | 14.9 | 0.221 | 28784 | 103621.571 | 14251 | 51303.1896 | Distributed from 923 Generation And Fuel | 2011
1268 | 2022 | AZ | RE Gillespie 1 LLC | 58501 | GILL1 |  | OP | PV | SUN | 15 | 0.279 | 36709 | 132151.3428 | 18175 | 65429.4766 | Distributed from 923 Generation And Fuel | 2013
1269 | 2022 | AZ | Red Hawk | 55455 | CT1A |  | OP | CT | NG | 187.5 | 0.488 | 801603 | 2885747.714 | 314545 | 1132352.9412 | EIA-923 Generator File | 2002
1270 | 2022 | AZ | Red Hawk | 55455 | CT1B |  | OP | CT | NG | 181.6 | 0.511 | 813654 | 2929130.967 | 337667 | 1215591.4753 | EIA-923 Generator File | 2002
1271 | 2022 | AZ | Red Hawk | 55455 | CT2A |  | OP | CT | NG | 181.6 | 0.487 | 774910 | 2789653.6828 | 342359 | 1232482.5401 | EIA-923 Generator File | 2002
1272 | 2022 | AZ | Red Hawk | 55455 | CT2B |  | OP | CT | NG | 181.6 | 0.517 | 821871 | 2958711.9303 | 385155 | 1386546.9076 | EIA-923 Generator File | 2002
1273 | 2022 | AZ | Red Hawk | 55455 | ST1 | 2 | OP | CA | NG | 204 | 0.507 | 906613 | 3263780.6898 | 373116 | 1343206.8543 | EIA-923 Generator File | 2002
1274 | 2022 | AZ | Red Hawk | 55455 | ST2 | 2 | OP | CA | NG | 204 | 0.501 | 895682 | 3224429.4046 | 409287 | 1473421.4126 | EIA-923 Generator File | 2002
1275 | 2022 | AZ | Red Horse 2 | 58833 | RH2S |  | OP | PV | SUN | 51 | 0.331 | 148032 | 532910.9367 | 70124 | 252444.3804 | Distributed from 923 Generation And Fuel | 2015
1276 | 2022 | AZ | Red Horse 2 | 58833 | RH2W |  | OP | WT | WND | 30 | 0.252 | 66117 | 238019.2958 | 23657 | 85164.5187 | Distributed from 923 Generation And Fuel | 2015
1277 | 2022 | AZ | Red Horse III | 60285 | RH3 |  | OP | PV | SUN | 30 | 0.276 | 72621 | 261433.5085 | 35955 | 129436.9645 | Distributed from 923 Generation And Fuel | 2016
1278 | 2022 | AZ | Red Rock | 60467 | PV1 |  | OP | PV | SUN | 40 | 0.301 | 105347 | 379246.166 | 51536 | 185528.1158 | Distributed from 923 Generation And Fuel | 2017
1279 | 2022 | AZ | Rio Rico Solar | 59044 | RRSF |  | OP | PV | SUN | 6 | 0.15 | 7859 | 28292.1737 | 3891 | 14007.4879 | Distributed from 923 Generation And Fuel | 2014
1280 | 2022 | AZ | Roger Road WWTP | 57524 | 1 |  | OP | PV | SUN | 1.1 | 0.122 | 1180 | 4247.966 | 584 | 2102.3832 | Distributed from 923 Generation And Fuel | 2010
1281 | 2022 | AZ | Roosevelt | 149 | ROOS |  | OP | HY | WAT | 36 | 0.233 | 73385 | 264183.8865 | 33301 | 119882.6409 | Distributed from 923 Generation And Fuel | 1973
1282 | 2022 | AZ | Saddle Mountain Solar I | 58213 | AZ2 |  | OP | PV | SUN | 15 | 0.256 | 33703 | 121329.8294 | 16687 | 60072.7194 | Distributed from 923 Generation And Fuel | 2012
1283 | 2022 | AZ | Saguaro | 118 | GE1 |  | OP | GT | NG | 78.3 | 0.052 | 35356.8 | 127283.4617 | 17696.649 | 63707.4267 | Distributed from 923 Generation And Fuel | 2002
1284 | 2022 | AZ | Saguaro | 118 | GT1 |  | OP | GT | NG | 53.1 | 0.052 | 23977.6 | 86318.6695 | 12001.176 | 43203.888 | Distributed from 923 Generation And Fuel | 1972
1285 | 2022 | AZ | Saguaro | 118 | GT2 |  | OP | GT | NG | 53.1 | 0.052 | 23977.6 | 86318.6695 | 12001.176 | 43203.888 | Distributed from 923 Generation And Fuel | 1973
1286 | 2022 | AZ | Saint Solar | 63476 | SAINT |  | OP | PV | SUN | 100 | 0.338 | 296461 | 1067251.062 | 144711 | 520955.4324 | Distributed from 923 Generation And Fuel | 2021
1287 | 2022 | AZ | Sandstone Solar | 59634 | SNDST |  | OP | PV | SUN | 45 | 0.296 | 116548 | 419569.4434 | 57704 | 207732.7381 | Distributed from 923 Generation And Fuel | 2015
1288 | 2022 | AZ | Santan | 8068 | ST1 | 1 | OP | CS | NG | 103.5 | 0.107 | 96701 | 348120.815 | 61765 | 222352.2212 | EIA-923 Generator File | 1974
1289 | 2022 | AZ | Santan | 8068 | ST2 | 1 | OP | CS | NG | 103.5 | 0.15 | 135934 | 489358.4851 | 84314 | 303527.9718 | EIA-923 Generator File | 1974
1290 | 2022 | AZ | Santan | 8068 | ST3 | 1 | OP | CS | NG | 103.5 | 0.28 | 254277 | 915389.8769 | 233875 | 841943.2645 | EIA-923 Generator File | 1974
1291 | 2022 | AZ | Santan | 8068 | ST4 | 1 | OP | CS | NG | 103.5 | 0.19 | 172384 | 620577.4354 | 90434 | 325559.7955 | EIA-923 Generator File | 1975
1292 | 2022 | AZ | Santan | 8068 | ST5A |  | OP | CT | NG | 153.8 | 0.536 | 722199 | 2599895.6008 | 381181 | 1372240.6221 | EIA-923 Generator File | 2005
1293 | 2022 | AZ | Santan | 8068 | ST5B |  | OP | CT | NG | 153.8 | 0.22 | 295851 | 1065055.0796 | 155727 | 560612.7151 | EIA-923 Generator File | 2005
1294 | 2022 | AZ | Santan | 8068 | ST5S | 2 | OP | CA | NG | 314.5 | 0.245 | 675627 | 2432237.7421 | 374646 | 1348714.8103 | EIA-923 Generator File | 2005
1295 | 2022 | AZ | Santan | 8068 | ST6A |  | OP | CT | NG | 153.8 | 0.583 | 785417 | 2827478.5802 | 293727 | 1057408.7407 | EIA-923 Generator File | 2006
1296 | 2022 | AZ | Santan | 8068 | ST6S | 1 | OP | CA | NG | 136.1 | 0.477 | 568733 | 2047422.4206 | 211135 | 760079.9194 | EIA-923 Generator File | 2006
1297 | 2022 | AZ | Solana Generating Station | 56812 | GEN 1 | 1 | OP | CP | SUN | 140 | 0.284 | 347824 | 1252156.3827 | 191548.5 | 689569.0834 | Distributed from 923 Generation And Fuel | 2013
1298 | 2022 | AZ | Solana Generating Station | 56812 | GEN2 | 1 | OP | CP | SUN | 140 | 0.284 | 347824 | 1252156.3827 | 191548.5 | 689569.0834 | Distributed from 923 Generation And Fuel | 2013
1299 | 2022 | AZ | South Consolidated | 100 | SC1 |  | OP | HY | WAT | 1.4 | 0.002 | 29 | 104.3992 | 13 | 46.7996 | Distributed from 923 Generation And Fuel | 1981
1300 | 2022 | AZ | South Point Energy Center | 55177 | A |  | OP | CT | NG | 236 | 0.288 | 596254 | 2146497.228 | 140411 | 505475.5562 | EIA-923 Generator File | 2001
1301 | 2022 | AZ | South Point Energy Center | 55177 | B |  | OP | CT | NG | 236 | 0.258 | 534247 | 1923273.8138 | 226769 | 816361.8691 | EIA-923 Generator File | 2001
1302 | 2022 | AZ | South Point Energy Center | 55177 | ST1 | 2 | OP | CA | NG | 236 | 0.264 | 545100 | 1962344.3012 | 177624 | 639441.2845 | EIA-923 Generator File | 2001
1303 | 2022 | AZ | Springerville | 8223 | 1 | 1 | OP | ST | SUB | 424.8 | 0.502 | 1866500 | 6719346.2452 | 887997 | 3196763.6259 | EIA-923 Generator File | 1985 | 2027
1304 | 2022 | AZ | Springerville | 8223 | 2 | 1 | OP | ST | SUB | 424.8 | 0.401 | 1491234 | 5368399.4528 | 663645 | 2389102.8872 | EIA-923 Generator File | 1990 | 2032
1305 | 2022 | AZ | Springerville | 8223 | 3 | 1 | OP | ST | SUB | 458.1 | 0.602 | 2417049 | 8701306.7895 | 1060064 | 3816199.8704 | EIA-923 Generator File | 2006
1306 | 2022 | AZ | Springerville | 8223 | 4 | 1 | OP | ST | SUB | 458.1 | 0.337 | 1354071 | 4874616.6031 | 732340 | 2636402.9088 | EIA-923 Generator File | 2009
1307 | 2022 | AZ | Springerville | 8223 | SGSS |  | OP | PV | SUN | 3.7 | 0.133 | 4311.328 | 15520.6566 | 2059.299 | 7413.4171 | Distributed from 923 Generation And Fuel | 2001
1308 | 2022 | AZ | Springerville | 8223 | SGSS1 |  | OP | PV | SUN | 1.4 | 0.133 | 1631.313 | 5872.6798 | 779.194 | 2805.076 | Distributed from 923 Generation And Fuel | 2010
1309 | 2022 | AZ | Springerville | 8223 | WMS |  | OP | PV | SUN | 8.3 | 0.133 | 9671.358 | 34816.6103 | 4619.507 | 16630.0922 | Distributed from 923 Generation And Fuel | 2014
1310 | 2022 | AZ | Stewart Mountain | 150 | SM |  | OP | HY | WAT | 13 | 0.274 | 31174 | 112225.5022 | 14146 | 50925.1926 | Distributed from 923 Generation And Fuel | 1930
1311 | 2022 | AZ | Sulphur Springs | 60381 | SSSP |  | OP | PV | SUN | 20 | 0.304 | 53254 | 191712.8663 | 26367 | 94920.4406 | Distributed from 923 Generation And Fuel | 2016
1312 | 2022 | AZ | Sun Streams 2 | 63440 | GEN01 |  | OP | PV | SUN | 150 | 0.301 | 395420 | 1423500.612 | 191805 | 690492.4761 | Distributed from 923 Generation And Fuel | 2021
1313 | 2022 | AZ | Sun Streams, LLC | 60827 | GEN01 |  | OP | PV | SUN | 160 | 0.29 | 406963 | 1465055.0796 | 196065 | 705828.3534 | Distributed from 923 Generation And Fuel | 2020
1314 | 2022 | AZ | Sundance | 55522 | CT1 |  | OP | GT | NG | 60.5 | 0.074 | 39034.5 | 140523.0758 | 16263.5 | 58548.1316 | Distributed from 923 Generation And Fuel | 2002
1315 | 2022 | AZ | Sundance | 55522 | CT10 |  | OP | GT | NG | 60.5 | 0.074 | 39034.5 | 140523.0758 | 16263.5 | 58548.1316 | Distributed from 923 Generation And Fuel | 2002
1316 | 2022 | AZ | Sundance | 55522 | CT2 |  | OP | GT | NG | 60.5 | 0.074 | 39034.5 | 140523.0758 | 16263.5 | 58548.1316 | Distributed from 923 Generation And Fuel | 2002
1317 | 2022 | AZ | Sundance | 55522 | CT3 |  | OP | GT | NG | 60.5 | 0.074 | 39034.5 | 140523.0758 | 16263.5 | 58548.1316 | Distributed from 923 Generation And Fuel | 2002
1318 | 2022 | AZ | Sundance | 55522 | CT4 |  | OP | GT | NG | 60.5 | 0.074 | 39034.5 | 140523.0758 | 16263.5 | 58548.1316 | Distributed from 923 Generation And Fuel | 2002
1319 | 2022 | AZ | Sundance | 55522 | CT5 |  | OP | GT | NG | 60.5 | 0.074 | 39034.5 | 140523.0758 | 16263.5 | 58548.1316 | Distributed from 923 Generation And Fuel | 2002
1320 | 2022 | AZ | Sundance | 55522 | CT6 |  | OP | GT | NG | 60.5 | 0.074 | 39034.5 | 140523.0758 | 16263.5 | 58548.1316 | Distributed from 923 Generation And Fuel | 2002
1321 | 2022 | AZ | Sundance | 55522 | CT7 |  | OP | GT | NG | 60.5 | 0.074 | 39034.5 | 140523.0758 | 16263.5 | 58548.1316 | Distributed from 923 Generation And Fuel | 2002
1322 | 2022 | AZ | Sundance | 55522 | CT8 |  | OP | GT | NG | 60.5 | 0.074 | 39034.5 | 140523.0758 | 16263.5 | 58548.1316 | Distributed from 923 Generation And Fuel | 2002
1323 | 2022 | AZ | Sundance | 55522 | CT9 |  | OP | GT | NG | 60.5 | 0.074 | 39034.5 | 140523.0758 | 16263.5 | 58548.1316 | Distributed from 923 Generation And Fuel | 2002
1324 | 2022 | AZ | T0588 Phoenix - AZ | 61199 | PV1 |  | OP | PV | SUN | 1.2 | 0.249 | 2620 | 9431.9245 | 1297 | 4669.1626 | Distributed from 923 Generation And Fuel | 2017
1325 | 2022 | AZ | Tech Park Solar | 59455 | TECHP |  | OP | PV | SUN | 5 | 0.318 | 13924 | 50125.999 | 6894 | 24818.2015 | Distributed from 923 Generation And Fuel | 2012
1326 | 2022 | AZ | UASTP I | 57392 | UATP1 |  | OP | PV | SUN | 1.2 | 0.03 | 320 | 1151.9908 | 158 | 568.7954 | Distributed from 923 Generation And Fuel | 2010
1327 | 2022 | AZ | Union HS at Casa Grande | 58516 | PV1 |  | OP | PV | SUN | 1.6 | 0.206 | 2886 | 10389.5169 | 1429 | 5144.3588 | Distributed from 923 Generation And Fuel | 2012
1328 | 2022 | AZ | University of Arizona - Biosphere 2 | 54594 | G-1 |  | SB | IC | DFO | 1.5 | 0.002 | 25.645 | 92.3213 | 12.097 | 43.5489 | Distributed from 923 Generation And Fuel | 1990
1329 | 2022 | AZ | University of Arizona - Biosphere 2 | 54594 | G-4 |  | SB | IC | NG | 1.6 | 0.002 | 27.355 | 98.4772 | 12.903 | 46.4504 | Distributed from 923 Generation And Fuel | 2000
1330 | 2022 | AZ | Valencia | 6515 | GT1 |  | SB | GT | NG | 18 | 0.004 | 563.333 | 2027.9826 | 282 | 1015.1919 | Distributed from 923 Generation And Fuel | 1989
1331 | 2022 | AZ | Valencia | 6515 | GT2 |  | SB | GT | NG | 18 | 0.004 | 563.333 | 2027.9826 | 282 | 1015.1919 | Distributed from 923 Generation And Fuel | 1989
1332 | 2022 | AZ | Valencia | 6515 | GT3 |  | SB | GT | NG | 18 | 0.004 | 563.333 | 2027.9826 | 282 | 1015.1919 | Distributed from 923 Generation And Fuel | 1989
1333 | 2022 | AZ | Valencia | 6515 | GT4 |  | OP | GT | NG | 54 | 0.004 | 1690 | 6083.9513 | 846 | 3045.5756 | Distributed from 923 Generation And Fuel | 2006
1334 | 2022 | AZ | Valencia Solar | 59454 | VALEN |  | OP | PV | SUN | 10 | 0.296 | 25959 | 93451.6524 | 12853 | 46270.4298 | Distributed from 923 Generation And Fuel | 2013
1335 | 2022 | AZ | Vista Grande HS at Casa Grande | 58517 | PV1 |  | OP | PV | SUN | 1.4 | 0.224 | 2751 | 9903.5208 | 1362 | 4903.1608 | Distributed from 923 Generation And Fuel | 2012
1336 | 2022 | AZ | Waddell | 7164 | PG3 |  | OP | PS | WAT | 10 | -0.031 | -2734.75 | -9845.0212 | 7170.25 | 25812.6935 | Distributed from 923 Generation And Fuel | 1993
1337 | 2022 | AZ | Waddell | 7164 | PG6 |  | OP | PS | WAT | 10 | -0.031 | -2734.75 | -9845.0212 | 7170.25 | 25812.6935 | Distributed from 923 Generation And Fuel | 1993
1338 | 2022 | AZ | Waddell | 7164 | PG7 |  | OP | PS | WAT | 10 | -0.031 | -2734.75 | -9845.0212 | 7170.25 | 25812.6935 | Distributed from 923 Generation And Fuel | 1993
1339 | 2022 | AZ | Waddell | 7164 | PS1 |  | OP | PS | WAT | 10 | -0.031 | -2734.75 | -9845.0212 | 7170.25 | 25812.6935 | Distributed from 923 Generation And Fuel | 1993
1340 | 2022 | AZ | Walmart Casa Grande | 57939 | 1 |  | OP | PV | SUN | 1 | 0.135 | 1183 | 4258.7659 | 585.5 | 2107.7831 | Distributed from 923 Generation And Fuel | 2011
1341 | 2022 | AZ | Walmart Casa Grande | 57939 | 2 |  | OP | PV | SUN | 1 | 0.135 | 1183 | 4258.7659 | 585.5 | 2107.7831 | Distributed from 923 Generation And Fuel | 2011
1342 | 2022 | AZ | West Line Solar, LLC | 66125 | WESTL |  | OP | PV | SUN | 100 | 0.007 | 6447 | 23209.0143 | 0 | 0 | Distributed from 923 Generation And Fuel | 2022
1343 | 2022 | AZ | West Phoenix | 117 | 1B | 1 | OP | CS | NG | 132 | 0.14 | 161736 | 582244.942 | 121258 | 436525.3078 | EIA-923 Generator File | 1976
1344 | 2022 | AZ | West Phoenix | 117 | 2B | 1 | OP | CS | NG | 132 | 0.131 | 151722 | 546194.8304 | 99298 | 357469.9402 | EIA-923 Generator File | 1976
1345 | 2022 | AZ | West Phoenix | 117 | 3B | 1 | OP | CS | NG | 132 | 0.155 | 179033 | 644513.6439 | 100411 | 361476.7082 | EIA-923 Generator File | 1976
1346 | 2022 | AZ | West Phoenix | 117 | C4-1 |  | OP | CT | NG | 91 | 0.319 | 253921 | 914108.2871 | 155568 | 560040.3197 | EIA-923 Generator File | 2001
1347 | 2022 | AZ | West Phoenix | 117 | C4-2 | 1 | OP | CA | NG | 44.6 | 0 | 0 | 0 | 0 | 0 | EIA-923 Generator File | 2001
1348 | 2022 | AZ | West Phoenix | 117 | C5-1 |  | OP | CT | NG | 184.5 | 0.266 | 429316 | 1545525.2358 | 261212 | 940355.6772 | EIA-923 Generator File | 2003
1349 | 2022 | AZ | West Phoenix | 117 | C5-2 |  | OP | CT | NG | 184.5 | 0.345 | 557875 | 2008333.9333 | 274867 | 989513.2839 | EIA-923 Generator File | 2003
1350 | 2022 | AZ | West Phoenix | 117 | C5-3 | 2 | OP | CA | NG | 200.6 | 0.323 | 568235 | 2045629.635 | 315186 | 1134660.5227 | EIA-923 Generator File | 2003
1351 | 2022 | AZ | West Phoenix | 117 | GT1 |  | OP | GT | NG | 53.1 | 0.016 | 7357 | 26484.9881 | 3492.5 | 12572.8994 | Distributed from 923 Generation And Fuel | 1972
1352 | 2022 | AZ | West Phoenix | 117 | GT2 |  | OP | GT | NG | 53.1 | 0.016 | 7357 | 26484.9881 | 3492.5 | 12572.8994 | Distributed from 923 Generation And Fuel | 1973
1353 | 2022 | AZ | Western Renewable Energy | 56358 | 1 |  | OS | ST | WDS | 3 |  | GENYRONL: 2004
1354 | 2022 | AZ | Wilmot Energy Center LLC | 64426 | WIL |  | OP | PV | SUN | 130 | 0.249 | 283896 | 1022017.4239 | 134507 | 484221.3262 | Distributed from 923 Generation And Fuel | 2021
1355 | 2022 | AZ | Wilmot Energy Center LLC | 64426 | WILBA |  | OP | BA | MWH | 30 | -0.01 | -2731 | -9831.5213 | -1405 | -5057.9595 | Distributed from 923 Generation And Fuel | 2021
1356 | 2022 | AZ | Yucca | 120 | GT1 |  | OP | GT | NG | 23.6 | 0.064 | 13332.082 | 47995.1112 | 7961.285 | 28660.3967 | Distributed from 923 Generation And Fuel | 1971
1357 | 2022 | AZ | Yucca | 120 | GT2 |  | OP | GT | NG | 23.6 | 0.064 | 13332.082 | 47995.1112 | 7961.285 | 28660.3967 | Distributed from 923 Generation And Fuel | 1971
1358 | 2022 | AZ | Yucca | 120 | GT21 |  | OP | GT | DFO | 25.3 | 0.064 | 14292.443 | 51452.3832 | 8534.768 | 30724.919 | Distributed from 923 Generation And Fuel | 1978
1359 | 2022 | AZ | Yucca | 120 | GT3 |  | OP | GT | NG | 72.4 | 0.064 | 40900.115 | 147239.2361 | 24423.604 | 87924.271 | Distributed from 923 Generation And Fuel | 1973
1360 | 2022 | AZ | Yucca | 120 | GT4 |  | OP | GT | DFO | 72.4 | 0.064 | 40900.115 | 147239.2361 | 24423.604 | 87924.271 | Distributed from 923 Generation And Fuel | 1974
1361 | 2022 | AZ | Yucca | 120 | GT5 |  | OP | GT | NG | 60.5 | 0.064 | 34177.582 | 123038.3109 | 20409.227 | 73472.6294 | Distributed from 923 Generation And Fuel | 2008
1362 | 2022 | AZ | Yucca | 120 | GT6 |  | OP | GT | NG | 60.5 | 0.064 | 34177.582 | 123038.3109 | 20409.227 | 73472.6294 | Distributed from 923 Generation And Fuel | 2008
1363 | 2022 | AZ | Yucca | 120 | ST1 | 1 | OP | ST | NG | 86.7 | 0.135 | 102331 | 368388.6529 | 53293 | 191853.2652 | EIA-923 Generator File | 1959
1364 | 2022 | AZ | Yuma Cogeneration Associates | 54694 | GEN1 |  | OP | CT | NG | 44.1 | 0.083 | 31896 | 114824.6814 | 12955 | 46637.6269 | EIA-923 Generator File | 1994
1365 | 2022 | AZ | Yuma Cogeneration Associates | 54694 | GEN2 | 1 | OP | CA | NG | 18.5 | 0.094 | 15283 | 55018.3599 | 6672 | 24019.0078 | EIA-923 Generator File | 1994
1366 | 2022 | CA | 1420 Coil Av #C | 57310 | 1 |  | RE | PV | SUN | 1.3 | 0 | 0 | 0 | 0 | 0 | Distributed from 923 Generation And Fuel | 2011 | 2022
1367 | 2022 | CA | 20333 Normandie PV, LLC | 65331 | NORMA |  | OP | PV | SUN | 2.6 |  | GENYRONL: 2021
1368 | 2022 | CA | 20701 Plummer PV, LLC | 65794 | VSPRC |  | OP | PV | SUN | 1.5 | 0.089 | 1170 | 4211.9663 | 731 | 2631.5789 | Distributed from 923 Generation And Fuel | 2022
1369 | 2022 | CA | 2081 Terzian Solar Project | 58918 | 2081 |  | OP | PV | SUN | 1.2 | 0.28 | 2945 | 10601.9152 | 1549 | 5576.3554 | Distributed from 923 Generation And Fuel | 2014
1370 | 2022 | CA | 2097 Helton Solar Project | 58920 | 2097 |  | OP | PV | SUN | 1.5 | 0.256 | 3368 | 12124.703 | 1771 | 6375.549 | Distributed from 923 Generation And Fuel | 2014
1371 | 2022 | CA | 2127 Harris Solar Project | 58919 | 2127 |  | OP | PV | SUN | 1.3 | 0.177 | 2015 | 7253.942 | 1060 | 3815.9695 | Distributed from 923 Generation And Fuel | 2014
1372 | 2022 | CA | 2555 E Olympic Bl | 57871 | 1 |  | OP | PV | SUN | 1 |  | GENYRONL: 2012
1373 | 2022 | CA | 85 A | 52162 | MON1 |  | OP | WT | WND | 21.3 | 0.355 | 66231 | 238429.6926 | 35060 | 126214.9903 | Distributed from 923 Generation And Fuel | 2021
1374 | 2022 | CA | 85 B | 52163 | MON2 |  | OP | WT | WND | 25.2 | 0.411 | 90742 | 326668.5867 | 48036 | 172928.2166 | Distributed from 923 Generation And Fuel | 2021
1375 | 2022 | CA | 8500 Balboa PV, LLC | 65330 | BALB1 |  | OP | PV | SUN | 2.4 | 0.184 | 3867 | 13921.0886 | 2146.5 | 7727.3382 | Distributed from 923 Generation And Fuel | 2022
1376 | 2022 | CA | 8500 Balboa PV, LLC | 65330 | VSPRC |  | OP | PV | SUN | 0.8 | 0.184 | 1289 | 4640.3629 | 715.5 | 2575.7794 | Distributed from 923 Generation And Fuel | 2022
1377 | 2022 | CA | 9150 Hermosa Solar GM | 66622 | VSPRC |  | OP | PV | SUN | 1.3 |  | GENYRONL: 2022
1378 | 2022 | CA | A G Wishon | 293 | 1 |  | OP | HY | WAT | 3.2 | 0.23 | 6456.5 | 23243.2141 | 3250 | 11699.9064 | Distributed from 923 Generation And Fuel | 1910
1379 | 2022 | CA | A G Wishon | 293 | 2 |  | OP | HY | WAT | 3.2 | 0.23 | 6456.5 | 23243.2141 | 3250 | 11699.9064 | Distributed from 923 Generation And Fuel | 1910
1380 | 2022 | CA | A G Wishon | 293 | 3 |  | OP | HY | WAT | 3.2 | 0.23 | 6456.5 | 23243.2141 | 3250 | 11699.9064 | Distributed from 923 Generation And Fuel | 1910
1381 | 2022 | CA | A G Wishon | 293 | 4 |  | OP | HY | WAT | 3.2 | 0.23 | 6456.5 | 23243.2141 | 3250 | 11699.9064 | Distributed from 923 Generation And Fuel | 1910
1382 | 2022 | CA | ABEC #2 dba West-Star Dairy | 61501 | GEN1 |  | OP | IC | OBG | 1 | 0.937 | 8212 | 29562.9635 | 3413 | 12286.7017 | Distributed from 923 Generation And Fuel | 2018
1383 | 2022 | CA | ABEC #3 dba Lakeview Dairy | 61502 | GEN1 |  | OP | IC | OBG | 1 | 0.872 | 7636 | 27489.3801 | 3174 | 11426.3086 | Distributed from 923 Generation And Fuel | 2018
1384 | 2022 | CA | ABEC #4 dba CE&S Dairy | 61503 | GEN1 |  | OP | IC | OBG | 1 | 0.905 | 7924 | 28526.1718 | 3294 | 11858.3051 | Distributed from 923 Generation And Fuel | 2018
1385 | 2022 | CA | ABEC Bidart-Old River LLC | 58699 | GEN 1 |  | OP | IC | OBG | 1 | 0.747 | 6542 | 23551.0116 | 2719.5 | 9790.1217 | Distributed from 923 Generation And Fuel | 2013
1386 | 2022 | CA | ABEC Bidart-Old River LLC | 58699 | GEN 2 |  | OP | IC | OBG | 1 | 0.747 | 6542 | 23551.0116 | 2719.5 | 9790.1217 | Distributed from 923 Generation And Fuel | 2013
1387 | 2022 | CA | Abel Road Bioenergy | 65517 | BMORC |  | OP | OT | AB | 4 | 0.264 | 9260 | 33335.7333 | 4770 | 17171.8626 | Distributed from 923 Generation And Fuel | 2022
1388 | 2022 | CA | Acorn I Energy Storage LLC | 62874 | ACOR1 |  | OP | BA | MWH | 2 | -0.008 | -148 | -532.7957 | -63 | -226.7982 | Distributed from 923 Generation And Fuel | 2021
1389 | 2022 | CA | Adapture CA2, LLC | 59978 | ECA22 |  | OP | PV | SUN | 1.5 | 0.27 | 3546 | 12765.4979 | 1865 | 6713.9463 | Distributed from 923 Generation And Fuel | 2016
1390 | 2022 | CA | Adelanto Solar II, LLC | 59440 | SAS |  | OP | PV | SUN | 7 | 0.27 | 16560 | 59615.5231 | 8708 | 31348.5492 | Distributed from 923 Generation And Fuel | 2015
1391 | 2022 | CA | Adelanto Solar Project | 57305 | 1 |  | OP | PV | SUN | 6.8 | 0.19 | 11297 | 40668.8746 | 5940 | 21383.8289 | Distributed from 923 Generation And Fuel | 2012
1392 | 2022 | CA | Adelanto Solar, LLC | 59441 | SAS |  | OP | PV | SUN | 20 | 0.287 | 50351 | 181262.1499 | 26477 | 95316.4375 | Distributed from 923 Generation And Fuel | 2015
1393 | 2022 | CA | Adera Solar | 60027 | ADERA |  | OP | PV | SUN | 20 | 0.151 | 26369 | 94927.6406 | 13866 | 49917.2007 | Distributed from 923 Generation And Fuel | 2015
1394 | 2022 | CA | Adobe San Jose | 57811 | ADB00 |  | OP | FC | NG | 0.8 | 0 | 0 | 0 | 0 | 0 | Distributed from 923 Generation And Fuel | 2010
1395 | 2022 | CA | Adobe San Jose | 57811 | ADB01 |  | OP | FC | NG | 0.4 | 0 | 0 | 0 | 0 | 0 | Distributed from 923 Generation And Fuel | 2010
1396 | 2022 | CA | Adobe Solar | 57651 | FRV3 |  | OP | PV | SUN | 20 | 0.251 | 43942 | 158189.9345 | 23107 | 83184.5345 | Distributed from 923 Generation And Fuel | 2014
1397 | 2022 | CA | Aera San Ardo Cogen Facility | 55184 | UN-A |  | OS | GT | NG | 3 | 0.41 | 10781.613 | 38813.4963 | 4888.548 | 17598.632 | Distributed from 923 Generation And Fuel | 1989
1398 | 2022 | CA | Aera San Ardo Cogen Facility | 55184 | UN-B |  | OP | GT | NG | 3.2 | 0.41 | 11500.387 | 41401.062 | 5214.452 | 18771.877 | Distributed from 923 Generation And Fuel | 1989
1399 | 2022 | CA | Aerojet I | 57697 | 1 |  | OP | PV | SUN | 3 | 0.225 | 5919 | 21308.2295 | 3112 | 11203.1104 | Distributed from 923 Generation And Fuel | 2009
1400 | 2022 | CA | Aerojet II | 57698 | 1 |  | OP | PV | SUN | 2.2 | 0.199 | 3826 | 13773.4898 | 2012 | 7243.1421 | Distributed from 923 Generation And Fuel | 2010
1401 | 2022 | CA | Aerolease | 61718 | APLEX |  | OP | PV | SUN | 1.3 | 0.169 | 1924 | 6926.3446 | 1012 | 3643.1709 | Distributed from 923 Generation And Fuel | 2018
1402 | 2022 | CA | AES Alamitos Energy Center | 62115 | 1A |  | OP | CT | NG | 231 | 0.532 | 1075821 | 3872924.6166 | 439667 | 1582788.5377 | EIA-923 Generator File | 2020
1403 | 2022 | CA | AES Alamitos Energy Center | 62115 | 1B |  | OP | CT | NG | 231 | 0.56 | 1132259 | 4076099.7912 | 473925 | 1706116.3511 | EIA-923 Generator File | 2020
1404 | 2022 | CA | AES Alamitos Energy Center | 62115 | 1S | 2 | OP | CA | NG | 216 | 0.657 | 1243782 | 4477579.3794 | 519643 | 1870699.8344 | EIA-923 Generator File | 2020
1405 | 2022 | CA | AES Alamitos LLC | 315 | 3 | 1 | OP | ST | NG | 310 | 0.098 | 267469 | 962880.697 | 154538 | 556332.3493 | EIA-923 Generator File | 1961 | 2026
1406 | 2022 | CA | AES Alamitos LLC | 315 | 4 | 1 | OP | ST | NG | 310 | 0.094 | 254622 | 916631.8669 | 162994 | 586773.7058 | EIA-923 Generator File | 1962 | 2026
1407 | 2022 | CA | AES Alamitos LLC | 315 | 5 | 1 | OP | ST | NG | 495 | 0.025 | 108384 | 390179.2786 | 104349 | 375653.3948 | EIA-923 Generator File | 1964 | 2026
1408 | 2022 | CA | AES ES Alamitos, LLC | 61204 | ALMTS |  | OP | BA | MWH | 100 | -0.018 | -15513 | -55846.3532 | -6327 | -22777.0178 | Distributed from 923 Generation And Fuel | 2021
1409 | 2022 | CA | AES Huntington Beach Energy Project | 62116 | 1A |  | OP | CT | NG | 231 | 0.63 | 1275575 | 4592033.2637 | 547200 | 1969904.2408 | EIA-923 Generator File | 2020
1410 | 2022 | CA | AES Huntington Beach Energy Project | 62116 | 1B |  | OP | CT | NG | 231 | 0.618 | 1250882 | 4503139.1749 | 544190 | 1959068.3275 | EIA-923 Generator File | 2020
1411 | 2022 | CA | AES Huntington Beach Energy Project | 62116 | 1S | 2 | OP | CA | NG | 237.2 | 0.668 | 1388539 | 4998700.4104 | 600803 | 2162873.497 | EIA-923 Generator File | 2020
1412 | 2022 | CA | AES Huntington Beach LLC | 335 | 2 | 1 | OP | ST | NG | 218 | 0.056 | 106269 | 382565.3395 | 104132 | 374872.201 | EIA-923 Generator File | 1958 | 2026
1413 | 2022 | CA | AES Redondo Beach LLC | 356 | 5 | 1 | OP | ST | NG | 163.2 | 0.035 | 50472 | 181697.7464 | 43573 | 156861.5451 | EIA-923 Generator File | 1954 | 2023
1414 | 2022 | CA | AES Redondo Beach LLC | 356 | 6 | 1 | OP | ST | NG | 163.2 | 0.04 | 57579 | 207282.7417 | 45992 | 165569.8754 | EIA-923 Generator File | 1957 | 2023
1415 | 2022 | CA | AES Redondo Beach LLC | 356 | 8 | 1 | OP | ST | NG | 495 | 0.026 | 111120 | 400028.7998 | 106090 | 381920.9446 | EIA-923 Generator File | 1967 | 2023
1416 | 2022 | CA | Agnews Power Plant | 50748 | GEN1 |  | OP | CT | NG | 24.4 | 0.094 | 20037 | 72132.6229 | 9084.82 | 32705.0904 | EIA-923 Generator File | 1990
1417 | 2022 | CA | Agnews Power Plant | 50748 | GEN2 |  | OP | CA | NG | 7.6 | 0.079 | 5277 | 18997.048 | 2392.603 | 8613.3019 | EIA-923 Generator File | 1990
1418 | 2022 | CA | Agriculture Capital - Legacy Packing | 66797 | P4376 |  | OP | PV | SUN | 1.6 | 0 | 0 | 0 | 0 | 0 | Distributed from 923 Generation And Fuel | 2022
1419 | 2022 | CA | AGT000 Stevens Creek Fuel Cell | 63699 | AGT0A |  | OP | FC | NG | 1.2 | 0.754 | 7928.727 | 28543.1889 | 3595.091 | 12942.2241 | Distributed from 923 Generation And Fuel | 2018
1420 | 2022 | CA | AGT000 Stevens Creek Fuel Cell | 63699 | AGT0B |  | OP | FC | NG | 1 | 0.754 | 6607.273 | 23785.9925 | 2995.909 | 10785.1861 | Distributed from 923 Generation And Fuel | 2018
1421 | 2022 | CA | Agua Mansa Power Plant | 55951 | AMP1 |  | OP | GT | NG | 60.5 | 0.024 | 12742 | 45870.833 | 5777 | 20797.0336 | Distributed from 923 Generation And Fuel | 2003
1422 | 2022 | CA | Aidlin Geothermal Power Plant | 52158 | GEN1 |  | OP | ST | GEO | 12.5 | 0.388 | 42447.5 | 152809.7775 | 17789.5 | 64041.6877 | Distributed from 923 Generation And Fuel | 1989
1423 | 2022 | CA | Aidlin Geothermal Power Plant | 52158 | GEN2 |  | OP | ST | GEO | 12.5 | 0.388 | 42447.5 | 152809.7775 | 17789.5 | 64041.6877 | Distributed from 923 Generation And Fuel | 1989
1424 | 2022 | CA | Alameda | 7450 | 1 |  | OP | GT | NG | 27.4 | 0.032 | 7782.5 | 28016.7759 | 3528.5 | 12702.4984 | Distributed from 923 Generation And Fuel | 1986
1425 | 2022 | CA | Alameda | 7450 | 2 |  | OP | GT | NG | 27.4 | 0.032 | 7782.5 | 28016.7759 | 3528.5 | 12702.4984 | Distributed from 923 Generation And Fuel | 1986
1426 | 2022 | CA | Alamo | 905 | 1 |  | OP | HY | WAT | 19.6 | 0.063 | 10885 | 39185.6865 | 5479 | 19724.2422 | Distributed from 923 Generation And Fuel | 1986
1427 | 2022 | CA | Alamo Solar | 59469 | ALAMO |  | OP | PV | SUN | 20 | 0.299 | 52418 | 188703.2904 | 27564 | 99229.6062 | Distributed from 923 Generation And Fuel | 2015
1428 | 2022 | CA | Algonquin Power Sanger LLC | 57564 | CTG |  | OP | CT | NG | 49 | 0.347 | 148876 | 535949.3124 | 97656 | 351558.7875 | EIA-923 Generator File | 2007
1429 | 2022 | CA | Algonquin Power Sanger LLC | 57564 | STG2 | 1 | OP | CA | NG | 12.5 | 0.257 | 28091 | 101126.791 | 18838 | 67816.2575 | EIA-923 Generator File | 2012
1430 | 2022 | CA | Algonquin SKIC 10 Solar, LLC | 60242 | SKI10 |  | OP | PV | SUN | 10 | 0.215 | 18873 | 67942.2565 | 9924 | 35726.1142 | Distributed from 923 Generation And Fuel | 2017
1431 | 2022 | CA | Algonquin SKIC20 Solar LLC | 59412 | SKI20 |  | OP | PV | SUN | 20 | 0.277 | 48452 | 174425.8046 | 25478 | 91720.0662 | Distributed from 923 Generation And Fuel | 2015
1432 | 2022 | CA | Allergan | 63609 | ALRGN |  | OP | BA | MWH | 1.5 |  | GENYRONL: 2019
1433 | 2022 | CA | Almond Power Plant | 7315 | 1 |  | OP | GT | NG | 49.5 | 0.148 | 64242.584 | 231271.4522 | 26753.477 | 96311.7467 | Distributed from 923 Generation And Fuel | 1996
1434 | 2022 | CA | Almond Power Plant | 7315 | 2 |  | OP | GT | NG | 58 | 0.148 | 75274.139 | 270984.7325 | 31347.508 | 112850.126 | Distributed from 923 Generation And Fuel | 2012
1435 | 2022 | CA | Almond Power Plant | 7315 | 3 |  | OP | GT | NG | 58 | 0.148 | 75274.139 | 270984.7325 | 31347.508 | 112850.126 | Distributed from 923 Generation And Fuel | 2012
1436 | 2022 | CA | Almond Power Plant | 7315 | 4 |  | OP | GT | NG | 58 | 0.148 | 75274.139 | 270984.7325 | 31347.508 | 112850.126 | Distributed from 923 Generation And Fuel | 2012
1437 | 2022 | CA | Alpaugh 50 | 58003 | SPS50 |  | OP | PV | SUN | 50 | 0.262 | 114756 | 413118.2951 | 60343 | 217233.0621 | Distributed from 923 Generation And Fuel | 2012
1438 | 2022 | CA | Alpaugh North | 58002 | SPS |  | OP | PV | SUN | 20 | 0.267 | 46726 | 168212.2543 | 24570 | 88451.2924 | Distributed from 923 Generation And Fuel | 2012
1439 | 2022 | CA | Alpine Solar | 57295 | 1 |  | OP | PV | SUN | 66 | 0.284 | 164018 | 590460.0763 | 86247 | 310486.7161 | Distributed from 923 Generation And Fuel | 2013
1440 | 2022 | CA | Alta Powerhouse | 214 | 1 |  | OP | HY | WAT | 1 | 0.442 | 3875 | 13949.8884 | 1951 | 7023.5438 | Distributed from 923 Generation And Fuel | 1902
1441 | 2022 | CA | Alta Wind Energy Center I | 57282 | AW01 |  | OP | WT | WND | 150 | 0.287 | 377327 | 1358366.3331 | 199744 | 719072.6474 | Distributed from 923 Generation And Fuel | 2011
1442 | 2022 | CA | Alta Wind Energy Center II | 57291 | AW02 |  | OP | WT | WND | 150 | 0.262 | 344813 | 1241316.8695 | 182532 | 657109.9431 | Distributed from 923 Generation And Fuel | 2011
1443 | 2022 | CA | Alta Wind Energy Center III | 57292 | AW03 |  | OP | WT | WND | 150 | 0.263 | 345312 | 1243113.2551 | 182797 | 658063.9355 | Distributed from 923 Generation And Fuel | 2011
1444 | 2022 | CA | Alta Wind Energy Center IV | 57293 | AW04 |  | OP | WT | WND | 102 | 0.196 | 175557 | 632000.144 | 92934 | 334559.7235 | Distributed from 923 Generation And Fuel | 2011
1445 | 2022 | CA | Alta Wind Energy Center V | 57294 | AW05 |  | OP | WT | WND | 168 | 0.186 | 273796 | 985657.7147 | 144938 | 521772.6258 | Distributed from 923 Generation And Fuel | 2011
1446 | 2022 | CA | Alta Wind VIII | 57835 | AW08 |  | OP | WT | WND | 150 | 0.148 | 195054 | 702188.7825 | 103255 | 371715.0263 | Distributed from 923 Generation And Fuel | 2012
1447 | 2022 | CA | Alta Wind X | 58394 | AW10 |  | OP | WT | WND | 138 | 0.309 | 372952 | 1342616.4591 | 197428 | 710735.1141 | Distributed from 923 Generation And Fuel | 2014
1448 | 2022 | CA | Alta Wind XI | 58395 | AW11 |  | OP | WT | WND | 90 | 0.328 | 258787 | 931625.747 | 136993 | 493170.8546 | Distributed from 923 Generation And Fuel | 2014
1449 | 2022 | CA | AltaGas Ripon Energy Inc. | 50299 | GEN1 |  | OP | GT | NG | 49.5 | 0.009 | 3912 | 14083.0873 | 3274 | 11786.3057 | Distributed from 923 Generation And Fuel | 1988
1450 | 2022 | CA | Altamont Gas Recovery | 50571 | GEN1 |  | OP | GT | LFG | 3 | 0.615 | 16173 | 58222.3342 | 6722.5 | 24200.8064 | Distributed from 923 Generation And Fuel | 1989
1451 | 2022 | CA | Altamont Gas Recovery | 50571 | GEN2 |  | OP | GT | LFG | 3 | 0.615 | 16173 | 58222.3342 | 6722.5 | 24200.8064 | Distributed from 923 Generation And Fuel | 1989
1452 | 2022 | CA | Alticor Inc - Solar Project | 63303 | AISP |  | OP | PV | SUN | 1.2 | 0.157 | 1646 | 5925.5526 | 866 | 3117.5751 | Distributed from 923 Generation And Fuel | 2017
1453 | 2022 | CA | Amazon - Patterson PV | 61377 | PATT1 |  | OP | PV | SUN | 2.5 | 0 | 0 | 0 | 0 | 0 | Distributed from 923 Generation And Fuel | 2017
1454 | 2022 | CA | Amazon PSP1 | 64751 | 267 |  | OP | PV | SUN | 3.8 | 0.241 | 8006 | 28821.3694 | 4210 | 15155.8788 | Distributed from 923 Generation And Fuel | 2021
1455 | 2022 | CA | Amazon San Bernardino | 59800 | AMZ00 |  | OP | FC | NG | 1.1 | 0.624 | 6017 | 21661.0267 | 2728 | 9820.7214 | Distributed from 923 Generation And Fuel | 2014
1456 | 2022 | CA | Amedee Geothermal Venture I | 50964 | IND |  | OP | ST | GEO | 1.5 | 0 | 0 | 0 | 0 | 0 | Distributed from 923 Generation And Fuel | 1988
1457 | 2022 | CA | Amedee Geothermal Venture I | 50964 | SYN |  | OP | ST | GEO | 1.5 | 0 | 0 | 0 | 0 | 0 | Distributed from 923 Generation And Fuel | 1988
1458 | 2022 | CA | Ameresco Butte County | 57771 | 1 |  | OP | IC | LFG | 2.3 | 0.703 | 14160 | 50975.5922 | 5886 | 21189.4305 | Distributed from 923 Generation And Fuel | 2013
1459 | 2022 | CA | Ameresco Chiquita Canyon | 56898 | 1 |  | OP | GT | LFG | 4.6 | 0.486 | 19586.5 | 70510.8359 | 8141.5 | 29309.1655 | Distributed from 923 Generation And Fuel | 2010
1460 | 2022 | CA | Ameresco Chiquita Canyon | 56898 | 2 |  | OP | GT | LFG | 4.6 | 0.486 | 19586.5 | 70510.8359 | 8141.5 | 29309.1655 | Distributed from 923 Generation And Fuel | 2010
1461 | 2022 | CA | Ameresco Forward | 58437 | ENG1 |  | OP | IC | LFG | 2.2 | 0.751 | 14469.5 | 52089.7833 | 6014.5 | 21652.0268 | Distributed from 923 Generation And Fuel | 2014
1462 | 2022 | CA | Ameresco Forward | 58437 | ENG2 |  | OP | IC | LFG | 2.2 | 0.751 | 14469.5 | 52089.7833 | 6014.5 | 21652.0268 | Distributed from 923 Generation And Fuel | 2014
1463 | 2022 | CA | Ameresco Johnson Canyon | 58397 | ENG1 |  | OP | IC | LFG | 1.4 | 0.827 | 10137 | 36492.9081 | 4214 | 15170.2786 | Distributed from 923 Generation And Fuel | 2013
1464 | 2022 | CA | Ameresco Keller Canyon | 56897 | 1 |  | OP | IC | LFG | 1.9 | 0.714 | 11880.5 | 42769.4578 | 4938.5 | 17778.4578 | Distributed from 923 Generation And Fuel | 2009
1465 | 2022 | CA | Ameresco Keller Canyon | 56897 | 2 |  | OP | IC | LFG | 1.9 | 0.714 | 11880.5 | 42769.4578 | 4938.5 | 17778.4578 | Distributed from 923 Generation And Fuel | 2009
1466 | 2022 | CA | Ameresco Ox Mountain | 56895 | 1 |  | OP | IC | LFG | 1.9 | 0.882 | 14687.333 | 52873.9758 | 6147.667 | 22131.4241 | Distributed from 923 Generation And Fuel | 2008
1467 | 2022 | CA | Ameresco Ox Mountain | 56895 | 2 |  | OP | IC | LFG | 1.9 | 0.882 | 14687.333 | 52873.9758 | 6147.667 | 22131.4241 | Distributed from 923 Generation And Fuel | 2008
1468 | 2022 | CA | Ameresco Ox Mountain | 56895 | 3 |  | OP | IC | LFG | 1.9 | 0.882 | 14687.333 | 52873.9758 | 6147.667 | 22131.4241 | Distributed from 923 Generation And Fuel | 2008
1469 | 2022 | CA | Ameresco Ox Mountain | 56895 | 4 |  | OP | IC | LFG | 1.9 | 0.882 | 14687.333 | 52873.9758 | 6147.667 | 22131.4241 | Distributed from 923 Generation And Fuel | 2008
1470 | 2022 | CA | Ameresco Ox Mountain | 56895 | 5 |  | OP | IC | LFG | 1.9 | 0.882 | 14687.333 | 52873.9758 | 6147.667 | 22131.4241 | Distributed from 923 Generation And Fuel | 2008
1471 | 2022 | CA | Ameresco Ox Mountain | 56895 | 6 |  | OP | IC | LFG | 1.9 | 0.882 | 14687.333 | 52873.9758 | 6147.667 | 22131.4241 | Distributed from 923 Generation And Fuel | 2008
1472 | 2022 | CA | Ameresco San Joaquin | 58436 | ENG1 |  | OP | IC | LFG | 2.2 | 0.625 | 12045 | 43361.6531 | 5006.5 | 18023.2558 | Distributed from 923 Generation And Fuel | 2014
1473 | 2022 | CA | Ameresco San Joaquin | 58436 | ENG2 |  | OP | IC | LFG | 2.2 | 0.625 | 12045 | 43361.6531 | 5006.5 | 18023.2558 | Distributed from 923 Generation And Fuel | 2014
1474 | 2022 | CA | Ameresco Santa Cruz Energy | 56428 | Unit1 |  | OP | IC | LFG | 1 | 0.616 | 5398.333 | 19433.8433 | 2244 | 8078.3354 | Distributed from 923 Generation And Fuel | 2006
1475 | 2022 | CA | Ameresco Santa Cruz Energy | 56428 | Unit2 |  | OP | IC | LFG | 1 | 0.616 | 5398.333 | 19433.8433 | 2244 | 8078.3354 | Distributed from 923 Generation And Fuel | 2006
1476 | 2022 | CA | Ameresco Santa Cruz Energy | 56428 | Unit3 |  | OP | IC | LFG | 1 | 0.616 | 5398.333 | 19433.8433 | 2244 | 8078.3354 | Distributed from 923 Generation And Fuel | 2006
1477 | 2022 | CA | Ameresco Vasco Road | 58435 | ENG1 |  | OP | IC | LFG | 2.2 | 0.823 | 15856.5 | 57082.9433 | 6591 | 23727.4102 | Distributed from 923 Generation And Fuel | 2014
1478 | 2022 | CA | Ameresco Vasco Road | 58435 | ENG2 |  | OP | IC | LFG | 2.2 | 0.823 | 15856.5 | 57082.9433 | 6591 | 23727.4102 | Distributed from 923 Generation And Fuel | 2014
1479 | 2022 | CA | American Canyon Solar | 62687 | RPNPA |  | OP | PV | SUN | 1 | 0.268 | 2347 | 8449.1324 | 1234 | 4442.3645 | Distributed from 923 Generation And Fuel | 2019
1480 | 2022 | CA | American Canyon Solar | 62687 | RPNPB |  | OP | PV | SUN | 1 | 0.268 | 2347 | 8449.1324 | 1234 | 4442.3645 | Distributed from 923 Generation And Fuel | 2019
1481 | 2022 | CA | American Canyon Solar | 62687 | RPNPC |  | OP | PV | SUN | 1 | 0.268 | 2347 | 8449.1324 | 1234 | 4442.3645 | Distributed from 923 Generation And Fuel | 2019
1482 | 2022 | CA | American Kings Solar, LLC | 60777 | GEN01 |  | OP | PV | SUN | 128 | 0.25 | 279761 | 1007131.5429 | 164338 | 591612.0671 | Distributed from 923 Generation And Fuel | 2020
1483 | 2022 | CA | Ampersand Chowchilla Biomass LLC | 56706 | AMPC | 1 | OP | ST | WDS | 12.5 | 0.487 | 53347 | 192047.6636 | 23973 | 86302.1096 | EIA-923 Generator File | 2008
1484 | 2022 | CA | Anaheim Solar Energy Plant | 59416 | PV1 |  | OP | PV | SUN | 2.1 | 0.179 | 3294 | 11858.3051 | 1732 | 6235.1501 | Distributed from 923 Generation And Fuel | 2014
1485 | 2022 | CA | Angels | 215 | 1 |  | OP | HY | WAT | 1.4 | 0.285 | 3499 | 12596.2992 | 1761 | 6339.5493 | Distributed from 923 Generation And Fuel | 1940
1486 | 2022 | CA | Anheuser Busch - Fairfield | 66456 | ANB00 |  | OP | FC | NG | 2.6 | 0.031 | 714 | 2570.3794 | 0 | 0 | Distributed from 923 Generation And Fuel | 2022
1487 | 2022 | CA | Anheuser-Busch #2 | 59331 | ANB2 |  | OP | WT | WND | 1.6 | 0.228 | 3191 | 11487.5081 | 1952 | 7027.1438 | Distributed from 923 Generation And Fuel | 2014
1488 | 2022 | CA | Antelope Big Sky Ranch | 60279 | ABSR |  | OP | PV | SUN | 20 | 0.297 | 52041 | 187346.1012 | 27365 | 98513.2119 | Distributed from 923 Generation And Fuel | 2016
1489 | 2022 | CA | Antelope DSR 1 | 60186 | DSR1 |  | OP | PV | SUN | 50 | 0.293 | 128153 | 461347.1092 | 67552 | 243185.2545 | Distributed from 923 Generation And Fuel | 2016
1490 | 2022 | CA | Antelope DSR 2 | 60187 | DSR2 |  | OP | PV | SUN | 5 | 0.313 | 13719 | 49388.0049 | 7214 | 25970.1922 | Distributed from 923 Generation And Fuel | 2016
1491 | 2022 | CA | Antelope DSR 3 | 61265 | ADSR3 |  | OP | PV | SUN | 20 | 0.198 | 34620 | 124631.003 | 18205 | 65537.4757 | Distributed from 923 Generation And Fuel | 2019
1492 | 2022 | CA | Antelope Expansion 1B | 62320 | ANE1B |  | OP | PV | SUN | 17 | 0.016 | 2438 | 8776.7298 | 0 | 0 | Distributed from 923 Generation And Fuel | 2022
1493 | 2022 | CA | Antelope Expansion 2 | 61264 | ANTX2 |  | OP | PV | SUN | 105 | 0.286 | 262811 | 946112.0311 | 130972 | 471495.428 | Distributed from 923 Generation And Fuel | 2018
1494 | 2022 | CA | Antelope Expansion 3A | 62673 | ANX3A |  | OP | PV | SUN | 15 | 0.351 | 46161 | 166178.2706 | 24273 | 87382.1009 | Distributed from 923 Generation And Fuel | 2021
1495 | 2022 | CA | Antelope Expansion 3B | 62674 | ANX3B |  | OP | PV | SUN | 5 | 0.306 | 13396 | 48225.2142 | 7044 | 25358.1971 | Distributed from 923 Generation And Fuel | 2021
1496 | 2022 | CA | AP North Lake I, LP | 59610 | APNLI |  | OP | PV | SUN | 20 | 0.177 | 31064 | 111829.5054 | 16335 | 58805.5296 | Distributed from 923 Generation And Fuel | 2015
1497 | 2022 | CA | APP Prune A-D | 62577 | AP11A |  | OP | FC | NG | 1 | 0.635 | 5560.5 | 20017.6399 | 2521.25 | 9076.4274 | Distributed from 923 Generation And Fuel | 2017
1498 | 2022 | CA | APP Prune A-D | 62577 | AP11B |  | OP | FC | NG | 1 | 0.635 | 5560.5 | 20017.6399 | 2521.25 | 9076.4274 | Distributed from 923 Generation And Fuel | 2017
1499 | 2022 | CA | APP Prune A-D | 62577 | AP11C |  | OP | FC | NG | 1 | 0.635 | 5560.5 | 20017.6399 | 2521.25 | 9076.4274 | Distributed from 923 Generation And Fuel | 2017
1500 | 2022 | CA | APP Prune A-D | 62577 | AP11D |  | OP | FC | NG | 1 | 0.635 | 5560.5 | 20017.6399 | 2521.25 | 9076.4274 | Distributed from 923 Generation And Fuel | 2017
1501 | 2022 | CA | Apple Campus 2 Fuel Cell | 59557 | AC2FC |  | OP | FC | LFG | 4 | 0.635 | 22242 | 80070.5594 | 9245 | 33281.7337 | Distributed from 923 Generation And Fuel | 2017
1502 | 2022 | CA | Apple Campus 2 PV | 59473 | AC2PV |  | OP | PV | SUN | 14.4 | 0.131 | 16463 | 59266.3259 | 8657 | 31164.9507 | Distributed from 923 Generation And Fuel | 2017
1503 | 2022 | CA | Aquamarine | 62547 | AQUAM |  | OP | PV | SUN | 250 | 0.307 | 672616 | 2421398.2288 | 380492 | 1369760.2419 | Distributed from 923 Generation And Fuel | 2021
1504 | 2022 | CA | Argus Cogen Plant | 10684 | TG5 | 3 | SB | ST | BIT | 7.5 | 0 | 0 | 0 | 0 | 0 | EIA-923 Generator File | 1947
1505 | 2022 | CA | Argus Cogen Plant | 10684 | TG8 | 2 | OP | ST | BIT | 27.5 | 0.627 | 151026.66 | 543691.6265 | 61370.64 | 220932.5365 | EIA-923 Generator File | 1978
1506 | 2022 | CA | Argus Cogen Plant | 10684 | TG9 | 2 | OP | ST | BIT | 27.5 | 0.555 | 133646.19 | 481122.435 | 54560.896 | 196417.6543 | EIA-923 Generator File | 1978
1507 | 2022 | CA | Arlington Energy Center II | 64481 | AEC1 |  | OP | PV | SUN | 100 | 0.288 | 252115 | 907606.7391 | 143233 | 515634.6749 | Distributed from 923 Generation And Fuel | 2022
1508 | 2022 | CA | Arlington Energy Center II | 64481 | AEC2B |  | OP | BA | MWH | 132 | -0.006 | -6837 | -24613.0031 | -2708 | -9748.722 | Distributed from 923 Generation And Fuel | 2022
1509 | 2022 | CA | Arlington Energy Center III | 64564 | AEC3 |  | OP | PV | SUN | 131 | 0.108 | 123770 | 445568.4355 | 61451 | 221221.8302 | Distributed from 923 Generation And Fuel | 2022
1510 | 2022 | CA | Arlington Energy Center III | 64564 | AEC3B |  | OP | BA | MWH | 110 | -0.005 | -5194 | -18698.2504 | -647 | -2329.1814 | Distributed from 923 Generation And Fuel | 2022
1511 | 2022 | CA | Arrache 4006 | 58445 | 1 |  | OP | PV | SUN | 1 | 0.126 | 1104.5 | 3976.1682 | 581 | 2091.5833 | Distributed from 923 Generation And Fuel | 2013
1512 | 2022 | CA | Arrache 4006 | 58445 | 2 |  | OP | PV | SUN | 1 | 0.126 | 1104.5 | 3976.1682 | 581 | 2091.5833 | Distributed from 923 Generation And Fuel | 2013
1513 | 2022 | CA | Arrache 4013 | 58446 | 1 |  | OP | PV | SUN | 1.5 | 0.232 | 3055 | 10997.912 | 1606 | 5781.5537 | Distributed from 923 Generation And Fuel | 2013
1514 | 2022 | CA | Arrache 8083 | 58447 | 1 |  | OP | PV | SUN | 1.5 | 0.101 | 1326 | 4773.5618 | 697.125 | 2509.6299 | Distributed from 923 Generation And Fuel | 2013
1515 | 2022 | CA | Arrache 8083 | 58447 | 2 |  | OP | PV | SUN | 1.5 | 0.101 | 1326 | 4773.5618 | 697.125 | 2509.6299 | Distributed from 923 Generation And Fuel | 2013
1516 | 2022 | CA | Arrache 8083 | 58447 | 3 |  | OP | PV | SUN | 1 | 0.101 | 884 | 3182.3745 | 464.75 | 1673.0866 | Distributed from 923 Generation And Fuel | 2013
1517 | 2022 | CA | Aspiration G | 59737 | ASPRG |  | OP | PV | SUN | 9 | 0.294 | 23173 | 83422.1326 | 12185 | 43865.6491 | Distributed from 923 Generation And Fuel | 2017
1518 | 2022 | CA | ASTI | 58889 | ASTI |  | OP | PV | SUN | 1.2 | 0.136 | 1429 | 5144.3588 | 751 | 2703.5784 | Distributed from 923 Generation And Fuel | 2009
1519 | 2022 | CA | AT&T - Gardena | 65205 | ATT26 |  | OP | FC | NG | 1 | 0.121 | 1063 | 3826.7694 | 482 | 1735.1861 | Distributed from 923 Generation And Fuel | 2013
1520 | 2022 | CA | AT&T - Hawthorne | 65206 | ATT58 |  | OP | FC | NG | 1 | 0.55 | 4814 | 17330.2614 | 2183 | 7858.7371 | Distributed from 923 Generation And Fuel | 2016
1521 | 2022 | CA | AT&T - Hayward | 65208 | ATA17 |  | OP | FC | NG | 1 | 0.812 | 7114 | 25610.1951 | 3226 | 11613.5071 | Distributed from 923 Generation And Fuel | 2016
1522 | 2022 | CA | AT&T - Redwood City | 65204 | ATT95 |  | OP | FC | NG | 1 | 0.693 | 6071 | 21855.4252 | 2753 | 9910.7207 | Distributed from 923 Generation And Fuel | 2013
1523 | 2022 | CA | AT&T - San Diego Trade Street | 65360 | ATA02 |  | OP | FC | NG | 1 | 0.698 | 6118 | 22024.6238 | 2774 | 9986.3201 | Distributed from 923 Generation And Fuel | 2016
1524 | 2022 | CA | AT&T Anaheim | 61154 | AT058 |  | OP | FC | NG | 1.3 | 0.865 | 9855 | 35477.7162 | 4468 | 16084.6713 | Distributed from 923 Generation And Fuel | 2016
1525 | 2022 | CA | AT&T Holger | 61153 | AT057 |  | OP | FC | NG | 1.3 | 0.734 | 8355 | 30077.7594 | 3788 | 13636.6909 | Distributed from 923 Generation And Fuel | 2016
1526 | 2022 | CA | AT&T San Diego | 65192 | ATT41 |  | OP | FC | NG | 1 | 0.495 | 4332 | 15595.0752 | 1964 | 7070.3434 | Distributed from 923 Generation And Fuel | 2015
1527 | 2022 | CA | Atascadero State Hospital | 64523 | ATASC |  | OP | PV | SUN | 1.1 | 0.317 | 3056 | 11001.512 | 1607 | 5785.1537 | Distributed from 923 Generation And Fuel | 2020
1528 | 2022 | CA | Athos Solar Project | 63300 | IPAT1 |  | OP | PV | SUN | 250 | 0.201 | 440276 | 1584980.9202 | 294732 | 1061026.7118 | Distributed from 923 Generation And Fuel | 2022
1529 | 2022 | CA | ATT Kelvin | 62573 | ATT56 |  | OP | FC | NG | 1 | 0.648 | 5674 | 20426.2366 | 2573 | 9262.7259 | Distributed from 923 Generation And Fuel | 2017
1530 | 2022 | CA | ATT North Watney | 63605 | ATT35 |  | OP | FC | NG | 2 | 0.397 | 6957 | 25044.9996 | 3154 | 11354.3092 | Distributed from 923 Generation And Fuel | 2019
1531 | 2022 | CA | ATT Van Nyus | 62574 | ATT93 |  | OP | FC | NG | 1 | 0.728 | 6378 | 22960.6163 | 2892 | 10411.1167 | Distributed from 923 Generation And Fuel | 2017
1532 | 2022 | CA | ATT Ventura Blvd | 63606 | ATT27 |  | OP | FC | NG | 1 | 0.865 | 7579 | 27284.1817 | 3436 | 12369.501 | Distributed from 923 Generation And Fuel | 2019
1533 | 2022 | CA | Atwell Island | 58366 | 1 |  | OP | PV | SUN | 20.2 | 0.212 | 37567 | 135240.1181 | 19754 | 71113.8311 | Distributed from 923 Generation And Fuel | 2013
1534 | 2022 | CA | Atwell Island West Solar | 59414 | AWCA |  | OP | PV | SUN | 20 | 0.252 | 44141 | 158906.3287 | 23211 | 83558.9315 | Distributed from 923 Generation And Fuel | 2015
1535 | 2022 | CA | AV Solar Ranch One | 57378 | AVSR |  | OP | PV | SUN | 253 | 0.274 | 606723 | 2184185.3265 | 290085 | 1044297.6456 | Distributed from 923 Generation And Fuel | 2014
1536 | 2022 | CA | Avenal Park | 57359 | 1 |  | OP | PV | SUN | 6 | 0.207 | 10872 | 39138.8869 | 5717 | 20581.0354 | Distributed from 923 Generation And Fuel | 2011
1537 | 2022 | CA | AVS Lancaster 1 | 60085 | PV1 |  | OP | PV | SUN | 3.7 | 0.293 | 9502 | 34206.9263 | 4997 | 17989.0561 | Distributed from 923 Generation And Fuel | 2016
1538 | 2022 | CA | Axium Modesto Solar | 58039 | 1 |  | OP | PV | SUN | 25 | 0.283 | 62040 | 223342.2133 | 32623 | 117441.8605 | Distributed from 923 Generation And Fuel | 2012
1539 | 2022 | CA | Azusa | 6449 | 1 |  | OP | HY | WAT | 3 | 0 | 0 | 0 | 0 | 0 | Distributed from 923 Generation And Fuel | 1949
1540 | 2022 | CA | B Braun Medical | 50200 | GEN1 |  | OP | GT | NG | 2.8 | 0.628 | 15392.656 | 55413.1183 | 6978.885 | 25123.785 | Distributed from 923 Generation And Fuel | 1982 | 2023
1541 | 2022 | CA | B Braun Medical | 50200 | GEN2 |  | OP | GT | NG | 3.3 | 0.628 | 18141.344 | 65308.3159 | 8225.115 | 29610.1771 | Distributed from 923 Generation And Fuel | 1995 | 2023
1542 | 2022 | CA | Badger Creek Limited | 10650 | GEN1 |  | OP | GT | NG | 46 | 0.083 | 33473 | 120501.836 | 29980 | 107927.1366 | Distributed from 923 Generation And Fuel | 1991
1543 | 2022 | CA | Baker | 63610 | BAKER |  | OP | BA | MWH | 1.2 |  | GENYRONL: 2019
1544 | 2022 | CA | Baker Creek Hydroelectric | 59428 | GENE1 |  | OP | HY | WAT | 1.4 | 0.086 | 1050.933 | 3783.3285 | 529.2 | 1905.1048 | Distributed from 923 Generation And Fuel | 2014
1545 | 2022 | CA | Baker Creek Hydroelectric | 59428 | GENE2 |  | OP | HY | WAT | 0.1 | 0.086 | 75.067 | 270.239 | 37.8 | 136.0789 | Distributed from 923 Generation And Fuel | 2014
1546 | 2022 | CA | Bakersfield 111 | 59948 | BF111 |  | OP | PV | SUN | 1.4 | 0.05 | 619 | 2228.3822 | 325 | 1169.9906 | Distributed from 923 Generation And Fuel | 2015
1547 | 2022 | CA | Bakersfield College Solar 01 | 57655 | BC01 |  | OP | PV | SUN | 1.1 | 0.218 | 2100 | 7559.9395 | 1104 | 3974.3682 | Distributed from 923 Generation And Fuel | 2010
1548 | 2022 | CA | Bakersfield Industrial PV 1 | 61118 | BIND1 |  | OP | PV | SUN | 1 | 0.239 | 2096 | 7545.5396 | 1102 | 3967.1683 | Distributed from 923 Generation And Fuel | 2017
1549 | 2022 | CA | Bakersfield PV 1 | 61117 | BAKE1 |  | OP | PV | SUN | 5.3 | 0.19 | 8820 | 31751.746 | 4638 | 16696.6664 | Distributed from 923 Generation And Fuel | 2017
1550 | 2022 | CA | Balch 1 | 217 | 1 |  | OP | HY | WAT | 31 | 0.237 | 64353 | 231668.9466 | 32393 | 116613.8671 | Distributed from 923 Generation And Fuel | 1927
1551 | 2022 | CA | Balch 2 | 218 | 2 |  | OP | HY | WAT | 48.6 | 0.266 | 113301.5 | 407882.1369 | 57032.5 | 205315.3575 | Distributed from 923 Generation And Fuel | 1958
1552 | 2022 | CA | Balch 2 | 218 | 3 |  | OP | HY | WAT | 48.6 | 0.266 | 113301.5 | 407882.1369 | 57032.5 | 205315.3575 | Distributed from 923 Generation And Fuel | 1958
1553 | 2022 | CA | Barre Peaker | 56474 | 1 |  | OP | GT | NG | 49.8 | 0.053 | 23165 | 83393.3329 | 12892 | 46410.8287 | Distributed from 923 Generation And Fuel | 2007
1554 | 2022 | CA | Bayshore Solar A, LLC | 60481 | BSHRA |  | OP | PV | SUN | 20 | 0.298 | 52192 | 187889.6969 | 27445 | 98801.2096 | Distributed from 923 Generation And Fuel | 2017
1555 | 2022 | CA | Bayshore Solar B, LLC | 60474 | BSHRB |  | OP | PV | SUN | 20 | 0.295 | 51692 | 186089.7113 | 27182 | 97854.4172 | Distributed from 923 Generation And Fuel | 2017
1556 | 2022 | CA | Bayshore Solar C, LLC | 60475 | BSHRC |  | OP | PV | SUN | 20 | 0.282 | 49461 | 178058.1755 | 26009 | 93631.6509 | Distributed from 923 Generation And Fuel | 2017
1557 | 2022 | CA | BBARWA | 65617 | P3998 |  | OP | PV | SUN | 1.3 | 0.278 | 3171 | 11415.5087 | 1667 | 6001.152 | Distributed from 923 Generation And Fuel | 2021
1558 | 2022 | CA | Beacon BESS 1 | 61431 | BCNB1 |  | OP | BA | MWH | 20 | -0.007 | -1215 | -4373.965 | -581 | -2091.5833 | Distributed from 923 Generation And Fuel | 2018
1559 | 2022 | CA | Beacon Solar Plant Site 2 | 59309 | BEAC2 |  | OP | PV | SUN | 47.3 | 0.309 | 128070 | 461048.3116 | 65661 | 236377.709 | Distributed from 923 Generation And Fuel | 2017
1560 | 2022 | CA | Beacon Solar Plant Site 5 | 59308 | BEAC5 |  | OP | PV | SUN | 37.8 | 0.311 | 102846 | 370242.6381 | 53053 | 190989.2721 | Distributed from 923 Generation And Fuel | 2017
1561 | 2022 | CA | Bear Creek | 50156 | GEN1 |  | OP | HY | WAT | 3.2 | 0.06 | 1686 | 6069.5514 | 849 | 3056.3755 | Distributed from 923 Generation And Fuel | 1990
1562 | 2022 | CA | Bear Creek Solar | 58508 | PV3 |  | OP | PV | SUN | 1.5 | 0.3 | 3938 | 14176.6866 | 2071 | 7455.5404 | Distributed from 923 Generation And Fuel | 2014
1563 | 2022 | CA | Bear Mountain Limited | 10649 | GEN1 |  | OP | GT | NG | 46 | 0.235 | 94671 | 340812.8735 | 84410 | 303873.569 | Distributed from 923 Generation And Fuel | 1995
1564 | 2022 | CA | Bear Valley | 457 | HC1 |  | OP | HY | WAT | 0.7 | 0.034 | 208.5 | 750.594 | 105 | 377.997 | Distributed from 923 Generation And Fuel | 1986
1565 | 2022 | CA | Bear Valley | 457 | HC2 |  | OP | HY | WAT | 0.7 | 0.034 | 208.5 | 750.594 | 105 | 377.997 | Distributed from 923 Generation And Fuel | 1986
1566 | 2022 | CA | Bear Valley Power Plant | 56346 | ICE1 |  | OP | IC | NG | 1.2 | 0.024 | 251.429 | 905.1372 | 114 | 410.3967 | Distributed from 923 Generation And Fuel | 2005
1567 | 2022 | CA | Bear Valley Power Plant | 56346 | ICE2 |  | OP | IC | NG | 1.2 | 0.024 | 251.429 | 905.1372 | 114 | 410.3967 | Distributed from 923 Generation And Fuel | 2005
1568 | 2022 | CA | Bear Valley Power Plant | 56346 | ICE3 |  | OP | IC | NG | 1.2 | 0.024 | 251.429 | 905.1372 | 114 | 410.3967 | Distributed from 923 Generation And Fuel | 2005
1569 | 2022 | CA | Bear Valley Power Plant | 56346 | ICE4 |  | OP | IC | NG | 1.2 | 0.024 | 251.429 | 905.1372 | 114 | 410.3967 | Distributed from 923 Generation And Fuel | 2005
1570 | 2022 | CA | Bear Valley Power Plant | 56346 | ICE5 |  | OP | IC | NG | 1.2 | 0.024 | 251.429 | 905.1372 | 114 | 410.3967 | Distributed from 923 Generation And Fuel | 2005
1571 | 2022 | CA | Bear Valley Power Plant | 56346 | ICE6 |  | OP | IC | NG | 1.2 | 0.024 | 251.429 | 905.1372 | 114 | 410.3967 | Distributed from 923 Generation And Fuel | 2005
1572 | 2022 | CA | Bear Valley Power Plant | 56346 | ICE7 |  | OP | IC | NG | 1.2 | 0.024 | 251.429 | 905.1372 | 114 | 410.3967 | Distributed from 923 Generation And Fuel | 2005
1573 | 2022 | CA | Beardsley | 414 | 1 |  | OP | HY | WAT | 10 | 0.513 | 44911 | 161678.3066 | 22607 | 81384.5489 | Distributed from 923 Generation And Fuel | 1957
1574 | 2022 | CA | Beckton Dickenson - San Jose | 65203 | BDB01 |  | OP | FC | NG | 1 | 0.794 | 6959 | 25052.1996 | 3155 | 11357.9091 | Distributed from 923 Generation And Fuel | 2016
1575 | 2022 | CA | Belden | 219 | 1 |  | OP | HY | WAT | 117.9 | 0.169 | 174359 | 627687.3785 | 160431 | 577546.9796 | Distributed from 923 Generation And Fuel | 1969
1576 | 2022 | CA | Beringer | 58890 | BERI |  | OP | PV | SUN | 1.4 | 0.135 | 1660 | 5975.9522 | 873 | 3142.7749 | Distributed from 923 Generation And Fuel | 2009
1577 | 2022 | CA | Berry Cogen | 50170 | GEN1 |  | OP | GT | NG | 38.7 | 0.796 | 269778 | 971193.0305 | 117727 | 423813.8095 | Distributed from 923 Generation And Fuel | 1986
1578 | 2022 | CA | Berry Cogen Tanne Hills 18 | 50622 | GEN1 |  | OP | GT | NG | 8.8 | 0.846 | 65230.5 | 234827.9214 | 28573 | 102861.9771 | Distributed from 923 Generation And Fuel | 1986
1579 | 2022 | CA | Berry Cogen Tanne Hills 18 | 50622 | GEN2 |  | OP | GT | NG | 8.8 | 0.846 | 65230.5 | 234827.9214 | 28573 | 102861.9771 | Distributed from 923 Generation And Fuel | 1986
1580 | 2022 | CA | Berry NMW Cogens | 62176 | 21Z |  | OP | GT | NG | 4.8 | 0.825 | 34692 | 124890.2009 | 15729.5 | 56625.747 | Distributed from 923 Generation And Fuel | 2017
1581 | 2022 | CA | Berry NMW Cogens | 62176 | PF |  | OP | GT | NG | 4.8 | 0.825 | 34692 | 124890.2009 | 15729.5 | 56625.747 | Distributed from 923 Generation And Fuel | 2017
1582 | 2022 | CA | Berry Placerita Cogen | 52096 | GEN1 |  | OP | GT | NG | 21.4 | 0.026 | 4789 | 17240.2621 | 2531.5 | 9113.3271 | Distributed from 923 Generation And Fuel | 1990
1583 | 2022 | CA | Berry Placerita Cogen | 52096 | GEN2 |  | OP | GT | NG | 21.4 | 0.026 | 4789 | 17240.2621 | 2531.5 | 9113.3271 | Distributed from 923 Generation And Fuel | 1990
1584 | 2022 | CA | Bidwell Ditch Project | 10880 | GEN1 |  | OP | HY | WAT | 1.8 | 0.699 | 11014 | 39650.0828 | 5544 | 19958.2403 | Distributed from 923 Generation And Fuel | 1987
1585 | 2022 | CA | Big Bear | 64418 | BB000 |  | OP | PV | SUN | 5.5 | 0.183 | 8830 | 31787.7457 | 4643 | 16714.6663 | Distributed from 923 Generation And Fuel | 2020
1586 | 2022 | CA | Big Creek 1 | 317 | 1 |  | OP | HY | WAT | 19.8 | 0.284 | 49309.839 | 177514.0003 | 24821.226 | 89355.6988 | Distributed from 923 Generation And Fuel | 1913
1587 | 2022 | CA | Big Creek 1 | 317 | 2 |  | OP | HY | WAT | 15.8 | 0.284 | 39348.256 | 141652.5884 | 19806.837 | 71304.0428 | Distributed from 923 Generation And Fuel | 1913
1588 | 2022 | CA | Big Creek 1 | 317 | 3 |  | OP | HY | WAT | 21.6 | 0.284 | 53792.552 | 193651.638 | 27077.701 | 97478.9438 | Distributed from 923 Generation And Fuel | 1923
1589 | 2022 | CA | Big Creek 1 | 317 | 4 |  | OP | HY | WAT | 31.2 | 0.284 | 77700.353 | 279719.033 | 39112.235 | 140802.9196 | Distributed from 923 Generation And Fuel | 1925
1590 | 2022 | CA | Big Creek 2 | 318 | 3 |  | OP | HY | WAT | 15.8 | 0.34 | 47061.462 | 169419.9078 | 23689.324 | 85280.8842 | Distributed from 923 Generation And Fuel | 1913
1591 | 2022 | CA | Big Creek 2 | 318 | 4 |  | OP | HY | WAT | 15.8 | 0.34 | 47061.462 | 169419.9078 | 23689.324 | 85280.8842 | Distributed from 923 Generation And Fuel | 1914
1592 | 2022 | CA | Big Creek 2 | 318 | 5 |  | OP | HY | WAT | 17.5 | 0.34 | 52125.038 | 187648.6356 | 26238.176 | 94456.6779 | Distributed from 923 Generation And Fuel | 1921
1593 | 2022 | CA | Big Creek 2 | 318 | 6 |  | OP | HY | WAT | 17.5 | 0.34 | 52125.038 | 187648.6356 | 26238.176 | 94456.6779 | Distributed from 923 Generation And Fuel | 1925
1594 | 2022 | CA | Big Creek 2A | 322 | 1 |  | OS | HY | WAT | 55 | 0.217 | 104703.5 | 376929.5846 | 63294 | 227856.5771 | Distributed from 923 Generation And Fuel | 1928
1595 | 2022 | CA | Big Creek 2A | 322 | 2 |  | OS | HY | WAT | 55 | 0.217 | 104703.5 | 376929.5846 | 63294 | 227856.5771 | Distributed from 923 Generation And Fuel | 1928
1596 | 2022 | CA | Big Creek 3 | 319 | 1 |  | OP | HY | WAT | 34 | 0.375 | 111592.871 | 401731.1218 | 57245.284 | 206081.3737 | Distributed from 923 Generation And Fuel | 1923
1597 | 2022 | CA | Big Creek 3 | 319 | 2 |  | OP | HY | WAT | 34 | 0.375 | 111592.871 | 401731.1218 | 57245.284 | 206081.3737 | Distributed from 923 Generation And Fuel | 1923
1598 | 2022 | CA | Big Creek 3 | 319 | 3 |  | OA | HY | WAT | 34 | 0.375 | 111592.871 | 401731.1218 | 57245.284 | 206081.3737 | Distributed from 923 Generation And Fuel | 1923
1599 | 2022 | CA | Big Creek 3 | 319 | 4 |  | OP | HY | WAT | 36 | 0.375 | 118157.158 | 425362.3659 | 60612.653 | 218203.8052 | Distributed from 923 Generation And Fuel | 1948
1600 | 2022 | CA | Big Creek 3 | 319 | 5 |  | OP | HY | WAT | 36.5 | 0.375 | 119798.229 | 431270.1742 | 61454.496 | 221234.4157 | Distributed from 923 Generation And Fuel | 1980
1601 | 2022 | CA | Big Creek 4 | 320 | 1 |  | OP | HY | WAT | 50 | 0.291 | 127375 | 458546.3316 | 76302.5 | 274686.8025 | Distributed from 923 Generation And Fuel | 1951
1602 | 2022 | CA | Big Creek 4 | 320 | 2 |  | OP | HY | WAT | 50 | 0.291 | 127375 | 458546.3316 | 76302.5 | 274686.8025 | Distributed from 923 Generation And Fuel | 1951
1603 | 2022 | CA | Big Creek 8 | 321 | 1 |  | OP | HY | WAT | 30 | 0.153 | 40326.8 | 145175.3186 | 20299.2 | 73076.5354 | Distributed from 923 Generation And Fuel | 1921
1604 | 2022 | CA | Big Creek 8 | 321 | 2 |  | OS | HY | WAT | 45 | 0.153 | 60490.2 | 217762.9779 | 30448.8 | 109614.8031 | Distributed from 923 Generation And Fuel | 1929
1605 | 2022 | CA | Big Creek Water Works | 10282 | BCHY |  | OP | HY | WAT | 5 | 0.09 | 3955 | 14237.8861 | 1609 | 5792.3537 | Distributed from 923 Generation And Fuel | 1987
1606 | 2022 | CA | Big Pine Creek | 391 | 1 |  | OP | HY | WAT | 3.2 | 0.41 | 11495 | 41381.6689 | 5786 | 20829.4334 | Distributed from 923 Generation And Fuel | 1925
1607 | 2022 | CA | Big Valley Power LLC | 10288 | IS27 |  | OS | ST | WDS | 9.3 |  | GENYRONL: 1983
1608 | 2022 | CA | BigBeau Solar, LLC | 64993 | BB1BA |  | OP | BA | MWH | 40 | 0 | 0 | 0 | 0 | 0 | Distributed from 923 Generation And Fuel | 2022
1609 | 2022 | CA | BigBeau Solar, LLC | 64993 | BB1PV |  | OP | PV | SUN | 128 | 0.32 | 358508 | 1290618.4751 | 187317 | 674335.8053 | Distributed from 923 Generation And Fuel | 2022
1610 | 2022 | CA | Biola University Hybrid | 54296 | BATT |  | OP | BA | MWH | 0.3 | -0.002 | -4 | -14.3999 | -1 | -3.6 | Distributed from 923 Generation And Fuel | 2018
1611 | 2022 | CA | Biola University Hybrid | 54296 | EG-2H |  | OP | IC | NG | 1.5 | 0.339 | 4453.2 | 16031.3917 | 1965.6 | 7076.1034 | Distributed from 923 Generation And Fuel | 2022
1612 | 2022 | CA | Biola University Hybrid | 54296 | EG3 |  | OP | IC | NG | 1 | 0.339 | 2968.8 | 10687.5945 | 1310.4 | 4717.4023 | Distributed from 923 Generation And Fuel | 2002
1613 | 2022 | CA | Bio-Rad | 63189 | BIORD |  | OP | PV | SUN | 2.5 | 0.178 | 3890 | 14003.888 | 2046 | 7365.5411 | Distributed from 923 Generation And Fuel | 2021
1614 | 2022 | CA | Bishop Creek 2 | 323 | 1 |  | OP | HY | WAT | 2.5 | 0.261 | 5723.973 | 20606.138 | 2881.164 | 10372.1074 | Distributed from 923 Generation And Fuel | 1908
1615 | 2022 | CA | Bishop Creek 2 | 323 | 2 |  | OP | HY | WAT | 2.5 | 0.261 | 5723.973 | 20606.138 | 2881.164 | 10372.1074 | Distributed from 923 Generation And Fuel | 1908
1616 | 2022 | CA | Bishop Creek 2 | 323 | 3 |  | OP | HY | WAT | 2.3 | 0.261 | 5266.055 | 18957.6463 | 2650.671 | 9542.3393 | Distributed from 923 Generation And Fuel | 1911
1617 | 2022 | CA | Bishop Creek 3 | 324 | 1 |  | OP | HY | WAT | 2.8 | 0.231 | 5673.667 | 20425.0378 | 2856 | 10281.5177 | Distributed from 923 Generation And Fuel | 1913
1618 | 2022 | CA | Bishop Creek 3 | 324 | 2 |  | OP | HY | WAT | 2.8 | 0.231 | 5673.667 | 20425.0378 | 2856 | 10281.5177 | Distributed from 923 Generation And Fuel | 1913
1619 | 2022 | CA | Bishop Creek 3 | 324 | 3 |  | OP | HY | WAT | 2.8 | 0.231 | 5673.667 | 20425.0378 | 2856 | 10281.5177 | Distributed from 923 Generation And Fuel | 1913
1620 | 2022 | CA | Bishop Creek 4 | 325 | 1 |  | OP | HY | WAT | 1 | 0.353 | 3089.268 | 11121.2758 | 1555 | 5597.9552 | Distributed from 923 Generation And Fuel | 1905
1621 | 2022 | CA | Bishop Creek 4 | 325 | 2 |  | OP | HY | WAT | 1 | 0.353 | 3089.268 | 11121.2758 | 1555 | 5597.9552 | Distributed from 923 Generation And Fuel | 1905
1622 | 2022 | CA | Bishop Creek 4 | 325 | 3 |  | OP | HY | WAT | 2 | 0.353 | 6178.537 | 22242.5553 | 3110 | 11195.9104 | Distributed from 923 Generation And Fuel | 1906
1623 | 2022 | CA | Bishop Creek 4 | 325 | 4 |  | OP | HY | WAT | 2.2 | 0.353 | 6796.39 | 24466.8083 | 3421 | 12315.5015 | Distributed from 923 Generation And Fuel | 1907
1624 | 2022 | CA | Bishop Creek 4 | 325 | 5 |  | OP | HY | WAT | 2 | 0.353 | 6178.537 | 22242.5553 | 3110 | 11195.9104 | Distributed from 923 Generation And Fuel | 1909
1625 | 2022 | CA | Bishop Creek 5 | 326 | 1 |  | OP | HY | WAT | 2 | 0.179 | 3133.333 | 11279.9086 | 1577.333 | 5678.3534 | Distributed from 923 Generation And Fuel | 1943
1626 | 2022 | CA | Bishop Creek 5 | 326 | 2 |  | OP | HY | WAT | 2.5 | 0.179 | 3916.667 | 14099.8884 | 1971.667 | 7097.9444 | Distributed from 923 Generation And Fuel | 1919
1627 | 2022 | CA | Bishop Creek 6 | 327 | 1 |  | OP | HY | WAT | 1.6 | 0.072 | 1007 | 3625.171 | 507 | 1825.1854 | Distributed from 923 Generation And Fuel | 1913
1628 | 2022 | CA | Bishop Ranch - BR 1-Y | 66799 | 4087 |  | OP | PV | SUN | 1.1 | 0 | 0 | 0 | 0 | 0 | Distributed from 923 Generation And Fuel | 2022
1629 | 2022 | CA | Bishop Ranch - BR 1-Y | 66799 | 4087B |  | OP | BA | MWH | 0.7 | 0 | 0 | 0 | 0 | 0 | Distributed from 923 Generation And Fuel | 2022
1630 | 2022 | CA | Black Butte | 7229 | 1 |  | OP | HY | WAT | 6.1 | 0.094 | 5027 | 18097.0552 | 2530 | 9107.9271 | Distributed from 923 Generation And Fuel | 1988
1631 | 2022 | CA | Blackjack Solar | 66863 | BJK01 |  | OP | PV | SUN | 4 | 0 | 0 | 0 | 0 | 0 | Distributed from 923 Generation And Fuel | 2020
1632 | 2022 | CA | Blacksand Generating Facility | 56090 | D182 |  | OP | GT | NG | 4 | 0.647 | 22675.5 | 81631.147 | 10281 | 37011.3039 | Distributed from 923 Generation And Fuel | 2000
1633 | 2022 | CA | Blacksand Generating Facility | 56090 | D189 |  | OP | GT | NG | 3.7 | 0.647 | 20974.838 | 75508.8127 | 9509.925 | 34235.4561 | Distributed from 923 Generation And Fuel | 2000
1634 | 2022 | CA | Blacksand Generating Facility | 56090 | D190 |  | OP | GT | NG | 0.3 | 0.647 | 1700.662 | 6122.3342 | 771.075 | 2775.8478 | Distributed from 923 Generation And Fuel | 2012
1635 | 2022 | CA | Blackwell Solar Park | 59524 | FRBSP |  | OP | PV | SUN | 20 | 0.257 | 45064 | 162229.1022 | 23697 | 85308.5175 | Distributed from 923 Generation And Fuel | 2019
1636 | 2022 | CA | Blue Lake Power LLC | 10764 | GEN1 | 1 | OS | ST | WDS | 13.8 |  | GENYRONL: 1985
1637 | 2022 | CA | Blue Shld Of Cal- El Dorado Hlls Mtr B | 62077 | PV1 |  | OP | PV | SUN | 1.5 | 0.247 | 3242 | 11671.1066 | 1705 | 6137.9509 | Distributed from 923 Generation And Fuel | 2019
1638 | 2022 | CA | Blue Skies Solar, LLC | 66466 | 43580 |  | OP | PV | SUN | 1 | 0.027 | 239 | 860.3931 | 126 | 453.5964 | Distributed from 923 Generation And Fuel | 2021
1639 | 2022 | CA | Blythe Energy Inc | 55295 | CT1 |  | OP | CT | NG | 182 | 0.357 | 569241 | 2049251.206 | 266814 | 960522.7158 | EIA-923 Generator File | 2003
1640 | 2022 | CA | Blythe Energy Inc | 55295 | CT2 |  | OP | CT | NG | 182 | 0.289 | 460629 | 1658251.134 | 200043 | 720149.0388 | EIA-923 Generator File | 2003
1641 | 2022 | CA | Blythe Energy Inc | 55295 | ST1 | 2 | OP | CA | NG | 227 | 0.277 | 550052 | 1980171.3586 | 258762 | 931535.7477 | EIA-923 Generator File | 2003
1642 | 2022 | CA | Blythe Mesa Solar II | 65053 | BMSES |  | OP | BA | MWH | 112 | 0 | 0 | 0 | 0 | 0 | Distributed from 923 Generation And Fuel | 2022
1643 | 2022 | CA | Blythe Mesa Solar II | 65053 | IPBMS |  | OP | PV | SUN | 223.6 | 0.017 | 32798 | 118071.8554 | 0 | 0 | Distributed from 923 Generation And Fuel | 2022
1644 | 2022 | CA | Blythe Solar 110, LLC | 60093 | BES1 |  | OP | BA | MWH | 63 | -0.037 | -20362 | -73302.6136 | -8709 | -31352.1492 | Distributed from 923 Generation And Fuel | 2021
1645 | 2022 | CA | Blythe Solar 110, LLC | 60093 | BLCK1 |  | OP | PV | SUN | 38.7 | 0.309 | 104657.77 | 376764.9579 | 55033.303 | 198118.3059 | Distributed from 923 Generation And Fuel | 2016
1646 | 2022 | CA | Blythe Solar 110, LLC | 60093 | BLCK2 |  | OP | PV | SUN | 36.3 | 0.309 | 98167.366 | 353399.6904 | 51620.385 | 185831.8993 | Distributed from 923 Generation And Fuel | 2016
1647 | 2022 | CA | Blythe Solar 110, LLC | 60093 | BLCK3 |  | OP | PV | SUN | 34.8 | 0.309 | 94110.863 | 338796.3964 | 49487.311 | 178152.8944 | Distributed from 923 Generation And Fuel | 2016
1648 | 2022 | CA | Blythe Solar II, LLC | 60092 | BLCK4 |  | OP | PV | SUN | 33.2 | 0.304 | 88396.771 | 318225.8298 | 41282.125 | 148614.4611 | Distributed from 923 Generation And Fuel | 2016
1649 | 2022 | CA | Blythe Solar II, LLC | 60092 | BLCK5 |  | OP | PV | SUN | 33.9 | 0.304 | 90260.559 | 324935.4129 | 42152.531 | 151747.8976 | Distributed from 923 Generation And Fuel | 2016
1650 | 2022 | CA | Blythe Solar II, LLC | 60092 | BLCK6 |  | OP | PV | SUN | 32 | 0.304 | 85201.707 | 306723.6914 | 39790 | 143242.8541 | Distributed from 923 Generation And Fuel | 2016
1651 | 2022 | CA | Blythe Solar II, LLC | 60092 | BLCK7 |  | OP | PV | SUN | 32.1 | 0.304 | 85467.963 | 307682.2053 | 39914.344 | 143690.4889 | Distributed from 923 Generation And Fuel | 2016
1652 | 2022 | CA | Blythe Solar II, LLC | 60092 | BLST2 |  | OP | BA | MWH | 115 | -0.015 | -15142 | -54510.7639 | -6632 | -23875.009 | Distributed from 923 Generation And Fuel | 2021
1653 | 2022 | CA | Blythe Solar III, LLC Hybrid | 60094 | BLSL3 |  | OP | PV | SUN | 136.8 | 0.269 | 322627 | 1161447.9084 | 166477 | 599312.4055 | Distributed from 923 Generation And Fuel | 2020
1654 | 2022 | CA | Blythe Solar III, LLC Hybrid | 60094 | BLST3 |  | OP | BA | MWH | 115 | -0.018 | -17736 | -63849.0892 | -8417 | -30300.9576 | Distributed from 923 Generation And Fuel | 2021
1655 | 2022 | CA | Blythe Solar IV, LLC | 60095 | BLS4A |  | OP | PV | SUN | 68.7 | 0.296 | 178294.5 | 641855.0652 | 97107.5 | 349584.2033 | Distributed from 923 Generation And Fuel | 2020
1656 | 2022 | CA | Blythe Solar IV, LLC | 60095 | BLS4B |  | OP | PV | SUN | 68.7 | 0.296 | 178294.5 | 641855.0652 | 97107.5 | 349584.2033 | Distributed from 923 Generation And Fuel | 2020
1657 | 2022 | CA | Bodega Avenue Solar LLC | 65383 | 003-A |  | OP | PV | SUN | 1 | 0.269 | 2353 | 8470.7322 | 1237.5 | 4454.9644 | Distributed from 923 Generation And Fuel | 2021
1658 | 2022 | CA | Bodega Avenue Solar LLC | 65383 | 003-B |  | OP | PV | SUN | 1 | 0.269 | 2353 | 8470.7322 | 1237.5 | 4454.9644 | Distributed from 923 Generation And Fuel | 2021
1659 | 2022 | CA | Bolthouse S&P and Rowen Farms Solar | 56862 | 1 |  | OP | PV | SUN | 0.3 | 0.082 | 214.25 | 771.2938 | 112.75 | 405.8968 | Distributed from 923 Generation And Fuel | 2008
1660 | 2022 | CA | Bolthouse S&P and Rowen Farms Solar | 56862 | 2 |  | OP | PV | SUN | 0.3 | 0.082 | 214.25 | 771.2938 | 112.75 | 405.8968 | Distributed from 923 Generation And Fuel | 2008
1661 | 2022 | CA | Bolthouse S&P and Rowen Farms Solar | 56862 | 3 |  | OP | PV | SUN | 0.3 | 0.082 | 214.25 | 771.2938 | 112.75 | 405.8968 | Distributed from 923 Generation And Fuel | 2008
1662 | 2022 | CA | Bolthouse S&P and Rowen Farms Solar | 56862 | 4 |  | OP | PV | SUN | 0.3 | 0.082 | 214.25 | 771.2938 | 112.75 | 405.8968 | Distributed from 923 Generation And Fuel | 2008
1663 | 2022 | CA | Borden Solar Farm | 59531 | BRDN |  | OP | PV | SUN | 50 | 0.267 | 117076 | 421470.2282 | 65842 | 237029.3038 | Distributed from 923 Generation And Fuel | 2020
1664 | 2022 | CA | Borrego Springs Energy Storage | 60565 | SES1 |  | OP | BA | MWH | 0.5 | -0.002 | -6.667 | -24.001 | -3 | -10.7999 | Distributed from 923 Generation And Fuel | 2012
1665 | 2022 | CA | Borrego Springs Energy Storage | 60565 | SES2 |  | OP | BA | MWH | 1 | -0.002 | -13.333 | -47.9984 | -6 | -21.5998 | Distributed from 923 Generation And Fuel | 2014
1666 | 2022 | CA | Bottle Rock Power | 902 | 1 |  | OS | ST | GEO | 55 |  | GENYRONL: 1985
1667 | 2022 | CA | Bowerman Power LFG, LLC | 59461 | GEN01 |  | OP | IC | LFG | 3.4 | 0.748 | 22284.286 | 80222.7878 | 9262.857 | 33346.0184 | Distributed from 923 Generation And Fuel | 2016
1668 | 2022 | CA | Bowerman Power LFG, LLC | 59461 | GEN02 |  | OP | IC | LFG | 3.4 | 0.748 | 22284.286 | 80222.7878 | 9262.857 | 33346.0184 | Distributed from 923 Generation And Fuel | 2016
1669 | 2022 | CA | Bowerman Power LFG, LLC | 59461 | GEN03 |  | OP | IC | LFG | 3.4 | 0.748 | 22284.286 | 80222.7878 | 9262.857 | 33346.0184 | Distributed from 923 Generation And Fuel | 2016
1670 | 2022 | CA | Bowerman Power LFG, LLC | 59461 | GEN04 |  | OP | IC | LFG | 3.4 | 0.748 | 22284.286 | 80222.7878 | 9262.857 | 33346.0184 | Distributed from 923 Generation And Fuel | 2016
1671 | 2022 | CA | Bowerman Power LFG, LLC | 59461 | GEN05 |  | OP | IC | LFG | 3.4 | 0.748 | 22284.286 | 80222.7878 | 9262.857 | 33346.0184 | Distributed from 923 Generation And Fuel | 2016
1672 | 2022 | CA | Bowerman Power LFG, LLC | 59461 | GEN06 |  | OP | IC | LFG | 3.4 | 0.748 | 22284.286 | 80222.7878 | 9262.857 | 33346.0184 | Distributed from 923 Generation And Fuel | 2016
1673 | 2022 | CA | Bowerman Power LFG, LLC | 59461 | GEN07 |  | OP | IC | LFG | 3.4 | 0.748 | 22284.286 | 80222.7878 | 9262.857 | 33346.0184 | Distributed from 923 Generation And Fuel | 2016
1674 | 2022 | CA | Bowman | 50546 | GEN1 |  | OP | HY | WAT | 3.6 | 0.289 | 9127 | 32856.9371 | 4594 | 16538.2677 | Distributed from 923 Generation And Fuel | 1986
1675 | 2022 | CA | Box Canyon Dam | 50179 | GEN1 |  | OP | HY | WAT | 2.5 | 0.14 | 3063.5 | 11028.5118 | 1542 | 5551.1556 | Distributed from 923 Generation And Fuel | 1986
1676 | 2022 | CA | Box Canyon Dam | 50179 | GEN2 |  | OP | HY | WAT | 2.5 | 0.14 | 3063.5 | 11028.5118 | 1542 | 5551.1556 | Distributed from 923 Generation And Fuel | 1986
1677 | 2022 | CA | BP Carson Refinery | 50540 | GEN1 |  | SB | OT | OG | 12 | 0 | 0 | 0 | 0 | 0 | Distributed from 923 Generation And Fuel | 1984
1678 | 2022 | CA | BP Carson Refinery | 50540 | GEN2 |  | OS | ST | NG | 1.5 |  | GENYRONL: 1982
1679 | 2022 | CA | Brea Expansion Plant | 58007 | G1 |  | OP | CT | LFG | 6.3 | 0.819 | 45179.69 | 162645.5828 | 19099.3 | 68756.9299 | EIA-923 Generator File | 2012
1680 | 2022 | CA | Brea Expansion Plant | 58007 | G2 |  | OP | CT | LFG | 6.3 | 0.842 | 46445.54 | 167202.6064 | 19482.45 | 70136.2589 | EIA-923 Generator File | 2012
1681 | 2022 | CA | Brea Expansion Plant | 58007 | G3 |  | OP | CT | LFG | 6.3 | 0.829 | 45744.23 | 164677.9106 | 19333.07 | 69598.4952 | EIA-923 Generator File | 2012
1682 | 2022 | CA | Brea Expansion Plant | 58007 | G4 |  | OP | CT | LFG | 6.3 | 0.836 | 46138.05 | 166095.6512 | 19452.38 | 70028.0078 | EIA-923 Generator File | 2012
1683 | 2022 | CA | Brea Expansion Plant | 58007 | G5 | 4 | OP | CA | LFG | 10.5 | 0.769 | 70698.45 | 254512.3839 | 29783.85 | 107221.0022 | EIA-923 Generator File | 2012
1684 | 2022 | CA | Broadridge Cogen | 57580 | CG1 |  | OA | IC | NG | 2.1 | 0.351 | 6459.5 | 23254.014 | 2929 | 10544.3156 | Distributed from 923 Generation And Fuel | 2008
1685 | 2022 | CA | Broadridge Cogen | 57580 | CG2 |  | OA | IC | NG | 2.1 | 0.351 | 6459.5 | 23254.014 | 2929 | 10544.3156 | Distributed from 923 Generation And Fuel | 2008
1686 | 2022 | CA | Broadridge Cogen | 57580 | PV1 |  | OP | PV | SUN | 0.5 | 0.159 | 698.5 | 2514.5799 | 367.5 | 1322.9894 | Distributed from 923 Generation And Fuel | 2011
1687 | 2022 | CA | Broadridge Cogen | 57580 | PV2 |  | OP | PV | SUN | 0.5 | 0.159 | 698.5 | 2514.5799 | 367.5 | 1322.9894 | Distributed from 923 Generation And Fuel | 2011
1688 | 2022 | CA | Broadway 2 - UC Riverside | 64579 | GEN1 |  | OP | PV | SUN | 3 | 0.202 | 5296 | 19065.4475 | 2785 | 10025.9198 | Distributed from 923 Generation And Fuel | 2014
1689 | 2022 | CA | Broadway 3 - UC Merced 1 | 65186 | GEN1 |  | OP | PV | SUN | 1 | 0.201 | 1765 | 6353.9492 | 928 | 3340.7733 | Distributed from 923 Generation And Fuel | 2009
1690 | 2022 | CA | Broadway 3 - UCSB Lot 38 | 65187 | GEN1 |  | OP | PV | SUN | 1.8 | 0.209 | 3291 | 11847.5052 | 1731 | 6231.5501 | Distributed from 923 Generation And Fuel | 2016
1691 | 2022 | CA | Broadway 4 - Target Shafter | 65188 | GEN1 |  | OP | PV | SUN | 1.6 | 0.229 | 3210 | 11555.9076 | 1688 | 6076.7514 | Distributed from 923 Generation And Fuel | 2018
1692 | 2022 | CA | Brookfield Tehachapi 1 | 57962 | BT1 |  | OP | WT | WND | 102 | 0.292 | 261139 | 940092.8793 | 138238 | 497652.8188 | Distributed from 923 Generation And Fuel | 2012
1693 | 2022 | CA | Bucks Creek | 220 | H1 |  | OP | HY | WAT | 33 | 0.117 | 33925 | 122129.023 | 17077 | 61476.7082 | Distributed from 923 Generation And Fuel | 1928
1694 | 2022 | CA | Bucks Creek | 220 | H2 |  | OA | HY | WAT | 33 | 0.117 | 33925 | 122129.023 | 17077 | 61476.7082 | Distributed from 923 Generation And Fuel | 1928
1695 | 2022 | CA | Buena Vista Energy LLC | 56446 | 1 |  | OP | WT | WND | 38 | 0.28 | 93206 | 335538.9157 | 49340 | 177622.579 | Distributed from 923 Generation And Fuel | 2006
1696 | 2022 | CA | Buidling L | 60154 | BLDG1 |  | OP | PV | SUN | 1 | 0.163 | 1431 | 5151.5588 | 752 | 2707.1783 | Distributed from 923 Generation And Fuel | 2016
1697 | 2022 | CA | Building F | 60151 | BLDGF |  | OP | PV | SUN | 1.3 | 0.169 | 1929 | 6944.3444 | 1014 | 3650.3708 | Distributed from 923 Generation And Fuel | 2016
1698 | 2022 | CA | Building G | 60153 | BLDGG |  | OP | PV | SUN | 1.2 | 0.223 | 2342 | 8431.1326 | 1232 | 4435.1645 | Distributed from 923 Generation And Fuel | 2016
1699 | 2022 | CA | Burney Creek | 10706 | GEN1 |  | OP | HY | WAT | 3 | 0.076 | 2000 | 7199.9424 | 1007 | 3625.171 | Distributed from 923 Generation And Fuel | 1990
1700 | 2022 | CA | Burney Forest Products | 10652 | GEN1 | 2 | OP | ST | WDS | 31 | 0.817 | 221896 | 798819.2094 | 100877 | 363154.2948 | EIA-923 Generator File | 1989
1701 | 2022 | CA | Butt Valley | 221 | 1 |  | OP | HY | WAT | 40 | 0.213 | 74617 | 268619.051 | 37560 | 135214.9183 | Distributed from 923 Generation And Fuel | 1958
1702 | 2022 | CA | Butte College Main Campus Solar | 57970 | SOL1 |  | OP | PV | SUN | 3.5 | 0.222 | 6821 | 24555.4036 | 3587 | 12913.0967 | Distributed from 923 Generation And Fuel | 2011
1703 | 2022 | CA | Byron Highway Solar | 64471 | BYHWY |  | OP | PV | SUN | 5 | 0.035 | 1525 | 5489.9561 | 0 | 0 | Distributed from 923 Generation And Fuel | 2022
1704 | 2022 | CA | C P Kelco San Diego Plant | 52147 | GEN1 |  | OP | GT | NG | 9.2 | 0.353 | 28478.726 | 102522.5934 | 12639.918 | 45503.3408 | Distributed from 923 Generation And Fuel | 1983
1705 | 2022 | CA | C P Kelco San Diego Plant | 52147 | GEN2 |  | OP | GT | NG | 10 | 0.353 | 30955.137 | 111437.6017 | 13739.041 | 49460.1519 | Distributed from 923 Generation And Fuel | 1983
1706 | 2022 | CA | C P Kelco San Diego Plant | 52147 | GEN3 |  | OS | GT | NG | 10 | 0.353 | 30955.137 | 111437.6017 | 13739.041 | 49460.1519 | Distributed from 923 Generation And Fuel | 1983
1707 | 2022 | CA | C&H Sugar Plant | 58251 | TG3 |  | OP | ST | PUR | 4 | 0.663 | 23236 | 83648.9308 | 10171 | 36615.3071 | Distributed from 923 Generation And Fuel | 1958
1708 | 2022 | CA | C&H Sugar Plant | 58251 | TG4 |  | OP | ST | PUR | 4 | 0.663 | 23236 | 83648.9308 | 10171 | 36615.3071 | Distributed from 923 Generation And Fuel | 1957
1709 | 2022 | CA | CA - Fresno County - Juvenile Hall | 65528 | 17031 |  | OP | PV | SUN | 2.8 | 0.256 | 6270 | 22571.8194 | 3729 | 13424.2926 | Distributed from 923 Generation And Fuel | 2022
1710 | 2022 | CA | CA Dept of Public Health at Richmond | 60428 | PV1 |  | OP | PV | SUN | 2.2 | 0.226 | 4364 | 15710.2743 | 2295 | 8261.9339 | Distributed from 923 Generation And Fuel | 2017
1711 | 2022 | CA | CA Flats Solar 130, LLC | 60033 | GEN01 |  | OP | PV | SUN | 130 | 0.26 | 296411 | 1067071.0634 | 165871 | 597130.823 | Distributed from 923 Generation And Fuel | 2017
1712 | 2022 | CA | CA Flats Solar 150, LLC | 60034 | GEN01 |  | OP | PV | SUN | 150 | 0.262 | 344020 | 1238462.0923 | 192555 | 693192.4545 | Distributed from 923 Generation And Fuel | 2019
1713 | 2022 | CA | CA Institute for Women | 64518 | CIW |  | OP | PV | SUN | 1 | 0.297 | 2601 | 9363.5251 | 1368 | 4924.7606 | Distributed from 923 Generation And Fuel | 2020
1714 | 2022 | CA | Cabazon Wind Partners | 56011 | V-47 |  | OP | WT | WND | 41 | 0.273 | 98197 | 353506.3719 | 51982 | 187133.7029 | Distributed from 923 Generation And Fuel | 2002
1715 | 2022 | CA | Cabrillo Power I Encina Power Station | 302 | CEC 6 |  | OP | GT | NG | 131.8 | 0.058 | 67240.4 | 242063.5035 | 35504.8 | 127816.2575 | Distributed from 923 Generation And Fuel | 2018
1716 | 2022 | CA | Cabrillo Power I Encina Power Station | 302 | CEC 7 |  | OP | GT | NG | 131.8 | 0.058 | 67240.4 | 242063.5035 | 35504.8 | 127816.2575 | Distributed from 923 Generation And Fuel | 2018
1717 | 2022 | CA | Cabrillo Power I Encina Power Station | 302 | CEC 8 |  | OP | GT | NG | 131.8 | 0.058 | 67240.4 | 242063.5035 | 35504.8 | 127816.2575 | Distributed from 923 Generation And Fuel | 2018
1718 | 2022 | CA | Cabrillo Power I Encina Power Station | 302 | CEC 9 |  | OP | GT | NG | 131.8 | 0.058 | 67240.4 | 242063.5035 | 35504.8 | 127816.2575 | Distributed from 923 Generation And Fuel | 2018
1719 | 2022 | CA | Cabrillo Power I Encina Power Station | 302 | CEC10 |  | OP | GT | NG | 131.8 | 0.058 | 67240.4 | 242063.5035 | 35504.8 | 127816.2575 | Distributed from 923 Generation And Fuel | 2018
1720 | 2022 | CA | Cal Flats BESS | 63930 | CF60 |  | OP | BA | MWH | 60 | -0.012 | -6294 | -22658.2187 | -5403 | -19450.6444 | Distributed from 923 Generation And Fuel | 2021
1721 | 2022 | CA | Cal State Univ San Bernardino FC01 | 57544 | FC01 |  | OS | FC | NG | 1.4 | 0.614 | 7530 | 27107.7831 | 3414 | 12290.3017 | Distributed from 923 Generation And Fuel | 2013
1722 | 2022 | CA | Calabasas Gas to Energy Facility | 57163 | GEN1 |  | OP | GT | LFG | 4.6 | 0.418 | 16839 | 60619.915 | 6999.5 | 25197.9984 | Distributed from 923 Generation And Fuel | 2010
1723 | 2022 | CA | Calabasas Gas to Energy Facility | 57163 | GEN3 |  | OP | GT | LFG | 4.6 | 0.418 | 16839 | 60619.915 | 6999.5 | 25197.9984 | Distributed from 923 Generation And Fuel | 2010
1724 | 2022 | CA | CalCity Solar 1 | 63054 | CALTR |  | OP | PV | SUN | 3 | 0.274 | 7195 | 25901.7928 | 3783 | 13618.6911 | Distributed from 923 Generation And Fuel | 2019
1725 | 2022 | CA | Calibrant Bakersfield LLC | 65564 | BAKER |  | OP | PV | SUN | 1.3 | 0.191 | 2176 | 7833.5373 | 1208 | 4348.7652 | Distributed from 923 Generation And Fuel | 2022
1726 | 2022 | CA | California City | 63516 | CACTY |  | OP | PV | SUN | 1.9 | 0.335 | 5581 | 20091.4393 | 2935 | 10565.9155 | Distributed from 923 Generation And Fuel | 2018
1727 | 2022 | CA | California Institute of Technology | 10262 | GEN6 |  | OP | CT | NG | 10.5 | 0.246 | 22608 | 81388.1489 | 1382 | 4975.1602 | EIA-923 Generator File | 2003
1728 | 2022 | CA | California Institute of Technology | 10262 | GEN7 |  | OP | CA | NG | 2.5 | 0.352 | 7712 | 27762.9779 | 1574 | 5666.3547 | EIA-923 Generator File | 2003
1729 | 2022 | CA | California PV Energy at ISD WWTP | 59283 | W4236 |  | OP | PV | SUN | 1 | 0.169 | 1484 | 5342.3573 | 780 | 2807.9775 | Distributed from 923 Generation And Fuel | 2014
1730 | 2022 | CA | California State Univ at Channel Islands | 64403 | CSUCI |  | OP | PV | SUN | 3.7 | 0.216 | 6986 | 25149.3988 | 3674 | 13226.2942 | Distributed from 923 Generation And Fuel | 2021
1731 | 2022 | CA | California Valley Solar Ranch | 57439 | HPR2 |  | OP | PV | SUN | 32.3 | 0.218 | 61594.729 | 221739.2505 | 32389.09 | 116599.7912 | Distributed from 923 Generation And Fuel | 2013
1732 | 2022 | CA | California Valley Solar Ranch | 57439 | HPR2A |  | OP | PV | SUN | 21 | 0.218 | 40046.109 | 144164.8391 | 21057.922 | 75807.9127 | Distributed from 923 Generation And Fuel | 2012
1733 | 2022 | CA | California Valley Solar Ranch | 57439 | HPR2B |  | OP | PV | SUN | 86.5 | 0.218 | 164951.829 | 593821.8338 | 86738.585 | 312256.4079 | Distributed from 923 Generation And Fuel | 2013
1734 | 2022 | CA | California Valley Solar Ranch | 57439 | HPR2C |  | OP | PV | SUN | 70 | 0.218 | 133487.03 | 480549.4636 | 70193.074 | 252693.0449 | Distributed from 923 Generation And Fuel | 2013
1735 | 2022 | CA | California Valley Solar Ranch | 57439 | HPR2D |  | OP | PV | SUN | 40 | 0.218 | 76278.303 | 274599.694 | 40110.328 | 144396.0256 | Distributed from 923 Generation And Fuel | 2013
1736 | 2022 | CA | Calipatria Solar Farm | 59088 | GEN 1 |  | OP | PV | SUN | 20 | 0.225 | 39486 | 142148.4628 | 20763 | 74746.202 | Distributed from 923 Generation And Fuel | 2016
1737 | 2022 | CA | Calipatria State Prison | 64521 | CALSP |  | OP | PV | SUN | 6 | 0.327 | 17168 | 61804.3056 | 9028 | 32500.54 | Distributed from 923 Generation And Fuel | 2019
1738 | 2022 | CA | Calistoga Power Plant | 50066 | UNT1 |  | OP | ST | GEO | 88.2 | 0.347 | 267886 | 964381.8849 | 112860 | 406292.7497 | Distributed from 923 Generation And Fuel | 1984
1739 | 2022 | CA | Calistoga Power Plant | 50066 | UNT2 |  | OP | ST | GEO | 88.2 | 0.347 | 267886 | 964381.8849 | 112860 | 406292.7497 | Distributed from 923 Generation And Fuel | 1984
1740 | 2022 | CA | CalPeak Power - Panoche | 55508 | CPP2 |  | OP | GT | NG | 60.5 | 0.014 | 7183 | 25858.5931 | 4144 | 14918.2807 | Distributed from 923 Generation And Fuel | 2001
1741 | 2022 | CA | CalPeak Power - Panoche | 55508 | 8 |  | OP | GT | NG | 56.7 | 0.004 | 2151 | 7743.5381 | 975 | 3509.9719 | Distributed from 923 Generation And Fuel | 1973
1742 | 2022 | CA | CalPeak Power Border Peaker Plant | 55510 | CPP4 |  | OP | GT | NG | 60.5 | 0.034 | 17829 | 64183.8865 | 5315 | 19133.8469 | Distributed from 923 Generation And Fuel | 2001
1743 | 2022 | CA | CalPeak Power Enterprise Peaker Plant | 55513 | CPP7 |  | OP | GT | NG | 58.9 | 0.03 | 15583 | 56098.3512 | 3800 | 13679.8906 | Distributed from 923 Generation And Fuel | 2001
1744 | 2022 | CA | CalPeak Power Vaca Dixon Peaker Plant | 55499 | CPP1 |  | OP | GT | NG | 60.5 | 0.026 | 13660 | 49175.6066 | 7205 | 25937.7925 | Distributed from 923 Generation And Fuel | 2002
1745 | 2022 | CA | CalRenew-1 | 56768 | CR1 |  | OP | PV | SUN | 5 | 0.194 | 8479 | 30524.1558 | 4459 | 16052.2716 | Distributed from 923 Generation And Fuel | 2010
1746 | 2022 | CA | CalTech - Pasadena | 65202 | CLT05 |  | OP | FC | NG | 1 | 0.789 | 6916 | 24897.4008 | 3136 | 11289.5097 | Distributed from 923 Generation And Fuel | 2016
1747 | 2022 | CA | CalTech - Pasadena (PPA) | 65193 | CLT05 |  | OP | FC | NG | 1 | 0.764 | 6691 | 24087.4073 | 3034 | 10922.3126 | Distributed from 923 Generation And Fuel | 2016
1748 | 2022 | CA | CalTech - Pasadena Wilson Ave | 65361 | CLT30 |  | OP | FC | NG | 1 | 1.024 | 8972 | 32298.9416 | 4068 | 14644.6828 | Distributed from 923 Generation And Fuel | 2019
1749 | 2022 | CA | Caltech Central | 57460 | CL00 |  | OP | FC | NG | 0.1 | 0.7 | 613.545 | 2208.7443 | 278.182 | 1001.4472 | Distributed from 923 Generation And Fuel | 2010 | 2031
1750 | 2022 | CA | Caltech Central | 57460 | CL01 |  | OP | FC | NG | 0.1 | 0.7 | 613.545 | 2208.7443 | 278.182 | 1001.4472 | Distributed from 923 Generation And Fuel | 2010 | 2031
1751 | 2022 | CA | Caltech Central | 57460 | CL02 |  | OP | FC | NG | 0.1 | 0.7 | 613.545 | 2208.7443 | 278.182 | 1001.4472 | Distributed from 923 Generation And Fuel | 2010 | 2031
1752 | 2022 | CA | Caltech Central | 57460 | CL03 |  | OP | FC | NG | 0.1 | 0.7 | 613.545 | 2208.7443 | 278.182 | 1001.4472 | Distributed from 923 Generation And Fuel | 2010 | 2031
1753 | 2022 | CA | Caltech Central | 57460 | CL04 |  | OP | FC | NG | 0.1 | 0.7 | 613.545 | 2208.7443 | 278.182 | 1001.4472 | Distributed from 923 Generation And Fuel | 2010 | 2031
1754 | 2022 | CA | Caltech Central | 57460 | CL05 |  | OP | FC | NG | 0.1 | 0.7 | 613.545 | 2208.7443 | 278.182 | 1001.4472 | Distributed from 923 Generation And Fuel | 2010 | 2031
1755 | 2022 | CA | Caltech Central | 57460 | CL06 |  | OP | FC | NG | 0.1 | 0.7 | 613.545 | 2208.7443 | 278.182 | 1001.4472 | Distributed from 923 Generation And Fuel | 2010 | 2031
1756 | 2022 | CA | Caltech Central | 57460 | CL07 |  | OP | FC | NG | 0.1 | 0.7 | 613.545 | 2208.7443 | 278.182 | 1001.4472 | Distributed from 923 Generation And Fuel | 2010 | 2031
1757 | 2022 | CA | Caltech Central | 57460 | CL08 |  | OP | FC | NG | 0.1 | 0.7 | 613.545 | 2208.7443 | 278.182 | 1001.4472 | Distributed from 923 Generation And Fuel | 2010 | 2031
1758 | 2022 | CA | Caltech Central | 57460 | CL09 |  | OP | FC | NG | 0.1 | 0.7 | 613.545 | 2208.7443 | 278.182 | 1001.4472 | Distributed from 923 Generation And Fuel | 2010 | 2031
1759 | 2022 | CA | Caltech Central | 57460 | CL10 |  | OP | FC | NG | 0.1 | 0.7 | 613.545 | 2208.7443 | 278.182 | 1001.4472 | Distributed from 923 Generation And Fuel | 2010 | 2031
1760 | 2022 | CA | Camanche | 537 | 1 |  | OP | HY | WAT | 3.6 | 0.117 | 3691 | 13287.4937 | 1858 | 6688.7465 | Distributed from 923 Generation And Fuel | 1983
1761 | 2022 | CA | Camanche | 537 | 2 |  | OP | HY | WAT | 3.6 | 0.117 | 3691 | 13287.4937 | 1858 | 6688.7465 | Distributed from 923 Generation And Fuel | 1983
1762 | 2022 | CA | Camanche | 537 | 3 |  | OP | HY | WAT | 3.6 | 0.117 | 3691 | 13287.4937 | 1858 | 6688.7465 | Distributed from 923 Generation And Fuel | 1983
1763 | 2022 | CA | Cameron Ridge LLC | 10586 | EXIS |  | OP | WT | WND | 59.6 | 0.292 | 152494 | 548974.0082 | 80725 | 290607.6751 | Distributed from 923 Generation And Fuel | 1984
1764 | 2022 | CA | Camino | 430 | H1 |  | OP | HY | WAT | 78.9 | 0.153 | 105679.5 | 380443.1565 | 52387.5 | 188593.4913 | Distributed from 923 Generation And Fuel | 1963
1765 | 2022 | CA | Camino | 430 | H2 |  | OP | HY | WAT | 78.9 | 0.153 | 105679.5 | 380443.1565 | 52387.5 | 188593.4913 | Distributed from 923 Generation And Fuel | 1968
1766 | 2022 | CA | Camp Far West | 531 | 1 |  | OP | HY | WAT | 7.2 | 0.102 | 6439 | 23180.2146 | 3241 | 11667.5067 | Distributed from 923 Generation And Fuel | 1985
1767 | 2022 | CA | Campo Verde Solar | 58467 | CVS1 |  | OP | PV | SUN | 147.4 | 0.27 | 349152 | 1256937.1445 | 183599 | 660951.1124 | Distributed from 923 Generation And Fuel | 2013
1768 | 2022 | CA | Canal Energy S23, LLC | 65740 | 21536 |  | OP | PV | SUN | 4.1 | 0.214 | 7692 | 27690.9785 | 4045 | 14561.8835 | Distributed from 923 Generation And Fuel | 2021
1769 | 2022 | CA | Cantua Solar Station | 57522 | 1 |  | OP | PV | SUN | 20 | 0.209 | 36603 | 131769.7458 | 19247 | 69288.6457 | Distributed from 923 Generation And Fuel | 2012
1770 | 2022 | CA | Canyon Crest Academy | 60568 | SES |  | OP | BA | MWH | 1 | 0.007 | 63 | 226.7982 | 27 | 97.1992 | Distributed from 923 Generation And Fuel | 2014
1771 | 2022 | CA | Canyon Power Plant | 57027 | CPP1 |  | OP | GT | NG | 50 | 0.082 | 35929.75 | 129346.0652 | 19918.25 | 71705.1264 | Distributed from 923 Generation And Fuel | 2011
1772 | 2022 | CA | Canyon Power Plant | 57027 | CPP2 |  | OP | GT | NG | 50 | 0.082 | 35929.75 | 129346.0652 | 19918.25 | 71705.1264 | Distributed from 923 Generation And Fuel | 2011
1773 | 2022 | CA | Canyon Power Plant | 57027 | CPP3 |  | OP | GT | NG | 50 | 0.082 | 35929.75 | 129346.0652 | 19918.25 | 71705.1264 | Distributed from 923 Generation And Fuel | 2011
1774 | 2022 | CA | Canyon Power Plant | 57027 | CPP4 |  | OP | GT | NG | 50 | 0.082 | 35929.75 | 129346.0652 | 19918.25 | 71705.1264 | Distributed from 923 Generation And Fuel | 2011
1775 | 2022 | CA | Caribou 1 | 222 | 1 |  | OP | HY | WAT | 23.8 | 0.089 | 18639.141 | 67100.3708 | 9382.295 | 33775.9918 | Distributed from 923 Generation And Fuel | 1921
1776 | 2022 | CA | Caribou 1 | 222 | 2 |  | OP | HY | WAT | 25 | 0.089 | 19578.93 | 70483.5841 | 9855.352 | 35478.9834 | Distributed from 923 Generation And Fuel | 1921
1777 | 2022 | CA | Caribou 1 | 222 | 3 |  | OP | HY | WAT | 25 | 0.089 | 19578.93 | 70483.5841 | 9855.352 | 35478.9834 | Distributed from 923 Generation And Fuel | 1924
1778 | 2022 | CA | Caribou 2 | 223 | 4 |  | OP | HY | WAT | 60.3 | 0.275 | 145110.748 | 522394.5136 | 115140.779 | 414503.4884 | Distributed from 923 Generation And Fuel | 1958
1779 | 2022 | CA | Caribou 2 | 223 | 5 |  | OP | HY | WAT | 57.6 | 0.275 | 138613.252 | 499003.7152 | 109985.221 | 395943.6281 | Distributed from 923 Generation And Fuel | 1958
1780 | 2022 | CA | Carson Cogeneration | 10169 | GEN1 |  | OP | CT | NG | 45.3 | 0.069 | 27234 | 98041.6157 | 26292 | 94650.4428 | EIA-923 Generator File | 1989
1781 | 2022 | CA | Carson Cogeneration | 10169 | GEN2 | 1 | OP | CA | NG | 10.5 | 0 | 0 | 0 | 0 | 0 | EIA-923 Generator File | 1990
1782 | 2022 | CA | Carson Ice-Gen Project | 7527 | 1 |  | OP | GT | NG | 54 | 0.017 | 8064 | 29030.1678 | 6356 | 22881.4169 | Distributed from 923 Generation And Fuel | 1995
1783 | 2022 | CA | Carson Ice-Gen Project | 7527 | 2 | 1 | OP | CA | NG | 17.5 | 1.104 | 169270 | 609367.1251 | 94824 | 341363.6691 | EIA-923 Generator File | 1995
1784 | 2022 | CA | Carson Ice-Gen Project | 7527 | CCCT |  | OP | CT | NG | 54 | 0.081 | 38466 | 138476.4922 | 19452 | 70026.6398 | EIA-923 Generator File | 1995
1785 | 2022 | CA | Cascade Solar | 58590 | 1 |  | OP | PV | SUN | 18.5 | 0.335 | 54215 | 195172.4386 | 28508 | 102627.979 | Distributed from 923 Generation And Fuel | 2014
1786 | 2022 | CA | Castaic | 392 | 1 |  | OA | PS | WAT | 271 | 0.01 | 23227.5 | 83618.3311 | 1860.833 | 6698.9452 | Distributed from 923 Generation And Fuel | 1973
1787 | 2022 | CA | Castaic | 392 | 2 |  | OP | PS | WAT | 271 | 0.01 | 23227.5 | 83618.3311 | 1860.833 | 6698.9452 | Distributed from 923 Generation And Fuel | 1974
1788 | 2022 | CA | Castaic | 392 | 3 |  | OP | PS | WAT | 271 | 0.01 | 23227.5 | 83618.3311 | 1860.833 | 6698.9452 | Distributed from 923 Generation And Fuel | 1976
1789 | 2022 | CA | Castaic | 392 | 4 |  | OP | PS | WAT | 271 | 0.01 | 23227.5 | 83618.3311 | 1860.833 | 6698.9452 | Distributed from 923 Generation And Fuel | 1977
1790 | 2022 | CA | Castaic | 392 | 5 |  | OA | PS | WAT | 271 | 0.01 | 23227.5 | 83618.3311 | 1860.833 | 6698.9452 | Distributed from 923 Generation And Fuel | 1977
1791 | 2022 | CA | Castaic | 392 | 6 |  | OP | PS | WAT | 271 | 0.01 | 23227.5 | 83618.3311 | 1860.833 | 6698.9452 | Distributed from 923 Generation And Fuel | 1978
1792 | 2022 | CA | Castaic | 392 | 7 |  | OP | HY | WAT | 56 | 0 | 0 | 0 | 0 | 0 | Distributed from 923 Generation And Fuel | 1972
1793 | 2022 | CA | Castaic Lake Phase II | 63385 | CA135 |  | OP | PV | SUN | 3.5 | 0.09 | 2764 | 9950.3204 | 1453 | 5230.7582 | Distributed from 923 Generation And Fuel | 2014
1794 | 2022 | CA | Castle Rock Vineyards | 57870 | SOLAR |  | OP | PV | SUN | 1 | 0.121 | 1062 | 3823.1694 | 558 | 2008.7839 | Distributed from 923 Generation And Fuel | 2010
1795 | 2022 | CA | Castor Solar | 60277 | CASTR |  | OP | PV | SUN | 1.5 | 0.224 | 2941 | 10587.5153 | 1546 | 5565.5555 | Distributed from 923 Generation And Fuel | 2016
1796 | 2022 | CA | Catalina Express | 64836 | CATAL |  | OP | PV | SUN | 1 | 0.216 | 1893 | 6814.7455 | 995 | 3581.9713 | Distributed from 923 Generation And Fuel | 2020
1797 | 2022 | CA | Catalina Solar 2, LLC | 59334 | INV-1 |  | OP | PV | SUN | 18 | 0.297 | 46785 | 168424.6526 | 24601 | 88562.8915 | Distributed from 923 Generation And Fuel | 2015
1798 | 2022 | CA | Catalina Solar LLC | 57708 | INV |  | OP | PV | SUN | 110 | 0.278 | 267496 | 962977.8962 | 140660 | 506371.949 | Distributed from 923 Generation And Fuel | 2012
1799 | 2022 | CA | CA-Ventura Co CCD-Oxnard College Canopy | 65447 | 19032 |  | OP | PV | SUN | 1.5 | 0 | 1 | 3.6 | 0 | 0 | Distributed from 923 Generation And Fuel | 2022
1800 | 2022 | CA | CBS Studio Center | 58440 | 9560 |  | OP | FC | NG | 0.4 | 0.277 | 972.333 | 3500.3708 | 290.167 | 1044.5928 | Distributed from 923 Generation And Fuel | 2013
1801 | 2022 | CA | CBS Studio Center | 58440 | 9580 |  | OP | FC | NG | 0.4 | 0.277 | 972.333 | 3500.3708 | 290.167 | 1044.5928 | Distributed from 923 Generation And Fuel | 2013
1802 | 2022 | CA | CBS Studio Center | 58440 | 9581 |  | OP | FC | NG | 0.4 | 0.277 | 972.333 | 3500.3708 | 290.167 | 1044.5928 | Distributed from 923 Generation And Fuel | 2013
1803 | 2022 | CA | CBS Studio Center | 58440 | 9583 |  | OP | FC | NG | 0.4 | 0.277 | 972.333 | 3500.3708 | 290.167 | 1044.5928 | Distributed from 923 Generation And Fuel | 2013
1804 | 2022 | CA | CBS Studio Center | 58440 | 9585 |  | OP | FC | NG | 0.4 | 0.277 | 972.333 | 3500.3708 | 290.167 | 1044.5928 | Distributed from 923 Generation And Fuel | 2013
1805 | 2022 | CA | CBS Studio Center | 58440 | 9587 |  | OP | FC | NG | 0.4 | 0.277 | 972.333 | 3500.3708 | 290.167 | 1044.5928 | Distributed from 923 Generation And Fuel | 2013
1806 | 2022 | CA | CBS Television City | 58253 | GEN1 |  | OP | PV | SUN | 1.6 | 0.108 | 1515 | 5453.9564 | 797 | 2869.177 | Distributed from 923 Generation And Fuel | 2013
1807 | 2022 | CA | CBS Television City | 58253 | GEN2 |  | OP | FC | NG | 0.4 | 0.456 | 1598.667 | 5755.1552 | 725 | 2609.9791 | Distributed from 923 Generation And Fuel | 2013
1808 | 2022 | CA | CBS Television City | 58253 | GEN3 |  | OP | FC | NG | 0.4 | 0.456 | 1598.667 | 5755.1552 | 725 | 2609.9791 | Distributed from 923 Generation And Fuel | 2013
1809 | 2022 | CA | CBS Television City | 58253 | GEN4 |  | OP | FC | NG | 0.4 | 0.456 | 1598.667 | 5755.1552 | 725 | 2609.9791 | Distributed from 923 Generation And Fuel | 2013
1810 | 2022 | CA | CCCSD Wastewater Treatment Plnt | 57573 | S188 |  | OP | GT | NG | 3.5 | 0.692 | 21209 | 76351.7892 | 9561 | 34419.3246 | Distributed from 923 Generation And Fuel | 1995
1811 | 2022 | CA | CD4 | 63490 | OEC1 |  | OP | BT | GEO | 44.4 | 0.341 | 132473 | 476898.9848 | 66172 | 238217.2943 | Distributed from 923 Generation And Fuel | 2022
1812 | 2022 | CA | CDCR (CA) - Corcoran State Prison | 61620 | CORSP |  | OP | PV | SUN | 5 | 0.217 | 9521 | 34275.3258 | 5007 | 18025.0558 | Distributed from 923 Generation And Fuel | 2013
1813 | 2022 | CA | CDCR (CA) - Pleasant Valley State Prison | 59748 | 1 |  | OP | PV | SUN | 1.2 | 0.258 | 2717 | 9781.1218 | 1429 | 5144.3588 | Distributed from 923 Generation And Fuel | 2014
1814 | 2022 | CA | CDCR (CA) - Solano State Prison | 61619 | SOLSP |  | OP | PV | SUN | 1.1 | 0.221 | 2125 | 7649.9388 | 1117 | 4021.1678 | Distributed from 923 Generation And Fuel | 2013
1815 | 2022 | CA | CDCR (CA) - Wasco State Prison | 61621 | WASCO |  | OP | PV | SUN | 1.5 | 0.274 | 3596 | 12945.4964 | 1891 | 6807.5455 | Distributed from 923 Generation And Fuel | 2013
1816 | 2022 | CA | CE Leathers | 10631 | GEN1 |  | OP | ST | GEO | 45.5 | 0.868 | 346128 | 1246050.8316 | 145062 | 522219.0222 | Distributed from 923 Generation And Fuel | 1989
1817 | 2022 | CA | CE Turbo LLC | 55984 | TG21 |  | OP | ST | GEO | 11.5 | 0.665 | 66980 | 241126.071 | 28071 | 101054.7916 | Distributed from 923 Generation And Fuel | 2000
1818 | 2022 | CA | CED Avenal | 60077 | AVCA |  | OP | PV | SUN | 15.8 | 0.162 | 22401 | 80642.9549 | 11779 | 42404.0608 | Distributed from 923 Generation And Fuel | 2017
1819 | 2022 | CA | CED Ducor 1 | 60078 | DU1CA |  | OP | PV | SUN | 20 | 0.263 | 46031 | 165710.2743 | 24205 | 87137.3029 | Distributed from 923 Generation And Fuel | 2016
1820 | 2022 | CA | CED Ducor 2 | 60079 | DU2CA |  | OP | PV | SUN | 20 | 0.266 | 46557 | 167603.8592 | 24482 | 88134.4949 | Distributed from 923 Generation And Fuel | 2016
1821 | 2022 | CA | CED Ducor 3 | 60080 | DU3CA |  | OP | PV | SUN | 15 | 0.263 | 34562 | 124422.2046 | 18174 | 65425.8766 | Distributed from 923 Generation And Fuel | 2016
1822 | 2022 | CA | CED Ducor 4 | 60081 | DU4CA |  | OP | PV | SUN | 20 | 0.264 | 46291 | 166646.2668 | 24342 | 87630.499 | Distributed from 923 Generation And Fuel | 2016
1823 | 2022 | CA | Center Hybrid | 56475 | 1 |  | OP | GT | NG | 49.8 | 0.016 | 6864 | 24710.2023 | 4817 | 17341.0613 | Distributed from 923 Generation And Fuel | 2007
1824 | 2022 | CA | Center Hybrid | 56475 | BA1 |  | OP | BA | MWH | 10 | 0 | 0 | 0 | 0 | 0 | Distributed from 923 Generation And Fuel | 2016
1825 | 2022 | CA | Centerville PH | 224 | 1 |  | OS | HY | WAT | 5.5 |  | GENYRONL: 1900
1826 | 2022 | CA | Centerville PH | 224 | 2 |  | OS | HY | WAT | 0.9 |  | GENYRONL: 1900
1827 | 2022 | CA | Centinela Solar Energy | 58430 | CSE1 |  | OP | PV | SUN | 34.2 | 0.329 | 98478.391 | 354519.3714 | 51784.043 | 186421.0634 | Distributed from 923 Generation And Fuel | 2013
1828 | 2022 | CA | Centinela Solar Energy | 58430 | CSE2 |  | OP | PV | SUN | 26.6 | 0.329 | 76594.304 | 275737.2885 | 40276.478 | 144994.1608 | Distributed from 923 Generation And Fuel | 2013
1829 | 2022 | CA | Centinela Solar Energy | 58430 | CSE3 |  | OP | PV | SUN | 34.2 | 0.329 | 98478.391 | 354519.3714 | 51784.043 | 186421.0634 | Distributed from 923 Generation And Fuel | 2013
1830 | 2022 | CA | Centinela Solar Energy | 58430 | CSE4 |  | OP | PV | SUN | 34.2 | 0.329 | 98478.391 | 354519.3714 | 51784.043 | 186421.0634 | Distributed from 923 Generation And Fuel | 2013
1831 | 2022 | CA | Centinela Solar Energy | 58430 | CSE5 |  | OP | PV | SUN | 19 | 0.329 | 54710.217 | 196955.2056 | 28768.913 | 103567.2583 | Distributed from 923 Generation And Fuel | 2014
1832 | 2022 | CA | Centinela Solar Energy | 58430 | CSE6 |  | OP | PV | SUN | 26.6 | 0.329 | 76594.304 | 275737.2885 | 40276.478 | 144994.1608 | Distributed from 923 Generation And Fuel | 2014
1833 | 2022 | CA | Centinela State Prison | 64519 | CENSP |  | OP | PV | SUN | 6 | 0.324 | 17044 | 61357.9091 | 8962 | 32262.9419 | Distributed from 923 Generation And Fuel | 2019
1834 | 2022 | CA | Central 40 | 63940 | CEN40 |  | OP | PV | SUN | 40 | 0.251 | 87976 | 316711.0663 | 47853 | 172269.4218 | Distributed from 923 Generation And Fuel | 2021
1835 | 2022 | CA | Central Antelope Dry Ranch B LLC | 60281 | CADRB |  | OP | PV | SUN | 3 | 0.309 | 8112 | 29202.9664 | 4266 | 15357.4771 | Distributed from 923 Generation And Fuel | 2017
1836 | 2022 | CA | Central Antelope Dry Ranch C | 59963 | CADRC |  | OP | PV | SUN | 20 | 0.173 | 30280 | 109007.1279 | 15922 | 57318.7415 | Distributed from 923 Generation And Fuel | 2016
1837 | 2022 | CA | Central CA Fuel Cell 1 | 63439 | CCFC1 |  | OP | FC | NG | 2.8 | 0.817 | 20045 | 72161.4227 | 9088 | 32716.5383 | Distributed from 923 Generation And Fuel | 2018
1838 | 2022 | CA | Central Utilities Plant LAX 2 | 58258 | GEN1 |  | OP | GT | NG | 4.6 | 0.487 | 19613.5 | 70608.0351 | 9770 | 35171.7186 | Distributed from 923 Generation And Fuel | 2015
1839 | 2022 | CA | Central Utilities Plant LAX 2 | 58258 | GEN2 |  | OP | GT | NG | 4.6 | 0.487 | 19613.5 | 70608.0351 | 9770 | 35171.7186 | Distributed from 923 Generation And Fuel | 2015
1840 | 2022 | CA | Central Valley Ag Power | 58978 | CVAP |  | OP | IC | OBG | 1.5 | 0 | 0 | 0 | 0 | 0 | Distributed from 923 Generation And Fuel | 2014
1841 | 2022 | CA | Century Generating Facility | 55934 | C1 |  | OP | GT | NG | 11.2 | 0.003 | 274.25 | 987.2921 | 124.25 | 447.2964 | Distributed from 923 Generation And Fuel | 2001
1842 | 2022 | CA | Century Generating Facility | 55934 | C2 |  | OP | GT | NG | 11.2 | 0.003 | 274.25 | 987.2921 | 124.25 | 447.2964 | Distributed from 923 Generation And Fuel | 2001
1843 | 2022 | CA | Century Generating Facility | 55934 | C3 |  | OP | GT | NG | 11.2 | 0.003 | 274.25 | 987.2921 | 124.25 | 447.2964 | Distributed from 923 Generation And Fuel | 2001
1844 | 2022 | CA | Century Generating Facility | 55934 | C4 |  | OP | GT | NG | 11.2 | 0.003 | 274.25 | 987.2921 | 124.25 | 447.2964 | Distributed from 923 Generation And Fuel | 2001
1845 | 2022 | CA | CES Placerita Power Plant | 10677 | UNT2 |  | OS | CT | NG | 60 |  | GENYRONL: 1988
1846 | 2022 | CA | CES Placerita Power Plant | 10677 | UNT3 |  | OS | CA | NG | 30 |  | GENYRONL: 1988
1847 | 2022 | CA | CFW Solar X LLC - Vaughn | 62378 | VSCFW |  | OP | PV | SUN | 1.6 | 0.244 | 3420 | 12311.9015 | 1798 | 6472.7482 | Distributed from 923 Generation And Fuel | 2018
1848 | 2022 | CA | Chaffey College Rancho Cucamonga Campus | 62150 | SOLAR |  | OP | PV | SUN | 4 | 0.225 | 7869 | 28328.1734 | 4138 | 14896.6808 | Distributed from 923 Generation And Fuel | 2017
1849 | 2022 | CA | Chalk Cliff Limited | 50003 | GEN1 |  | OP | GT | NG | 46 | 0.032 | 12997 | 46788.8257 | 11733 | 42238.4621 | Distributed from 923 Generation And Fuel | 1990
1850 | 2022 | CA | Chambers 4 - Eastvale DCA2 | 65255 | GEN1 |  | OP | PV | SUN | 1.5 | 0 | 0 | 0 | 0 | 0 | Distributed from 923 Generation And Fuel | 2018
1851 | 2022 | CA | Chambers 4 - Eastvale LGB3 | 65238 | GEN1 |  | OP | PV | SUN | 2.4 | 0 | 0 | 0 | 0 | 0 | Distributed from 923 Generation And Fuel | 2019
1852 | 2022 | CA | Chambers 4 - Redland LGB4 | 65251 | GEN1 |  | OP | PV | SUN | 1.9 | 0 | 0 | 0 | 0 | 0 | Distributed from 923 Generation And Fuel | 2019
1853 | 2022 | CA | Chambers 4 - Rialto LGB8 | 65253 | GEN1 |  | OP | PV | SUN | 2.2 | 0 | 0 | 0 | 0 | 0 | Distributed from 923 Generation And Fuel | 2018
1854 | 2022 | CA | Chambers 4 - Riverside LGB6 | 65252 | GEN1 |  | OP | PV | SUN | 2.4 | 0 | 0 | 0 | 0 | 0 | Distributed from 923 Generation And Fuel | 2018
1855 | 2022 | CA | Chambers 4 - Sacramento SMF1 | 65254 | GEN1 |  | OP | PV | SUN | 2.7 | 0 | 0 | 0 | 0 | 0 | Distributed from 923 Generation And Fuel | 2018
1856 | 2022 | CA | Chambers 4 - San Bernardino SNA7 | 65256 | GEN1 |  | OP | PV | SUN | 2 | 0 | 0 | 0 | 0 | 0 | Distributed from 923 Generation And Fuel | 2018
1857 | 2022 | CA | Chevron - Lost Hills Hybrid | 63545 | GEN1 |  | OP | PV | SUN | 30 | 0.283 | 74367 | 267719.0582 | 40659 | 146371.229 | Distributed from 923 Generation And Fuel | 2020
1858 | 2022 | CA | Chicago Park | 412 | 2P |  | OP | HY | WAT | 44 | 0.265 | 102290 | 368241.0541 | 51490 | 185362.5171 | Distributed from 923 Generation And Fuel | 1965
1859 | 2022 | CA | Childrens Hospital | 10175 | 0799 |  | SB | IC | DFO | 2 | 0 | 3.988 | 14.3567 | 1.538 | 5.5368 | Data from EIA-923 Generator File overwritten with distributed data from EIA-923 Generation and Fuel | 2000
1860 | 2022 | CA | Childrens Hospital | 10175 | 1711 |  | OP | GT | NG | 4.8 | 0.652 | 27397 | 98628.411 | 12487 | 44952.8404 | Distributed from 923 Generation And Fuel | 2004
1861 | 2022 | CA | Childrens Hospital | 10175 | 5083 |  | OP | IC | DFO | 1.5 | 0 | 2.991 | 10.7675 | 1.154 | 4.1544 | Data from EIA-923 Generator File overwritten with distributed data from EIA-923 Generation and Fuel | 2010
1862 | 2022 | CA | Childrens Hospital | 10175 | 5084 |  | OP | IC | DFO | 1.5 | 0 | 2.991 | 10.7675 | 1.154 | 4.1544 | Data from EIA-923 Generator File overwritten with distributed data from EIA-923 Generation and Fuel | 2010
1863 | 2022 | CA | Childrens Hospital | 10175 | 5085 |  | OP | IC | DFO | 1.5 | 0 | 2.991 | 10.7675 | 1.154 | 4.1544 | Data from EIA-923 Generator File overwritten with distributed data from EIA-923 Generation and Fuel | 2010
1864 | 2022 | CA | Chili Bar | 225 | 1 |  | OP | HY | WAT | 8.3 | 0.351 | 25543 | 91954.0644 | 12858 | 46288.4297 | Distributed from 923 Generation And Fuel | 1965
1865 | 2022 | CA | Chowchilla II | 56185 | IC1 |  | OP | IC | NG | 3.1 | 0.051 | 1381.5 | 4973.3602 | 626.375 | 2254.932 | Distributed from 923 Generation And Fuel | 2001
1866 | 2022 | CA | Chowchilla II | 56185 | IC10 |  | OP | IC | NG | 3.1 | 0.051 | 1381.5 | 4973.3602 | 626.375 | 2254.932 | Distributed from 923 Generation And Fuel | 2001
1867 | 2022 | CA | Chowchilla II | 56185 | IC11 |  | OP | IC | NG | 3.1 | 0.051 | 1381.5 | 4973.3602 | 626.375 | 2254.932 | Distributed from 923 Generation And Fuel | 2001
1868 | 2022 | CA | Chowchilla II | 56185 | IC12 |  | OP | IC | NG | 3.1 | 0.051 | 1381.5 | 4973.3602 | 626.375 | 2254.932 | Distributed from 923 Generation And Fuel | 2001
1869 | 2022 | CA | Chowchilla II | 56185 | IC13 |  | OP | IC | NG | 3.1 | 0.051 | 1381.5 | 4973.3602 | 626.375 | 2254.932 | Distributed from 923 Generation And Fuel | 2001
1870 | 2022 | CA | Chowchilla II | 56185 | IC14 |  | OP | IC | NG | 3.1 | 0.051 | 1381.5 | 4973.3602 | 626.375 | 2254.932 | Distributed from 923 Generation And Fuel | 2001
1871 | 2022 | CA | Chowchilla II | 56185 | IC15 |  | OP | IC | NG | 3.1 | 0.051 | 1381.5 | 4973.3602 | 626.375 | 2254.932 | Distributed from 923 Generation And Fuel | 2001
1872 | 2022 | CA | Chowchilla II | 56185 | IC16 |  | OP | IC | NG | 3.1 | 0.051 | 1381.5 | 4973.3602 | 626.375 | 2254.932 | Distributed from 923 Generation And Fuel | 2001
1873 | 2022 | CA | Chowchilla II | 56185 | IC2 |  | OP | IC | NG | 3.1 | 0.051 | 1381.5 | 4973.3602 | 626.375 | 2254.932 | Distributed from 923 Generation And Fuel | 2001
1874 | 2022 | CA | Chowchilla II | 56185 | IC3 |  | OP | IC | NG | 3.1 | 0.051 | 1381.5 | 4973.3602 | 626.375 | 2254.932 | Distributed from 923 Generation And Fuel | 2001
1875 | 2022 | CA | Chowchilla II | 56185 | IC4 |  | OP | IC | NG | 3.1 | 0.051 | 1381.5 | 4973.3602 | 626.375 | 2254.932 | Distributed from 923 Generation And Fuel | 2001
1876 | 2022 | CA | Chowchilla II | 56185 | IC5 |  | OP | IC | NG | 3.1 | 0.051 | 1381.5 | 4973.3602 | 626.375 | 2254.932 | Distributed from 923 Generation And Fuel | 2001
1877 | 2022 | CA | Chowchilla II | 56185 | IC6 |  | OP | IC | NG | 3.1 | 0.051 | 1381.5 | 4973.3602 | 626.375 | 2254.932 | Distributed from 923 Generation And Fuel | 2001
1878 | 2022 | CA | Chowchilla II | 56185 | IC7 |  | OP | IC | NG | 3.1 | 0.051 | 1381.5 | 4973.3602 | 626.375 | 2254.932 | Distributed from 923 Generation And Fuel | 2001
1879 | 2022 | CA | Chowchilla II | 56185 | IC8 |  | OP | IC | NG | 3.1 | 0.051 | 1381.5 | 4973.3602 | 626.375 | 2254.932 | Distributed from 923 Generation And Fuel | 2001
1880 | 2022 | CA | Chowchilla II | 56185 | IC9 |  | OP | IC | NG | 3.1 | 0.051 | 1381.5 | 4973.3602 | 626.375 | 2254.932 | Distributed from 923 Generation And Fuel | 2001
1881 | 2022 | CA | Chuckawalla Solar | 58506 | 0937 |  | OP | PV | SUN | 4 | 0.228 | 8003 | 28810.5695 | 4208 | 15148.6788 | Distributed from 923 Generation And Fuel | 2012
1882 | 2022 | CA | Chuckawalla Valley State Prison | 57011 | 1 |  | OP | PV | SUN | 1 | 0.055 | 484 | 1742.3861 | 255 | 917.9927 | Distributed from 923 Generation And Fuel | 2006
1883 | 2022 | CA | Chula Vista Energy Center | 55540 | GEN1 |  | OP | GT | NG | 37.2 | 0.006 | 2016 | 7257.5419 | 1611 | 5799.5536 | Distributed from 923 Generation And Fuel | 2001
1884 | 2022 | CA | CID Solar (CA) | 63204 | HLS |  | OP | PV | SUN | 2 | 0.209 | 3666 | 13197.4944 | 1928 | 6940.7445 | Distributed from 923 Generation And Fuel | 2019
1885 | 2022 | CA | CID Solar, LLC | 59183 | PV1 |  | OP | PV | SUN | 20 | 0.289 | 50705 | 182536.5397 | 26663 | 95986.0321 | Distributed from 923 Generation And Fuel | 2014
1886 | 2022 | CA | Citizen B | 59738 | CSB |  | OP | PV | SUN | 5 | 0.091 | 3989 | 14360.2851 | 2098 | 7552.7396 | Distributed from 923 Generation And Fuel | 2015
1887 | 2022 | CA | Citizens Imperial Solar | 62052 | CIS1 |  | OP | PV | SUN | 30 | 0.274 | 71943 | 258992.7281 | 36223 | 130401.7568 | Distributed from 923 Generation And Fuel | 2019
1888 | 2022 | CA | City of Hayward WWTP | 58525 | 1 |  | OP | PV | SUN | 1.6 | 0.259 | 3636 | 13089.4953 | 1912 | 6883.1449 | Distributed from 923 Generation And Fuel | 2010
1889 | 2022 | CA | City of Hayward WWTP | 58525 | COGEN |  | OP | IC | OBG | 1.1 | 0.689 | 6637 | 23893.0089 | 2776 | 9993.5201 | Distributed from 923 Generation And Fuel | 2014
1890 | 2022 | CA | City of Madera WWTP | 57682 | 1 |  | OP | PV | SUN | 1.2 | 0.163 | 1714 | 6170.3506 | 901 | 3243.5741 | Distributed from 923 Generation And Fuel | 2009
1891 | 2022 | CA | City of Palo Alto | 57714 | GEN1 |  | SB | IC | NG | 1.1 | 0 | 0 | 0 | 0 | 0 | Distributed from 923 Generation And Fuel | 2002
1892 | 2022 | CA | City of Palo Alto | 57714 | GEN2 |  | SB | IC | NG | 1.1 | 0 | 0 | 0 | 0 | 0 | Distributed from 923 Generation And Fuel | 2002
1893 | 2022 | CA | City of Palo Alto | 57714 | GEN3 |  | SB | IC | NG | 1.1 | 0 | 0 | 0 | 0 | 0 | Distributed from 923 Generation And Fuel | 2002
1894 | 2022 | CA | City of Palo Alto | 57714 | GEN4 |  | SB | IC | NG | 1.1 | 0 | 0 | 0 | 0 | 0 | Distributed from 923 Generation And Fuel | 2002
1895 | 2022 | CA | City of Soledad Water Reclamation | 59329 | SOL1 |  | OP | WT | WND | 1 | 0.475 | 4157 | 14965.0803 | 2201 | 7923.5366 | Distributed from 923 Generation And Fuel | 2014
1896 | 2022 | CA | City of Tulare Water Facility | 59395 | MM26 |  | OP | FC | NG | 2.8 | 0.391 | 9580.345 | 34488.9661 | 4343.862 | 15637.7781 | Distributed from 923 Generation And Fuel | 2018
1897 | 2022 | CA | City of Tulare Water Facility | 59395 | MM27 |  | OP | FC | OBG | 3 | 0.391 | 10264.655 | 36952.4624 | 4654.138 | 16754.7628 | Distributed from 923 Generation And Fuel | 2019
1898 | 2022 | CA | City of Tulare Water Facility | 59395 | SC500 |  | OP | PV | SUN | 1 | 0.135 | 1180.588 | 4250.0828 | 620.882 | 2235.1573 | Distributed from 923 Generation And Fuel | 2011
1899 | 2022 | CA | City of Tulare Water Facility | 59395 | SOLAR |  | OP | PV | SUN | 2.4 | 0.135 | 2833.412 | 10200.2016 | 1490.118 | 5364.3819 | Distributed from 923 Generation And Fuel | 2020
1900 | 2022 | CA | Civic Center | 10623 | GEN1 |  | OS | CT | NG | 22.1 | 0 | 0 | 0 | 0 | 0 | EIA-923 Generator File | 1989
1901 | 2022 | CA | Civic Center | 10623 | GEN2 | 4 | OP | CA | NG | 12.4 | 0 | 0 | 0 | 0 | 0 | EIA-923 Generator File | 1989
1902 | 2022 | CA | Clear Lake Hydro Project | 50128 | 3381 |  | OS | HY | WAT | 2.5 |  | GENYRONL: 1985
1903 | 2022 | CA | Clearwater Power Plant | 56356 | CT1 |  | OP | CT | NG | 41 | 0.036 | 13091 | 47127.223 | 5935.488 | 21367.5859 | EIA-923 Generator File | 2005
1904 | 2022 | CA | Clearwater Power Plant | 56356 | ST1 |  | OP | CA | NG | 8 | 0.056 | 3908 | 14068.6875 | 1771.896 | 6378.7746 | EIA-923 Generator File | 2005
1905 | 2022 | CA | Cloverdale Solar Center | 60813 | ECA02 |  | OP | PV | SUN | 1 | 0.266 | 2333 | 8398.7328 | 1227 | 4417.1647 | Distributed from 923 Generation And Fuel | 2019
1906 | 2022 | CA | Cloverdale Solar I | 58949 | TBD |  | OP | PV | SUN | 1.5 | 0 | 0 | 0 | 0 | 0 | Distributed from 923 Generation And Fuel | 2014
1907 | 2022 | CA | Clovis East High School | 66469 | PV1 |  | OP | PV | SUN | 1 | 0.18 | 1573 | 5662.7547 | 827 | 2977.1762 | Distributed from 923 Generation And Fuel | 2018
1908 | 2022 | CA | Clovis High School | 66468 | PV1 |  | OP | PV | SUN | 1 | 0.173 | 1512 | 5443.1565 | 795 | 2861.9771 | Distributed from 923 Generation And Fuel | 2018
1909 | 2022 | CA | Clovis North High School | 66470 | PV1 |  | OP | PV | SUN | 1 | 0.179 | 1565 | 5633.9549 | 823 | 2962.7763 | Distributed from 923 Generation And Fuel | 2017
1910 | 2022 | CA | Coachella | 6060 | 1 |  | OP | GT | NG | 23.1 | 0.003 | 626.75 | 2256.2819 | 280 | 1007.9919 | Distributed from 923 Generation And Fuel | 1973
1911 | 2022 | CA | Coachella | 6060 | 2 |  | OP | GT | NG | 23.1 | 0.003 | 626.75 | 2256.2819 | 280 | 1007.9919 | Distributed from 923 Generation And Fuel | 1973
1912 | 2022 | CA | Coachella | 6060 | 3 |  | OP | GT | NG | 23.1 | 0.003 | 626.75 | 2256.2819 | 280 | 1007.9919 | Distributed from 923 Generation And Fuel | 1974
1913 | 2022 | CA | Coachella | 6060 | 4 |  | OP | GT | NG | 23.1 | 0.003 | 626.75 | 2256.2819 | 280 | 1007.9919 | Distributed from 923 Generation And Fuel | 1976
1914 | 2022 | CA | Coachella Hills Wind | 64323 | CHW |  | OP | WT | WND | 61.2 | 0.323 | 173182 | 623450.2124 | 97283 | 350215.9983 | Distributed from 923 Generation And Fuel | 2021
1915 | 2022 | CA | Coalinga 25D Cogen | 52086 | TG1 |  | OP | GT | NG | 3.4 | 0.474 | 14118.5 | 50826.1934 | 6401.25 | 23044.3156 | Distributed from 923 Generation And Fuel | 1986
1916 | 2022 | CA | Coalinga 25D Cogen | 52086 | TG2 |  | OP | GT | NG | 3.4 | 0.474 | 14118.5 | 50826.1934 | 6401.25 | 23044.3156 | Distributed from 923 Generation And Fuel | 1986
1917 | 2022 | CA | Coalinga 25D Cogen | 52086 | TG3 |  | OP | GT | NG | 3.4 | 0.474 | 14118.5 | 50826.1934 | 6401.25 | 23044.3156 | Distributed from 923 Generation And Fuel | 1987
1918 | 2022 | CA | Coalinga 25D Cogen | 52086 | TG4 |  | OP | GT | NG | 3.4 | 0.474 | 14118.5 | 50826.1934 | 6401.25 | 23044.3156 | Distributed from 923 Generation And Fuel | 1987
1919 | 2022 | CA | Coalinga 6C Cogen | 52083 | TG1 |  | OS | GT | NG | 3.4 |  | GENYRONL: 1989
1920 | 2022 | CA | Coalinga 6C Cogen | 52083 | TG2 |  | OS | GT | NG | 3.4 |  | GENYRONL: 1989
1921 | 2022 | CA | Coalinga Cogeneration | 50131 | K100 |  | OS | GT | NG | 38.4 |  | GENYRONL: 1991
1922 | 2022 | CA | Coalinga Cogeneration Facility | 50750 | GEN1 |  | OP | GT | NG | 3.4 | 0.783 | 23307 | 83904.5288 | 10567.5 | 38042.6957 | Distributed from 923 Generation And Fuel | 1988
1923 | 2022 | CA | Coalinga Cogeneration Facility | 50750 | GEN2 |  | OP | GT | NG | 3.4 | 0.783 | 23307 | 83904.5288 | 10567.5 | 38042.6957 | Distributed from 923 Generation And Fuel | 1988
1924 | 2022 | CA | Cold Canyon 1 | 58379 | W3998 |  | OP | IC | LFG | 1.5 | 0.821 | 10783 | 38818.4895 | 4482 | 16135.0709 | Distributed from 923 Generation And Fuel | 2013
1925 | 2022 | CA | Coleman PH | 227 | 1 |  | OP | HY | WAT | 12.1 | 0.213 | 22560 | 81215.3503 | 11356 | 40881.2729 | Distributed from 923 Generation And Fuel | 1979
1926 | 2022 | CA | Colgate | 454 | 1 |  | OP | HY | WAT | 157.5 | 0.225 | 309923 | 1115713.8743 | 197095.5 | 709538.1237 | Distributed from 923 Generation And Fuel | 1969
1927 | 2022 | CA | Colgate | 454 | 2 |  | OP | HY | WAT | 157.5 | 0.225 | 309923 | 1115713.8743 | 197095.5 | 709538.1237 | Distributed from 923 Generation And Fuel | 1969
1928 | 2022 | CA | Colgreen North Shore Solar Farm | 60825 | CNS1 |  | OP | PV | SUN | 74.8 | 0.246 | 161053 | 579786.1617 | 77179 | 277842.1773 | Distributed from 923 Generation And Fuel | 2018
1929 | 2022 | CA | Collierville Powerhouse | 54555 | GEN1 |  | OP | HY | WAT | 126.5 | 0.119 | 132079 | 475480.5962 | 43297.5 | 155869.753 | Distributed from 923 Generation And Fuel | 1989
1930 | 2022 | CA | Collierville Powerhouse | 54555 | GEN2 |  | OP | HY | WAT | 126.5 | 0.119 | 132079 | 475480.5962 | 43297.5 | 155869.753 | Distributed from 923 Generation And Fuel | 1989
1931 | 2022 | CA | Collins Pine Project | 10661 | GEN5 | 1 | OP | ST | WDS | 5 | 0.551 | 24144 | 86917.7047 | 8997 | 32388.9409 | Distributed from 923 Generation And Fuel | 2021
1932 | 2022 | CA | Colon PV | 59798 | W4172 |  | OP | PV | SUN | 1.3 | 0.191 | 2180 | 7847.9372 | 1146 | 4125.567 | Distributed from 923 Generation And Fuel | 2015
1933 | 2022 | CA | Colton Solar One, LLC | 59597 | CS001 |  | OP | PV | SUN | 2.5 | 0.216 | 4726 | 17013.4639 | 2485 | 8945.9284 | Distributed from 923 Generation And Fuel | 2015
1934 | 2022 | CA | Colton Solar Two, LLC | 59598 | CS002 |  | OP | PV | SUN | 1 | 0.139 | 1217 | 4381.165 | 640 | 2303.9816 | Distributed from 923 Generation And Fuel | 2015
1935 | 2022 | CA | Columbia Solar Energy, LLC | 59979 | GEN1 |  | OP | PV | SUN | 19.2 | 0.139 | 23430 | 84347.3252 | 12320 | 44351.6452 | Distributed from 923 Generation And Fuel | 2015
1936 | 2022 | CA | Colusa Generating Station | 56532 | A |  | OP | CT | NG | 181.5 | 0.482 | 765797 | 2756847.1452 | 300186 | 1080660.9547 | EIA-923 Generator File | 2010
1937 | 2022 | CA | Colusa Generating Station | 56532 | B |  | OP | CT | NG | 181.5 | 0.463 | 736015 | 2649632.8029 | 280646 | 1010317.5175 | EIA-923 Generator File | 2010
1938 | 2022 | CA | Colusa Generating Station | 56532 | C | 2 | OP | CA | NG | 349.4 | 0.347 | 1063031 | 3826880.985 | 441871 | 1590722.8742 | EIA-923 Generator File | 2010
1939 | 2022 | CA | Combie South | 846 | 1 |  | OP | HY | WAT | 0.5 | 0.28 | 1226.333 | 4414.7635 | 617.333 | 2222.381 | Distributed from 923 Generation And Fuel | 1984
1940 | 2022 | CA | Combie South | 846 | 2 |  | OP | HY | WAT | 0.5 | 0.28 | 1226.333 | 4414.7635 | 617.333 | 2222.381 | Distributed from 923 Generation And Fuel | 1984
1941 | 2022 | CA | Combie South | 846 | 3 |  | OP | HY | WAT | 0.5 | 0.28 | 1226.333 | 4414.7635 | 617.333 | 2222.381 | Distributed from 923 Generation And Fuel | 1984
1942 | 2022 | CA | Combustion Turbine Project No 2 | 7449 | NA1 |  | OP | GT | NG | 50 | 0.018 | 8008 | 28828.5694 | 6395 | 23021.8158 | Distributed from 923 Generation And Fuel | 1996
1943 | 2022 | CA | Comcast - Universal City | 65211 | CMC04 |  | OP | FC | NG | 1 | 0.885 | 7751 | 27903.3768 | 3514 | 12650.2988 | Distributed from 923 Generation And Fuel | 2021
1944 | 2022 | CA | Community Solar 1 | 58545 | 1 |  | OP | PV | SUN | 5.7 | 0.281 | 14054 | 50593.9952 | 7390 | 26603.7872 | Distributed from 923 Generation And Fuel | 2014
1945 | 2022 | CA | Control Gorge | 393 | 1 |  | OP | HY | WAT | 37.5 | 0.077 | 25268 | 90964.0723 | 12719 | 45788.0337 | Distributed from 923 Generation And Fuel | 1952
1946 | 2022 | CA | Copco 1 | 294 | 1 |  | OP | HY | WAT | 10 | 0.368 | 32232 | 116034.2717 | 16224.5 | 58407.7327 | Distributed from 923 Generation And Fuel | 1918
1947 | 2022 | CA | Copco 1 | 294 | 2 |  | OP | HY | WAT | 10 | 0.368 | 32232 | 116034.2717 | 16224.5 | 58407.7327 | Distributed from 923 Generation And Fuel | 1918
1948 | 2022 | CA | Copco 2 | 295 | 1 |  | OP | HY | WAT | 13.5 | 0.324 | 38334.5 | 138003.096 | 19296.5 | 69466.8443 | Distributed from 923 Generation And Fuel | 1925 | 2023
1949 | 2022 | CA | Copco 2 | 295 | 2 |  | OP | HY | WAT | 13.5 | 0.324 | 38334.5 | 138003.096 | 19296.5 | 69466.8443 | Distributed from 923 Generation And Fuel | 1925 | 2023
1950 | 2022 | CA | Coram Energy LLC | 54299 | GEWE |  | OP | WT | WND | 3 | 0.798 | 20959 | 75451.7964 | 11095 | 39941.6805 | Distributed from 923 Generation And Fuel | 2005
1951 | 2022 | CA | Coram Energy LLC (ECT) | 54298 | GEWE |  | OP | WT | WND | 7.5 | 0.397 | 26114 | 94009.6479 | 13824 | 49766.0019 | Distributed from 923 Generation And Fuel | 2005
1952 | 2022 | CA | Coram Tehachapi | 54750 | VW1 |  | OP | WT | WND | 6.5 | 0.054 | 3069 | 11048.3116 | 1625 | 5849.9532 | Distributed from 923 Generation And Fuel | 1992
1953 | 2022 | CA | Corcoran | 60450 | PVCR |  | OP | PV | SUN | 1.1 | 0.213 | 2049 | 7376.341 | 1077 | 3877.169 | Distributed from 923 Generation And Fuel | 2014
1954 | 2022 | CA | Corcoran Solar | 58374 | CSCA |  | OP | PV | SUN | 20 | 0.269 | 47053 | 169389.4449 | 24742 | 89070.4874 | Distributed from 923 Generation And Fuel | 2013
1955 | 2022 | CA | Corcoran Solar 2 | 59413 | C2CA |  | OP | PV | SUN | 19.8 | 0.293 | 50862 | 183101.7352 | 26745 | 96281.2298 | Distributed from 923 Generation And Fuel | 2015
1956 | 2022 | CA | Corcoran Solar 3 | 59900 | C3CA |  | OP | PV | SUN | 20 | 0.301 | 52777 | 189995.68 | 27752 | 99906.4007 | Distributed from 923 Generation And Fuel | 2016
1957 | 2022 | CA | CoreSite Real Estate 1656 McCarthy, L.P. | 61475 | G-1 |  | SB | IC | DFO | 1 | 0 | 0 | 0 | 0 | 0 | Distributed from 923 Generation And Fuel | 2000
1958 | 2022 | CA | CoreSite Real Estate 1656 McCarthy, L.P. | 61475 | G-2 |  | SB | IC | DFO | 1 | 0 | 0 | 0 | 0 | 0 | Distributed from 923 Generation And Fuel | 2000
1959 | 2022 | CA | CoreSite Real Estate 1656 McCarthy, L.P. | 61475 | G-3 |  | SB | IC | DFO | 1 | 0 | 0 | 0 | 0 | 0 | Distributed from 923 Generation And Fuel | 2000
1960 | 2022 | CA | CoreSite Real Estate 1656 McCarthy, L.P. | 61475 | G-4 |  | SB | IC | DFO | 1 | 0 | 0 | 0 | 0 | 0 | Distributed from 923 Generation And Fuel | 2000
1961 | 2022 | CA | CoreSite Real Estate 1656 McCarthy, L.P. | 61475 | G-5 |  | SB | IC | DFO | 1 | 0 | 0 | 0 | 0 | 0 | Distributed from 923 Generation And Fuel | 2000
1962 | 2022 | CA | CoreSite Real Estate 2901 Coronado, L.P. | 61476 | G-1 |  | SB | IC | DFO | 2 | 0 | 0 | 0 | 0 | 0 | Distributed from 923 Generation And Fuel | 2010
1963 | 2022 | CA | CoreSite Real Estate 2901 Coronado, L.P. | 61476 | G-2 |  | SB | IC | DFO | 2 | 0 | 0 | 0 | 0 | 0 | Distributed from 923 Generation And Fuel | 2010
1964 | 2022 | CA | CoreSite Real Estate 2901 Coronado, L.P. | 61476 | G-3 |  | SB | IC | DFO | 2 | 0 | 0 | 0 | 0 | 0 | Distributed from 923 Generation And Fuel | 2010
1965 | 2022 | CA | CoreSite Real Estate 2901 Coronado, L.P. | 61476 | G-4 |  | SB | IC | DFO | 2 | 0 | 0 | 0 | 0 | 0 | Distributed from 923 Generation And Fuel | 2010
1966 | 2022 | CA | CoreSite Real Estate 2901 Coronado, L.P. | 61476 | G-5 |  | SB | IC | DFO | 2 | 0 | 0 | 0 | 0 | 0 | Distributed from 923 Generation And Fuel | 2010
1967 | 2022 | CA | CoreSite Real Estate 2972 Stender, L.P. | 61464 | G-1 |  | SB | IC | DFO | 2 | 0 | 0 | 0 | 0 | 0 | Distributed from 923 Generation And Fuel | 2011
1968 | 2022 | CA | CoreSite Real Estate 2972 Stender, L.P. | 61464 | G-2 |  | SB | IC | DFO | 2 | 0 | 0 | 0 | 0 | 0 | Distributed from 923 Generation And Fuel | 2011
1969 | 2022 | CA | CoreSite Real Estate 2972 Stender, L.P. | 61464 | G-3 |  | SB | IC | DFO | 2 | 0 | 0 | 0 | 0 | 0 | Distributed from 923 Generation And Fuel | 2011
1970 | 2022 | CA | CoreSite Real Estate 2972 Stender, L.P. | 61464 | G-4 |  | SB | IC | DFO | 2 | 0 | 0 | 0 | 0 | 0 | Distributed from 923 Generation And Fuel | 2011
1971 | 2022 | CA | CoreSite Real Estate 2972 Stender, L.P. | 61464 | G-5 |  | SB | IC | DFO | 2 | 0 | 0 | 0 | 0 | 0 | Distributed from 923 Generation And Fuel | 2011
1972 | 2022 | CA | CoreSite Real Estate 2972 Stender, L.P. | 61464 | G-6 |  | SB | IC | DFO | 2 | 0 | 0 | 0 | 0 | 0 | Distributed from 923 Generation And Fuel | 2011
1973 | 2022 | CA | CoreSite Real Estate 3032 Coronado, L.P. | 61482 | G-1 |  | SB | IC | DFO | 3 | 0 | 0 | 0 | 0 | 0 | Distributed from 923 Generation And Fuel | 2015
1974 | 2022 | CA | CoreSite Real Estate 3032 Coronado, L.P. | 61482 | G-10 |  | SB | IC | DFO | 3 | 0 | 0 | 0 | 0 | 0 | Distributed from 923 Generation And Fuel | 2015
1975 | 2022 | CA | CoreSite Real Estate 3032 Coronado, L.P. | 61482 | G-11 |  | SB | IC | DFO | 3 | 0 | 0 | 0 | 0 | 0 | Distributed from 923 Generation And Fuel | 2015
1976 | 2022 | CA | CoreSite Real Estate 3032 Coronado, L.P. | 61482 | G-12 |  | SB | IC | DFO | 3 | 0 | 0 | 0 | 0 | 0 | Distributed from 923 Generation And Fuel | 2015
1977 | 2022 | CA | CoreSite Real Estate 3032 Coronado, L.P. | 61482 | G-2 |  | SB | IC | DFO | 3 | 0 | 0 | 0 | 0 | 0 | Distributed from 923 Generation And Fuel | 2015
1978 | 2022 | CA | CoreSite Real Estate 3032 Coronado, L.P. | 61482 | G-3 |  | SB | IC | DFO | 3 | 0 | 0 | 0 | 0 | 0 | Distributed from 923 Generation And Fuel | 2015
1979 | 2022 | CA | CoreSite Real Estate 3032 Coronado, L.P. | 61482 | G-4 |  | SB | IC | DFO | 3 | 0 | 0 | 0 | 0 | 0 | Distributed from 923 Generation And Fuel | 2015
1980 | 2022 | CA | CoreSite Real Estate 3032 Coronado, L.P. | 61482 | G-5 |  | SB | IC | DFO | 3 | 0 | 0 | 0 | 0 | 0 | Distributed from 923 Generation And Fuel | 2015
1981 | 2022 | CA | CoreSite Real Estate 3032 Coronado, L.P. | 61482 | G-6 |  | SB | IC | DFO | 3 | 0 | 0 | 0 | 0 | 0 | Distributed from 923 Generation And Fuel | 2015
1982 | 2022 | CA | CoreSite Real Estate 3032 Coronado, L.P. | 61482 | G-7 |  | SB | IC | DFO | 3 | 0 | 0 | 0 | 0 | 0 | Distributed from 923 Generation And Fuel | 2015
1983 | 2022 | CA | CoreSite Real Estate 3032 Coronado, L.P. | 61482 | G-8 |  | SB | IC | DFO | 3 | 0 | 0 | 0 | 0 | 0 | Distributed from 923 Generation And Fuel | 2015
1984 | 2022 | CA | CoreSite Real Estate 3032 Coronado, L.P. | 61482 | G-9 |  | SB | IC | DFO | 3 | 0 | 0 | 0 | 0 | 0 | Distributed from 923 Generation And Fuel | 2015
1985 | 2022 | CA | CoreSite Real Estate 3032 Coronado, L.P. | 61482 | S-13 |  | SB | IC | DFO | 3 | 0 | 0 | 0 | 0 | 0 | Distributed from 923 Generation And Fuel | 2015
1986 | 2022 | CA | CoreSite Real Estate 55 S. Market Street | 61474 | G-1 |  | SB | IC | DFO | 2 | 0 | 0 | 0 | 0 | 0 | Distributed from 923 Generation And Fuel | 2007
1987 | 2022 | CA | CoreSite Real Estate 55 S. Market Street | 61474 | G-2 |  | SB | IC | DFO | 2 | 0 | 0 | 0 | 0 | 0 | Distributed from 923 Generation And Fuel | 2007
1988 | 2022 | CA | CoreSite Real Estate 55 S. Market Street | 61474 | G-3 |  | SB | IC | DFO | 2 | 0 | 0 | 0 | 0 | 0 | Distributed from 923 Generation And Fuel | 2007
1989 | 2022 | CA | CoreSite Real Estate 55 S. Market Street | 61474 | G-4 |  | SB | IC | DFO | 2 | 0 | 0 | 0 | 0 | 0 | Distributed from 923 Generation And Fuel | 2007
1990 | 2022 | CA | Corona | 480 | 1 |  | OP | HY | WAT | 2.9 | 0.324 | 8227 | 29616.9631 | 4141 | 14907.4807 | Distributed from 923 Generation And Fuel | 1983
1991 | 2022 | CA | Coronal Lost Hills | 59638 | CLH |  | OP | PV | SUN | 20 | 0.27 | 47381 | 170570.2354 | 24915 | 89693.2825 | Distributed from 923 Generation And Fuel | 2015
1992 | 2022 | CA | Coronus Adelanto West 1 | 59536 | AWI |  | OP | PV | SUN | 1.5 | 0.218 | 2863 | 10306.7175 | 1505 | 5417.9567 | Distributed from 923 Generation And Fuel | 2015
1993 | 2022 | CA | Coronus Adelanto West 2 | 59537 | AW2 |  | OP | PV | SUN | 1.5 | 0.271 | 3558 | 12808.6975 | 1871 | 6735.5461 | Distributed from 923 Generation And Fuel | 2015
1994 | 2022 | CA | Coso Battery Storage | 63943 | 61730 |  | OP | BA | MWH | 60 | -0.017 | -9130 | -32867.7371 | -4782 | -17215.0623 | Distributed from 923 Generation And Fuel | 2022
1995 | 2022 | CA | Coso Energy Developers | 10875 | GEN7 |  | OP | ST | GEO | 30 | 0.362 | 95144.667 | 342518.0611 | 39875 | 143548.8516 | Distributed from 923 Generation And Fuel | 1988
1996 | 2022 | CA | Coso Energy Developers | 10875 | GEN8 |  | OP | ST | GEO | 30 | 0.362 | 95144.667 | 342518.0611 | 39875 | 143548.8516 | Distributed from 923 Generation And Fuel | 1988
1997 | 2022 | CA | Coso Energy Developers | 10875 | GEN9 |  | OP | ST | GEO | 30 | 0.362 | 95144.667 | 342518.0611 | 39875 | 143548.8516 | Distributed from 923 Generation And Fuel | 1989
1998 | 2022 | CA | Coso Finance Partners | 10873 | GEN1 |  | OP | ST | GEO | 32.2 | 0.559 | 157734.948 | 567841.2701 | 64085.683 | 230706.6131 | Distributed from 923 Generation And Fuel | 1987
1999 | 2022 | CA | Coso Finance Partners | 10873 | GEN2 |  | OP | ST | GEO | 30 | 0.559 | 146958.026 | 529044.6612 | 59707.158 | 214944.0492 | Distributed from 923 Generation And Fuel | 1988
2000 | 2022 | CA | Coso Finance Partners | 10873 | GEN3 |  | OP | ST | GEO | 30 | 0.559 | 146958.026 | 529044.6612 | 59707.158 | 214944.0492 | Distributed from 923 Generation And Fuel | 1988
2001 | 2022 | CA | Coso Power Developers | 10874 | GEN4 |  | OP | ST | GEO | 30 | 0.49 | 128673.333 | 463220.293 | 56891.333 | 204807.1603 | Distributed from 923 Generation And Fuel | 1989
2002 | 2022 | CA | Coso Power Developers | 10874 | GEN5 |  | OP | ST | GEO | 30 | 0.49 | 128673.333 | 463220.293 | 56891.333 | 204807.1603 | Distributed from 923 Generation And Fuel | 1989
2003 | 2022 | CA | Coso Power Developers | 10874 | GEN6 |  | OP | ST | GEO | 30 | 0.49 | 128673.333 | 463220.293 | 56891.333 | 204807.1603 | Distributed from 923 Generation And Fuel | 1989
2004 | 2022 | CA | Cosumnes | 55970 | 1 | 3 | OP | CA | NG | 190 | 0.165 | 275336 | 991201.6704 | 1358 | 4888.7609 | EIA-923 Generator File | 2006
2005 | 2022 | CA | Cosumnes | 55970 | 2 |  | OP | CT | NG | 196.8 | 0.204 | 351615 | 1265803.8736 | 54778 | 197199.2224 | EIA-923 Generator File | 2006
2006 | 2022 | CA | Cosumnes | 55970 | 3 |  | OP | CT | NG | 170 | 0.192 | 285732 | 1028626.971 | 29002 | 104406.3647 | EIA-923 Generator File | 2006
2007 | 2022 | CA | Cottonwood | 394 | 1 |  | OA | HY | WAT | 0.8 | 0.076 | 530.5 | 1909.7847 | 267 | 961.1923 | Distributed from 923 Generation And Fuel | 1908
2008 | 2022 | CA | Cottonwood | 394 | 2 |  | OA | HY | WAT | 0.8 | 0.076 | 530.5 | 1909.7847 | 267 | 961.1923 | Distributed from 923 Generation And Fuel | 1909
2009 | 2022 | CA | Cottonwood Solar, LLC (City of Corcoran) | 59087 | GEN 1 |  | OP | PV | SUN | 12 | 0.268 | 28183 | 101457.9883 | 14820 | 53351.5732 | Distributed from 923 Generation And Fuel | 2015
2010 | 2022 | CA | Cottonwood Solar, LLC (Goose Lake) | 59086 | GEN1 |  | OP | PV | SUN | 12 | 0.312 | 32784 | 118021.4558 | 17239 | 62059.9035 | Distributed from 923 Generation And Fuel | 2015
2011 | 2022 | CA | Cottonwood Solar, LLC Cottonwood Carport | 59703 | 1 |  | OP | PV | SUN | 1 | 0.178 | 1556 | 5601.5552 | 818 | 2944.7764 | Distributed from 923 Generation And Fuel | 2016
2012 | 2022 | CA | County of San Diego COC Hybrid | 64601 | ESS |  | OP | BA | MWH | 0.4 | 0 | 0 | 0 | 0 | 0 | Distributed from 923 Generation And Fuel | 2020
2013 | 2022 | CA | County of San Diego COC Hybrid | 64601 | PV |  | OP | PV | SUN | 1.7 | 0.224 | 3343 | 12034.7037 | 1758 | 6328.7494 | Distributed from 923 Generation And Fuel | 2020
2014 | 2022 | CA | County of San Diego SBRC | 62242 | SBRC |  | OP | PV | SUN | 1.3 | 0.21 | 2394 | 8618.3311 | 1259 | 4532.3637 | Distributed from 923 Generation And Fuel | 2018
2015 | 2022 | CA | Covanta Delano Energy | 10840 | GEN1 | 1 | OS | ST | WDS | 31.8 |  | GENYRONL: 1990
2016 | 2022 | CA | Covanta Delano Energy | 10840 | GEN2 | 1 | OS | ST | WDS | 25.2 |  | GENYRONL: 1993
2017 | 2022 | CA | Covanta Mendota | 10837 | GEN1 | 1 | OS | ST | WDS | 28 |  | GENYRONL: 1989
2018 | 2022 | CA | Covanta Stanislaus Energy | 50632 | GEN1 | 2 | OP | ST | MSW | 24 | 0.599 | 125880 | 453164.3747 | 58238 | 209655.1228 | EIA-923 Generator File | 1988
2019 | 2022 | CA | Cove Hydroelectric | 10707 | GEN1 |  | OP | HY | WAT | 5 | 0.168 | 7353 | 26470.5882 | 3701 | 13323.4934 | Distributed from 923 Generation And Fuel | 1990
2020 | 2022 | CA | Cow Creek | 229 | 1 |  | OP | HY | WAT | 0.7 | 0.441 | 2703 | 9730.7222 | 1360.5 | 4897.7608 | Distributed from 923 Generation And Fuel | 1907 | 2024
2021 | 2022 | CA | Cow Creek | 229 | 2 |  | OP | HY | WAT | 0.7 | 0.441 | 2703 | 9730.7222 | 1360.5 | 4897.7608 | Distributed from 923 Generation And Fuel | 1907 | 2024
2022 | 2022 | CA | Coyote Creek | 483 | 1 |  | OP | HY | WAT | 3.1 | 0 | 0 | 0 | 0 | 0 | Distributed from 923 Generation And Fuel | 1984
2023 | 2022 | CA | Crafton Hills College Solar Farm | 58170 | GEN1 |  | OP | PV | SUN | 1.3 | 0.005 | 55 | 197.9984 | 29 | 104.3992 | Distributed from 923 Generation And Fuel | 2012
2024 | 2022 | CA | Creed Energy Center | 55625 | CT1 |  | OP | GT | NG | 47 | 0.025 | 10463 | 37666.4987 | 7779 | 28004.176 | Distributed from 923 Generation And Fuel | 2003
2025 | 2022 | CA | Cresta | 231 | 1 |  | OP | HY | WAT | 36.9 | 0.24 | 77614 | 279408.1647 | 39068.5 | 140645.4748 | Distributed from 923 Generation And Fuel | 1949
2026 | 2022 | CA | Cresta | 231 | 2 |  | OP | HY | WAT | 36.9 | 0.24 | 77614 | 279408.1647 | 39068.5 | 140645.4748 | Distributed from 923 Generation And Fuel | 1950
2027 | 2022 | CA | Crimson | 65140 | SWSH1 |  | OP | BA | MWH | 200 | -0.005 | -8735.429 | -31447.2928 | 0 | 0 | Distributed from 923 Generation And Fuel | 2022
2028 | 2022 | CA | Crimson | 65140 | SWSH2 |  | OP | BA | MWH | 150 | -0.005 | -6551.571 | -23585.4669 | 0 | 0 | Distributed from 923 Generation And Fuel | 2022
2029 | 2022 | CA | Crockett Cogen Project | 55084 | GE1 | 1 | OP | CS | NG | 247.4 | 0.702 | 1521935 | 5478922.1686 | 675781 | 2432792.1377 | EIA-923 Generator File | 1995
2030 | 2022 | CA | Crown Cooling Facility | 58527 | 1 |  | OP | PV | SUN | 1 | 0.071 | 618 | 2224.7822 | 325 | 1169.9906 | Distributed from 923 Generation And Fuel | 2011
2031 | 2022 | CA | CSD 2 - Heritage High | 59130 | 57449 |  | OP | PV | SUN | 1.3 | 0.167 | 1902 | 6847.1452 | 1000 | 3599.9712 | Distributed from 923 Generation And Fuel | 2013
2032 | 2022 | CA | CSD 2- Freedom High | 59129 | 57449 |  | OP | PV | SUN | 0.9 | 0.193 | 1521 | 5475.5562 | 800 | 2879.977 | Distributed from 923 Generation And Fuel | 2013
2033 | 2022 | CA | CSP Los Angeles | 65182 | CSLPA |  | OP | PV | SUN | 2.3 | 0.029 | 585 | 2105.9832 | 0 | 0 | Distributed from 923 Generation And Fuel | 2022
2034 | 2022 | CA | CST001 McCarthy Fuel Cell | 63701 | CST1A |  | OP | FC | NG | 0.9 | 0.715 | 5637 | 20293.0377 | 2556 | 9201.5264 | Distributed from 923 Generation And Fuel | 2019
2035 | 2022 | CA | CST001 McCarthy Fuel Cell | 63701 | CST1B |  | OP | FC | NG | 0.3 | 0.715 | 1879 | 6764.3459 | 852 | 3067.1755 | Distributed from 923 Generation And Fuel | 2019
2036 | 2022 | CA | CSU Fresno Solar Project | 56813 | 1 |  | OP | PV | SUN | 0.5 | 0.068 | 296 | 1065.5915 | 155.5 | 559.7955 | Distributed from 923 Generation And Fuel | 2007
2037 | 2022 | CA | CSU Fresno Solar Project | 56813 | 2 |  | OP | PV | SUN | 0.5 | 0.068 | 296 | 1065.5915 | 155.5 | 559.7955 | Distributed from 923 Generation And Fuel | 2007
2038 | 2022 | CA | CSU Long Beach | 63611 | CSULB |  | OP | BA | MWH | 2.5 |  | GENYRONL: 2017
2039 | 2022 | CA | CSU Long Beach Lots 7 & 14 | 62028 | CSULB |  | OP | PV | SUN | 4.5 | 0.192 | 7586 | 27309.3815 | 3989 | 14360.2851 | Distributed from 923 Generation And Fuel | 2017
2040 | 2022 | CA | CSU Northridge Plant | 58422 | B2PV |  | OP | PV | SUN | 0.4 | 0.2 | 702 | 2527.1798 | 369.333 | 1329.5882 | Distributed from 923 Generation And Fuel | 2005
2041 | 2022 | CA | CSU Northridge Plant | 58422 | E6PV |  | OP | PV | SUN | 0.2 | 0.2 | 351 | 1263.5899 | 184.667 | 664.7959 | Distributed from 923 Generation And Fuel | 2003
2042 | 2022 | CA | CSU San Jose State University | 64401 | CSUSJ |  | OP | PV | SUN | 1.7 | 0.083 | 1234 | 4442.3645 | 649 | 2336.3813 | Distributed from 923 Generation And Fuel | 2021
2043 | 2022 | CA | CSUCI Site Authority | 50851 | GEN1 |  | OP | CT | NG | 23.5 | 0.028 | 5770 | 20771.8338 | 4876 | 17553.4596 | EIA-923 Generator File | 1988
2044 | 2022 | CA | CSUCI Site Authority | 50851 | GEN2 |  | OP | CA | NG | 7.6 | 0.03 | 2030 | 7307.9415 | 1737 | 6253.15 | EIA-923 Generator File | 1988
2045 | 2022 | CA | CSUF Nutwood Solar | 60979 | PV1 |  | OP | PV | SUN | 1.9 | 0.202 | 3359 | 12092.3033 | 1766 | 6357.5491 | Distributed from 923 Generation And Fuel | 2016
2046 | 2022 | CA | CSUF State College | 60978 | PV1 |  | OP | PV | SUN | 1 | 0.19 | 1662 | 5983.1521 | 874 | 3146.3748 | Distributed from 923 Generation And Fuel | 2016
2047 | 2022 | CA | CSUF Trigeneration | 58169 | 1 |  | OP | GT | NG | 4.6 | 0.8 | 32251 | 116102.6712 | 13705 | 49337.6053 | Distributed from 923 Generation And Fuel | 2010
2048 | 2022 | CA | CSUF Trigeneration | 58169 | CPAC |  | OP | PV | SUN | 0.3 | 0.199 | 522.419 | 1880.6934 | 262.953 | 946.6232 | Distributed from 923 Generation And Fuel | 2012
2049 | 2022 | CA | CSUF Trigeneration | 58169 | KHS |  | OP | PV | SUN | 0.3 | 0.199 | 522.419 | 1880.6934 | 262.953 | 946.6232 | Distributed from 923 Generation And Fuel | 2012
2050 | 2022 | CA | CSUF Trigeneration | 58169 | NPS |  | OP | PV | SUN | 2 | 0.199 | 3482.791 | 12537.9473 | 1753.023 | 6310.8323 | Distributed from 923 Generation And Fuel | 2016
2051 | 2022 | CA | CSUF Trigeneration | 58169 | PS4 |  | OP | PV | SUN | 0.3 | 0.199 | 522.419 | 1880.6934 | 262.953 | 946.6232 | Distributed from 923 Generation And Fuel | 2012
2052 | 2022 | CA | CSUF Trigeneration | 58169 | PS5 |  | OP | PV | SUN | 0.4 | 0.199 | 696.558 | 2507.5887 | 350.605 | 1262.1679 | Distributed from 923 Generation And Fuel | 2020
2053 | 2022 | CA | CSUF Trigeneration | 58169 | SCPS |  | OP | PV | SUN | 1 | 0.199 | 1741.395 | 6268.9718 | 876.512 | 3155.418 | Distributed from 923 Generation And Fuel | 2016
2054 | 2022 | CA | CTV Power Purchase Contract Trust | 54300 | GEWE |  | OP | WT | WND | 4.5 | 0 | 0 | 0 | 0 | 0 | Distributed from 923 Generation And Fuel | 2004
2055 | 2022 | CA | CTV Power Purchase Contract Trust | 54300 | SX1S |  | OS | WT | WND | 0.1 | 0 | 0 | 0 | 0 | 0 | Distributed from 923 Generation And Fuel | 1985
2056 | 2022 | CA | Cuyama Solar, LLC | 60043 | GEN01 |  | OP | PV | SUN | 40 | 0.246 | 86035 | 309723.5222 | 39735 | 143044.8556 | Distributed from 923 Generation And Fuel | 2017
2057 | 2022 | CA | Cuyamaca Peak Energy Plant | 55512 | CPP6 |  | OP | GT | NG | 48.7 | 0.03 | 12625 | 45449.6364 | 10347 | 37248.902 | Distributed from 923 Generation And Fuel | 2002
2058 | 2022 | CA | Cymric 31X Cogen | 52081 | TG1 |  | OP | GT | NG | 3.4 | 0.63 | 18756.5 | 67522.8598 | 8504 | 30614.1551 | Distributed from 923 Generation And Fuel | 1988
2059 | 2022 | CA | Cymric 31X Cogen | 52081 | TG2 |  | OP | GT | NG | 3.4 | 0.63 | 18756.5 | 67522.8598 | 8504 | 30614.1551 | Distributed from 923 Generation And Fuel | 1988
2060 | 2022 | CA | Cymric 36W Cogen | 52104 | GEN1 |  | OP | GT | NG | 3.1 | 0.424 | 11505 | 41417.6687 | 5216.5 | 18779.2498 | Distributed from 923 Generation And Fuel | 1982
2061 | 2022 | CA | Cymric 36W Cogen | 52104 | GEN2 |  | OP | GT | NG | 3.1 | 0.424 | 11505 | 41417.6687 | 5216.5 | 18779.2498 | Distributed from 923 Generation And Fuel | 1982
2062 | 2022 | CA | Cymric 36W Cogen | 52104 | GEN3 |  | OP | GT | NG | 3.1 | 0.424 | 11505 | 41417.6687 | 5216.5 | 18779.2498 | Distributed from 923 Generation And Fuel | 1982
2063 | 2022 | CA | Cymric 36W Cogen | 52104 | GEN4 |  | OP | GT | NG | 3.1 | 0.424 | 11505 | 41417.6687 | 5216.5 | 18779.2498 | Distributed from 923 Generation And Fuel | 1982
2064 | 2022 | CA | Cymric 6Z Cogen | 52082 | TG1 |  | OP | GT | NG | 3.4 | 0.696 | 20722 | 74598.6032 | 9395.5 | 33823.5294 | Distributed from 923 Generation And Fuel | 1986
2065 | 2022 | CA | Cymric 6Z Cogen | 52082 | TG2 |  | OP | GT | NG | 3.4 | 0.696 | 20722 | 74598.6032 | 9395.5 | 33823.5294 | Distributed from 923 Generation And Fuel | 1986
2066 | 2022 | CA | Danell Bros Inc | 65364 | 12585 |  | OP | PV | SUN | 2.6 | 0.27 | 6143 | 22114.6231 | 3230 | 11627.907 | Distributed from 923 Generation And Fuel | 2021
2067 | 2022 | CA | D'Arrigo Brothers - Phase 4 | 63486 | DA04 |  | OP | PV | SUN | 1.7 | 0.304 | 4534 | 16322.2694 | 2384 | 8582.3313 | Distributed from 923 Generation And Fuel | 2019
2068 | 2022 | CA | D'Arrigo Brothers - Phase 4 | 63486 | DA04B |  | OP | BA | MWH | 0.5 | 0 | 0 | 0 | 0 | 0 | Distributed from 923 Generation And Fuel | 2019
2069 | 2022 | CA | DATS | 63612 | DATS0 |  | OP | BA | MWH | 1 |  | GENYRONL: 2017
2070 | 2022 | CA | De Sabla | 232 | 1 |  | OP | HY | WAT | 18.4 | 0.353 | 56872 | 204737.5621 | 28628 | 103059.9755 | Distributed from 923 Generation And Fuel | 1963
2071 | 2022 | CA | Deadwood Creek | 7507 | 1 |  | OP | HY | WAT | 2 | 0 | 0 | 0 | 0 | 0 | Distributed from 923 Generation And Fuel | 1993
2072 | 2022 | CA | Dedeaux | 63674 | DEDEA |  | OP | PV | SUN | 0.9 |  | GENYRONL: 2019
2073 | 2022 | CA | Deer Creek 2 | 64861 | 392 |  | OP | PV | SUN | 1.3 | 0.249 | 2832 | 10195.1184 | 1489 | 5360.3571 | Distributed from 923 Generation And Fuel | 2021
2074 | 2022 | CA | Deer Creek PH | 233 | 1 |  | OP | HY | WAT | 5.5 | 0.383 | 18438 | 66376.269 | 9281 | 33411.3327 | Distributed from 923 Generation And Fuel | 1908
2075 | 2022 | CA | Del Ranch Company | 10632 | GEN1 |  | OP | ST | GEO | 45.5 | 0.877 | 349726 | 1259003.528 | 146570 | 527647.7788 | Distributed from 923 Generation And Fuel | 1988
2076 | 2022 | CA | Delano Energy Center | 58122 | GEN1 |  | OP | GT | NG | 60.5 | 0.028 | 15028 | 54100.3672 | 10171 | 36615.3071 | Distributed from 923 Generation And Fuel | 2013
2077 | 2022 | CA | Delano Land 1 | 61116 | DELA1 |  | OP | PV | SUN | 1 | 0.176 | 1538 | 5536.7557 | 809 | 2912.3767 | Distributed from 923 Generation And Fuel | 2017
2078 | 2022 | CA | Delta Energy Center | 55333 | CTG1 |  | OP | CT | NG | 212 | 0.467 | 868002 | 3124782.2017 | 382926 | 1378522.5718 | EIA-923 Generator File | 2002
2079 | 2022 | CA | Delta Energy Center | 55333 | CTG2 |  | OP | CT | NG | 212 | 0.433 | 803580 | 2892864.8571 | 368137 | 1325282.5977 | EIA-923 Generator File | 2002
2080 | 2022 | CA | Delta Energy Center | 55333 | CTG3 |  | OP | CT | NG | 213.5 | 0.453 | 846755 | 3048293.6137 | 341054 | 1227784.5777 | EIA-923 Generator File | 2002
2081 | 2022 | CA | Delta Energy Center | 55333 | STG1 | 3 | OP | CA | NG | 306 | 0.542 | 1452107 | 5227543.3797 | 645409 | 2323453.8124 | EIA-923 Generator File | 2002
2082 | 2022 | CA | Department of Justice | 64517 | DOJ |  | OP | PV | SUN | 2.4 | 0.2 | 4205 | 15137.8789 | 2211 | 7959.5363 | Distributed from 923 Generation And Fuel | 2020
2083 | 2022 | CA | Depot Park Solar System | 58119 | DPSS |  | OP | PV | SUN | 3 | 0.08 | 2098 | 7552.7396 | 1103 | 3970.7682 | Distributed from 923 Generation And Fuel | 2010
2084 | 2022 | CA | Dept of General Services -FTB | 60861 | PV1 |  | OP | PV | SUN | 2.7 | 0.227 | 5368 | 19324.6454 | 2823 | 10162.7187 | Distributed from 923 Generation And Fuel | 2017
2085 | 2022 | CA | Desert Green Solar Farm LLC | 57959 | 1 |  | OP | PV | SUN | 6.3 | 0.205 | 11330 | 40787.6737 | 5958 | 21448.6284 | Distributed from 923 Generation And Fuel | 2014
2086 | 2022 | CA | Desert Harvest II LLC | 64103 | DH002 |  | OP | PV | SUN | 70 | 0.316 | 193805 | 697692.4185 | 87108 | 313586.2913 | Distributed from 923 Generation And Fuel | 2020
2087 | 2022 | CA | Desert Harvest II LLC | 64103 | DH003 |  | OP | BA | MWH | 35 | -0.02 | -6041 | -21747.426 | -2150 | -7739.9381 | Distributed from 923 Generation And Fuel | 2021
2088 | 2022 | CA | Desert Harvest, LLC | 62177 | DH001 |  | OP | PV | SUN | 80 | 0.315 | 221040 | 795737.6341 | 100949 | 363413.4927 | Distributed from 923 Generation And Fuel | 2020
2089 | 2022 | CA | Desert Hot Springs Solar | 58514 | DHCA |  | OP | PV | SUN | 2.3 | 0.234 | 4710 | 16955.8644 | 2477 | 8917.1287 | Distributed from 923 Generation And Fuel | 2013
2090 | 2022 | CA | Desert Sunlight 250, LLC | 58542 | DSL12 |  | OP | PV | SUN | 39.1 | 0.195 | 66719.131 | 240186.9501 | 35083.677 | 126300.2268 | Distributed from 923 Generation And Fuel | 2013
2091 | 2022 | CA | Desert Sunlight 250, LLC | 58542 | DSL13 |  | OP | PV | SUN | 39.1 | 0.195 | 66719.131 | 240186.9501 | 35083.677 | 126300.2268 | Distributed from 923 Generation And Fuel | 2014
2092 | 2022 | CA | Desert Sunlight 250, LLC | 58542 | DSL14 |  | OP | PV | SUN | 26.5 | 0.195 | 45218.849 | 162786.5541 | 23777.94 | 85599.8992 | Distributed from 923 Generation And Fuel | 2014
2093 | 2022 | CA | Desert Sunlight 250, LLC | 58542 | DSL15 |  | OP | PV | SUN | 13.9 | 0.195 | 23718.566 | 85386.1545 | 12472.202 | 44899.568 | Distributed from 923 Generation And Fuel | 2014
2094 | 2022 | CA | Desert Sunlight 250, LLC | 58542 | DSL16 |  | OP | PV | SUN | 22.7 | 0.195 | 38734.636 | 139443.5741 | 20368.273 | 73325.1962 | Distributed from 923 Generation And Fuel | 2013
2095 | 2022 | CA | Desert Sunlight 250, LLC | 58542 | DSL17 |  | OP | PV | SUN | 29 | 0.195 | 49484.778 | 178143.7756 | 26021.141 | 93675.3582 | Distributed from 923 Generation And Fuel | 2013
2096 | 2022 | CA | Desert Sunlight 250, LLC | 58542 | DSL18 |  | OP | PV | SUN | 29 | 0.195 | 49484.778 | 178143.7756 | 26021.141 | 93675.3582 | Distributed from 923 Generation And Fuel | 2014
2097 | 2022 | CA | Desert Sunlight 250, LLC | 58542 | DSL19 |  | OP | PV | SUN | 25.2 | 0.195 | 43000.565 | 154800.7956 | 22611.475 | 81400.6588 | Distributed from 923 Generation And Fuel | 2014
2098 | 2022 | CA | Desert Sunlight 250, LLC | 58542 | DSL20 |  | OP | PV | SUN | 25.2 | 0.195 | 43000.565 | 154800.7956 | 22611.475 | 81400.6588 | Distributed from 923 Generation And Fuel | 2013
2099 | 2022 | CA | Desert Sunlight 300, LLC | 57993 | DSL1 |  | OP | PV | SUN | 40.3 | 0.25 | 88177.479 | 317436.3849 | 46367.353 | 166921.1354 | Distributed from 923 Generation And Fuel | 2013
2100 | 2022 | CA | Desert Sunlight 300, LLC | 57993 | DSL10 |  | OP | PV | SUN | 30.2 | 0.25 | 66078.409 | 237880.3694 | 34746.751 | 125087.3029 | Distributed from 923 Generation And Fuel | 2013
2101 | 2022 | CA | Desert Sunlight 300, LLC | 57993 | DSL11 |  | OP | PV | SUN | 20.2 | 0.25 | 44198.141 | 159112.0347 | 23241.204 | 83667.6651 | Distributed from 923 Generation And Fuel | 2013
2102 | 2022 | CA | Desert Sunlight 300, LLC | 57993 | DSL2 |  | OP | PV | SUN | 40.3 | 0.25 | 88177.479 | 317436.3849 | 46367.353 | 166921.1354 | Distributed from 923 Generation And Fuel | 2013
2103 | 2022 | CA | Desert Sunlight 300, LLC | 57993 | DSL3 |  | OP | PV | SUN | 40.3 | 0.25 | 88177.479 | 317436.3849 | 46367.353 | 166921.1354 | Distributed from 923 Generation And Fuel | 2013
2104 | 2022 | CA | Desert Sunlight 300, LLC | 57993 | DSL4 |  | OP | PV | SUN | 30.2 | 0.25 | 66078.409 | 237880.3694 | 34746.751 | 125087.3029 | Distributed from 923 Generation And Fuel | 2013
2105 | 2022 | CA | Desert Sunlight 300, LLC | 57993 | DSL5 |  | OP | PV | SUN | 25.2 | 0.25 | 55138.275 | 198496.202 | 28993.978 | 104377.4858 | Distributed from 923 Generation And Fuel | 2014
2106 | 2022 | CA | Desert Sunlight 300, LLC | 57993 | DSL6 |  | OP | PV | SUN | 25.2 | 0.25 | 55138.275 | 198496.202 | 28993.978 | 104377.4858 | Distributed from 923 Generation And Fuel | 2014
2107 | 2022 | CA | Desert Sunlight 300, LLC | 57993 | DSL7 |  | OP | PV | SUN | 20.2 | 0.25 | 44198.141 | 159112.0347 | 23241.204 | 83667.6651 | Distributed from 923 Generation And Fuel | 2014
2108 | 2022 | CA | Desert Sunlight 300, LLC | 57993 | DSL8 |  | OP | PV | SUN | 18.9 | 0.25 | 41353.706 | 148872.1506 | 21745.483 | 78283.1125 | Distributed from 923 Generation And Fuel | 2014
2109 | 2022 | CA | Desert Sunlight 300, LLC | 57993 | DSL9 |  | OP | PV | SUN | 22.7 | 0.25 | 49668.208 | 178804.1184 | 26117.591 | 94022.5754 | Distributed from 923 Generation And Fuel | 2014
2110 | 2022 | CA | Desert View Power | 10300 | GEN1 | 2 | OP | ST | WDS | 55.5 | 0.579 | 281569 | 1013640.2909 | 122056 | 439398.0848 | EIA-923 Generator File | 1991
2111 | 2022 | CA | DESI-1 Battery Energy Storage Facility | 60699 | DESI1 |  | OP | BA | MWH | 2.4 | 0 | 0 | 0 | 0 | 0 | Distributed from 923 Generation And Fuel | 2016
2112 | 2022 | CA | DESI-2 Battery Storage Facility | 62460 | DESI2 |  | OP | BA | MWH | 1.4 |  | GENYRONL: 2019
2113 | 2022 | CA | Devil Canyon | 436 | 1 |  | OP | HY | WAT | 59.8 | 0.049 | 25783.283 | 92819.0762 | 11002.377 | 39608.2403 | Distributed from 923 Generation And Fuel | 1972
2114 | 2022 | CA | Devil Canyon | 436 | 2 |  | OP | HY | WAT | 59.8 | 0.049 | 25783.283 | 92819.0762 | 11002.377 | 39608.2403 | Distributed from 923 Generation And Fuel | 1976
2115 | 2022 | CA | Devil Canyon | 436 | 3 |  | OP | HY | WAT | 78.3 | 0.049 | 33759.717 | 121534.0089 | 14406.123 | 51861.6279 | Distributed from 923 Generation And Fuel | 1994
2116 | 2022 | CA | Devil Canyon | 436 | 4 |  | OP | HY | WAT | 78.3 | 0.049 | 33759.717 | 121534.0089 | 14406.123 | 51861.6279 | Distributed from 923 Generation And Fuel | 1992
2117 | 2022 | CA | DGS Central California Womens Facility | 63419 | 1122 |  | OP | PV | SUN | 2 | 0.233 | 4087 | 14713.0823 | 2149 | 7736.3381 | Distributed from 923 Generation And Fuel | 2020
2118 | 2022 | CA | DGS Central Utility Plant | 58593 | BS1 |  | SB | IC | DFO | 0.6 | 0 | 0 | 0 | 0 | 0 | Distributed from 923 Generation And Fuel | 2010
2119 | 2022 | CA | DGS Central Utility Plant | 58593 | EM1 |  | SB | IC | DFO | 0.4 | 0 | 0 | 0 | 0 | 0 | Distributed from 923 Generation And Fuel | 2010
2120 | 2022 | CA | DGS Central Utility Plant | 58593 | STG |  | SB | ST | NG | 2.9 | 0 | 0 | 0 | 0 | 0 | EIA-923 Generator File | 2010
2121 | 2022 | CA | DGS Valley State Prison | 63947 | 579 |  | OP | PV | SUN | 2.3 | 0.206 | 4155 | 14957.8803 | 2185 | 7865.9371 | Distributed from 923 Generation And Fuel | 2021
2122 | 2022 | CA | DGS Wasco State Prison | 63418 | 1122 |  | OP | PV | SUN | 2.3 | 0.25 | 5031 | 18111.4551 | 2646 | 9525.5238 | Distributed from 923 Generation And Fuel | 2020
2123 | 2022 | CA | Diablo Canyon | 6099 | 1 | 1 | OP | ST | NUC | 1159 | 0.865 | 8777693.235 | 31599442.8505 | 4141791.523 | 14910330.2002 | Distributed from 923 Generation And Fuel | 1985 | 2024
2124 | 2022 | CA | Diablo Canyon | 6099 | 2 | 1 | OP | ST | NUC | 1164 | 0.865 | 8815560.765 | 31735764.8679 | 4159659.477 | 14974654.32 | Distributed from 923 Generation And Fuel | 1986 | 2025
2125 | 2022 | CA | Diablo Energy Storage | 62175 | DIBLO |  | OP | BA | MWH | 200 | -0.014 | -23776 | -85592.9153 | -15218 | -54784.3617 | Distributed from 923 Generation And Fuel | 2022
2126 | 2022 | CA | Diablo Winds LLC | 56271 | VEST |  | OP | WT | WND | 18 | 0.25 | 39456 | 142040.4637 | 20887 | 75192.5985 | Distributed from 923 Generation And Fuel | 2004
2127 | 2022 | CA | Diamond H Dairy Power | 64622 | GEN1 |  | OP | IC | OBG | 1 | 0.601 | 5265 | 18953.8484 | 2188.5 | 7878.537 | Distributed from 923 Generation And Fuel | 2021
2128 | 2022 | CA | Diamond H Dairy Power | 64622 | GEN2 |  | OP | IC | OBG | 1 | 0.601 | 5265 | 18953.8484 | 2188.5 | 7878.537 | Distributed from 923 Generation And Fuel | 2021
2129 | 2022 | CA | Diamond Valley Lake | 7942 | 10 |  | OP | HY | WAT | 3.3 | 0.011 | 324.556 | 1168.3923 | 163.333 | 587.9941 | Distributed from 923 Generation And Fuel | 2001
2130 | 2022 | CA | Diamond Valley Lake | 7942 | 11 |  | OP | HY | WAT | 3.3 | 0.011 | 324.556 | 1168.3923 | 163.333 | 587.9941 | Distributed from 923 Generation And Fuel | 2001
2131 | 2022 | CA | Diamond Valley Lake | 7942 | 12 |  | OP | HY | WAT | 3.3 | 0.011 | 324.556 | 1168.3923 | 163.333 | 587.9941 | Distributed from 923 Generation And Fuel | 2001
2132 | 2022 | CA | Diamond Valley Lake | 7942 | 2 |  | OP | HY | WAT | 3.3 | 0.011 | 324.556 | 1168.3923 | 163.333 | 587.9941 | Distributed from 923 Generation And Fuel | 2001
2133 | 2022 | CA | Diamond Valley Lake | 7942 | 3 |  | OP | HY | WAT | 3.3 | 0.011 | 324.556 | 1168.3923 | 163.333 | 587.9941 | Distributed from 923 Generation And Fuel | 2001
2134 | 2022 | CA | Diamond Valley Lake | 7942 | 4 |  | OP | HY | WAT | 3.3 | 0.011 | 324.556 | 1168.3923 | 163.333 | 587.9941 | Distributed from 923 Generation And Fuel | 2001
2135 | 2022 | CA | Diamond Valley Lake | 7942 | 6 |  | OP | HY | WAT | 3.3 | 0.011 | 324.556 | 1168.3923 | 163.333 | 587.9941 | Distributed from 923 Generation And Fuel | 2001
2136 | 2022 | CA | Diamond Valley Lake | 7942 | 7 |  | OP | HY | WAT | 3.3 | 0.011 | 324.556 | 1168.3923 | 163.333 | 587.9941 | Distributed from 923 Generation And Fuel | 2001
2137 | 2022 | CA | Diamond Valley Lake | 7942 | 8 |  | OP | HY | WAT | 3.3 | 0.011 | 324.556 | 1168.3923 | 163.333 | 587.9941 | Distributed from 923 Generation And Fuel | 2001
2138 | 2022 | CA | Diamond Valley Solar Project | 59405 | PV11 |  | OP | PV | SUN | 1.3 | 0.218 | 2484 | 8942.3285 | 1306 | 4701.5624 | Distributed from 923 Generation And Fuel | 2015
2139 | 2022 | CA | Difwind Farms Ltd VI | 54686 | EXIS |  | OP | WT | WND | 27.1 | 0.095 | 22493 | 80974.1522 | 11907 | 42864.8571 | Distributed from 923 Generation And Fuel | 1987
2140 | 2022 | CA | Dillon Wind LLC | 56791 | 1 |  | OP | WT | WND | 45 | 0.317 | 124994 | 449974.8002 | 66168 | 238202.8944 | Distributed from 923 Generation And Fuel | 2008
2141 | 2022 | CA | Dinosaur Point | 10005 | WTGS |  | OP | WT | WND | 17.4 | 0.073 | 11076 | 39873.281 | 5863 | 21106.6311 | Distributed from 923 Generation And Fuel | 1988
2142 | 2022 | CA | Dinuba Energy | 60100 | G-1 | 1 | SB | ST | WDS | 11.5 | 0 | 0 | 0 | 0 | 0 | EIA-923 Generator File | 1985
2143 | 2022 | CA | Dinuba Wastewater Treatment Plant | 57827 | DSPV |  | OP | PV | SUN | 1 | 0.162 | 1420 | 5111.9591 | 747 | 2689.1785 | Distributed from 923 Generation And Fuel | 2011
2144 | 2022 | CA | Dion R Holm | 380 | 1 |  | OP | HY | WAT | 78.4 | 0.36 | 247329 | 890377.277 | 79633.5 | 286678.3066 | Distributed from 923 Generation And Fuel | 1960
2145 | 2022 | CA | Dion R Holm | 380 | 2 |  | OP | HY | WAT | 78.4 | 0.36 | 247329 | 890377.277 | 79633.5 | 286678.3066 | Distributed from 923 Generation And Fuel | 1960
2146 | 2022 | CA | DirecTV - Los Angeles | 65200 | DTV02 |  | OP | FC | NG | 1 | 0.792 | 6934 | 24962.2003 | 3144 | 11318.3095 | Distributed from 923 Generation And Fuel | 2016
2147 | 2022 | CA | Disney Prospect | 62571 | DSY01 |  | OP | FC | NG | 1 | 0.755 | 6612 | 23803.0096 | 2998 | 10792.7137 | Distributed from 923 Generation And Fuel | 2017
2148 | 2022 | CA | Dissigno Healdsburg FPV, LLC | 64308 | HLDBG |  | OP | PV | SUN | 3 | 0.236 | 6205 | 22337.8213 | 3263 | 11746.706 | Distributed from 923 Generation And Fuel | 2020
2149 | 2022 | CA | Division 1 | 59094 | GEN 1 |  | OP | PV | SUN | 1.5 | 0.194 | 2552 | 9187.1265 | 1342 | 4831.1614 | Distributed from 923 Generation And Fuel | 2014
2150 | 2022 | CA | Division 2 | 59095 | GEN 1 |  | OP | PV | SUN | 1 | 0.226 | 1979 | 7124.343 | 1041 | 3747.57 | Distributed from 923 Generation And Fuel | 2014
2151 | 2022 | CA | Division 3 | 59096 | GEN1 |  | OP | PV | SUN | 1 | 0.19 | 1662 | 5983.1521 | 874 | 3146.3748 | Distributed from 923 Generation And Fuel | 2014
2152 | 2022 | CA | Dome Project | 54449 | T1 |  | OP | GT | NG | 3 | 0.937 | 24631 | 88670.8906 | 11167.5 | 40202.6784 | Distributed from 923 Generation And Fuel | 1988
2153 | 2022 | CA | Dome Project | 54449 | T2 |  | OP | GT | NG | 3 | 0.937 | 24631 | 88670.8906 | 11167.5 | 40202.6784 | Distributed from 923 Generation And Fuel | 1988
2154 | 2022 | CA | Dominguez Plant | 52064 | GEN1 |  | OP | ST | WH | 5 | 0.16 | 7006 | 25221.3982 | 2996 | 10785.5137 | Distributed from 923 Generation And Fuel | 1976
2155 | 2022 | CA | Don Pedro | 439 | 1 |  | OP | HY | WAT | 45.5 | 0.111 | 44090.779 | 158725.5346 | 33764.037 | 121549.5608 | Distributed from 923 Generation And Fuel | 1971
2156 | 2022 | CA | Don Pedro | 439 | 2 |  | OP | HY | WAT | 45.5 | 0.111 | 44090.779 | 158725.5346 | 33764.037 | 121549.5608 | Distributed from 923 Generation And Fuel | 1971
2157 | 2022 | CA | Don Pedro | 439 | 3 |  | OP | HY | WAT | 45.5 | 0.111 | 44090.779 | 158725.5346 | 33764.037 | 121549.5608 | Distributed from 923 Generation And Fuel | 1971
2158 | 2022 | CA | Don Pedro | 439 | 4 |  | OP | HY | WAT | 34.3 | 0.111 | 33237.664 | 119654.6332 | 25452.889 | 91629.6674 | Distributed from 923 Generation And Fuel | 1989
2159 | 2022 | CA | Donaghy-Stockton | 65177 | DSPV1 |  | OP | PV | SUN | 1.1 | 0.254 | 2450 | 8819.9294 | 1288 | 4636.7629 | Distributed from 923 Generation And Fuel | 2021
2160 | 2022 | CA | Donald Von Raesfeld Power Plant | 56026 | CTG1 |  | OP | CT | NG | 50 | 0.65 | 284608 | 1024580.6034 | 142949 | 514612.2831 | EIA-923 Generator File | 2005
2161 | 2022 | CA | Donald Von Raesfeld Power Plant | 56026 | CTG2 |  | OP | CT | NG | 50 | 0.564 | 247096 | 889538.4837 | 103503 | 372607.8191 | EIA-923 Generator File | 2005
2162 | 2022 | CA | Donald Von Raesfeld Power Plant | 56026 | STG | 2 | OP | CA | NG | 54 | 0.356 | 168547 | 606764.3459 | 79906 | 287659.2987 | EIA-923 Generator File | 2005
2163 | 2022 | CA | Donnells | 415 | H1 |  | OP | HY | WAT | 72 | 0.323 | 203567 | 732835.3373 | 102470 | 368889.0489 | Distributed from 923 Generation And Fuel | 1957
2164 | 2022 | CA | Dos Palos | 64693 | 299 |  | OP | PV | SUN | 1 | 0.187 | 1635 | 5885.9529 | 860 | 3095.9752 | Distributed from 923 Generation And Fuel | 2021
2165 | 2022 | CA | Double C Generation Limited Partnership | 50493 | DC1 |  | OP | GT | NG | 24.9 | 0.096 | 20898 | 75232.1981 | 9475 | 34109.7271 | Distributed from 923 Generation And Fuel | 1989
2166 | 2022 | CA | Double C Generation Limited Partnership | 50493 | DC2 |  | OP | GT | NG | 24.9 | 0.096 | 20898 | 75232.1981 | 9475 | 34109.7271 | Distributed from 923 Generation And Fuel | 1989
2167 | 2022 | CA | Dover Dairy | 65766 | 13856 |  | OP | PV | SUN | 1.1 | 0.208 | 2004 | 7214.3423 | 1491 | 5367.5571 | Distributed from 923 Generation And Fuel | 2022
2168 | 2022 | CA | Downey | 63613 | DOWNY |  | OP | BA | MWH | 2 |  | GENYRONL: 2019
2169 | 2022 | CA | Drew Solar LLC | 63127 | DS |  | OP | PV | SUN | 100 | 0.046 | 40017 | 144060.0475 | 0 | 0 | Distributed from 923 Generation And Fuel | 2022
2170 | 2022 | CA | Drews Generating Facility | 55935 | D1 |  | OP | GT | NG | 11.2 | 0.002 | 210.75 | 758.6939 | 95.5 | 343.7972 | Distributed from 923 Generation And Fuel | 2001
2171 | 2022 | CA | Drews Generating Facility | 55935 | D2 |  | OP | GT | NG | 11.2 | 0.002 | 210.75 | 758.6939 | 95.5 | 343.7972 | Distributed from 923 Generation And Fuel | 2001
2172 | 2022 | CA | Drews Generating Facility | 55935 | D3 |  | OP | GT | NG | 11.2 | 0.002 | 210.75 | 758.6939 | 95.5 | 343.7972 | Distributed from 923 Generation And Fuel | 2001
2173 | 2022 | CA | Drews Generating Facility | 55935 | D4 |  | OP | GT | NG | 11.2 | 0.002 | 210.75 | 758.6939 | 95.5 | 343.7972 | Distributed from 923 Generation And Fuel | 2001
2174 | 2022 | CA | Drop 1 | 585 | 1 |  | OP | HY | WAT | 1.9 | 0.131 | 2180.333 | 7849.136 | 1097.667 | 3951.5696 | Distributed from 923 Generation And Fuel | 1984
2175 | 2022 | CA | Drop 1 | 585 | 2 |  | OP | HY | WAT | 1.9 | 0.131 | 2180.333 | 7849.136 | 1097.667 | 3951.5696 | Distributed from 923 Generation And Fuel | 1984
2176 | 2022 | CA | Drop 1 | 585 | 3 |  | OP | HY | WAT | 1.9 | 0.131 | 2180.333 | 7849.136 | 1097.667 | 3951.5696 | Distributed from 923 Generation And Fuel | 1984
2177 | 2022 | CA | Drop 2 (CA) | 385 | 1 |  | OP | HY | WAT | 5 | 0.484 | 21195 | 76301.3896 | 10669 | 38408.0927 | Distributed from 923 Generation And Fuel | 1953
2178 | 2022 | CA | Drop 2 (CA) | 385 | 2 |  | OP | HY | WAT | 5 | 0.484 | 21195 | 76301.3896 | 10669 | 38408.0927 | Distributed from 923 Generation And Fuel | 1953
2179 | 2022 | CA | Drop 3 (CA) | 386 | 1 |  | OP | HY | WAT | 4.8 | 0.429 | 18036.522 | 64930.9598 | 9079.304 | 32685.2329 | Distributed from 923 Generation And Fuel | 1941
2180 | 2022 | CA | Drop 3 (CA) | 386 | 2 |  | OP | HY | WAT | 4.4 | 0.429 | 16533.478 | 59520.0446 | 8322.696 | 29961.4659 | Distributed from 923 Generation And Fuel | 1966
2181 | 2022 | CA | Drop 4 | 387 | 1 |  | OP | HY | WAT | 10 | 0.542 | 47438.265 | 170776.3878 | 23879.082 | 85964.0075 | Distributed from 923 Generation And Fuel | 1950
2182 | 2022 | CA | Drop 4 | 387 | 2 |  | OP | HY | WAT | 9.6 | 0.542 | 45540.735 | 163945.3344 | 22923.918 | 82525.4446 | Distributed from 923 Generation And Fuel | 1941
2183 | 2022 | CA | Drop 5 | 314 | 1 |  | OP | HY | WAT | 2 | 0.379 | 6646.5 | 23927.2086 | 3345.5 | 12043.7037 | Distributed from 923 Generation And Fuel | 1982
2184 | 2022 | CA | Drop 5 | 314 | 2 |  | OP | HY | WAT | 2 | 0.379 | 6646.5 | 23927.2086 | 3345.5 | 12043.7037 | Distributed from 923 Generation And Fuel | 1982
2185 | 2022 | CA | Drum 1 | 235 | 1 |  | OP | HY | WAT | 12 | 0.097 | 10150 | 36539.7077 | 5109.268 | 18393.2177 | Distributed from 923 Generation And Fuel | 1913
2186 | 2022 | CA | Drum 1 | 235 | 2 |  | OP | HY | WAT | 12 | 0.097 | 10150 | 36539.7077 | 5109.268 | 18393.2177 | Distributed from 923 Generation And Fuel | 1913
2187 | 2022 | CA | Drum 1 | 235 | 3 |  | OP | HY | WAT | 12 | 0.097 | 10150 | 36539.7077 | 5109.268 | 18393.2177 | Distributed from 923 Generation And Fuel | 1922
2188 | 2022 | CA | Drum 1 | 235 | 4 |  | OP | HY | WAT | 13.2 | 0.097 | 11165 | 40193.6785 | 5620.195 | 20232.5401 | Distributed from 923 Generation And Fuel | 1928
2189 | 2022 | CA | Drum 2 | 236 | 5 |  | OP | HY | WAT | 53.1 | 0.562 | 261235 | 940438.4765 | 131498 | 473389.0129 | Distributed from 923 Generation And Fuel | 1965
2190 | 2022 | CA | DSH (CA) - Coalinga State Hospital | 59746 | 1 |  | OP | PV | SUN | 2 | 0.232 | 4058 | 14608.6831 | 2134 | 7682.3385 | Distributed from 923 Generation And Fuel | 2014
2191 | 2022 | CA | Dulles | 60182 | DULLE |  | OP | PV | SUN | 2 | 0.181 | 3178 | 11440.7085 | 1671 | 6015.5519 | Distributed from 923 Generation And Fuel | 2016
2192 | 2022 | CA | Dutch Flat | 237 | 1 |  | OP | HY | WAT | 22 | 0.517 | 99590 | 358521.1318 | 50131 | 180470.1562 | Distributed from 923 Generation And Fuel | 1943
2193 | 2022 | CA | Dutch Flat 2 | 413 | 3P |  | OP | HY | WAT | 27.3 | 0.126 | 30238 | 108855.9292 | 15221 | 54795.1616 | Distributed from 923 Generation And Fuel | 1965
2194 | 2022 | CA | Dynegy Moss Landing Power Plant Hybrid | 260 | BAT1 |  | OP | BA | MWH | 300 | -0.014 | -38047.5 | -136969.9042 | -20787 | -74832.6013 | Distributed from 923 Generation And Fuel | 2021
2195 | 2022 | CA | Dynegy Moss Landing Power Plant Hybrid | 260 | BAT2 |  | OP | BA | MWH | 100 | -0.014 | -12682.5 | -45656.6347 | -6929 | -24944.2004 | Distributed from 923 Generation And Fuel | 2021
2196 | 2022 | CA | Dynegy Moss Landing Power Plant Hybrid | 260 | CT1A |  | OP | CT | NG | 233 | 0.473 | 965078 | 3474253.006 | 362218 | 1303974.3682 | EIA-923 Generator File | 2002
2197 | 2022 | CA | Dynegy Moss Landing Power Plant Hybrid | 260 | CT1B |  | OP | CT | NG | 233 | 0.429 | 875801 | 3152858.3771 | 318017 | 1144852.0412 | EIA-923 Generator File | 2002
2198 | 2022 | CA | Dynegy Moss Landing Power Plant Hybrid | 260 | CT2A |  | OP | CT | NG | 233 | 0.397 | 809794 | 2915235.0781 | 344136 | 1238879.689 | EIA-923 Generator File | 2002
2199 | 2022 | CA | Dynegy Moss Landing Power Plant Hybrid | 260 | CT2B |  | OP | CT | NG | 233 | 0.368 | 751318 | 2704723.1622 | 319371 | 1149726.4022 | EIA-923 Generator File | 2002
2200 | 2022 | CA | Dynegy Moss Landing Power Plant Hybrid | 260 | ST1 | 2 | OP | CA | NG | 233 | 0.462 | 943531 | 3396684.4265 | 345500 | 1243790.0497 | EIA-923 Generator File | 2002
2201 | 2022 | CA | Dynegy Moss Landing Power Plant Hybrid | 260 | ST2 | 2 | OP | CA | NG | 233 | 0.404 | 823646 | 2965101.8792 | 347756 | 1251911.5847 | EIA-923 Generator File | 2002
2202 | 2022 | CA | Dynegy Oakland Power Plant | 6211 | GEN1 |  | OP | GT | JF | 74.5 | 0.025 | 16481.5 | 59332.9253 | 3916.5 | 14099.2872 | Distributed from 923 Generation And Fuel | 1978
2203 | 2022 | CA | Dynegy Oakland Power Plant | 6211 | GEN3 |  | OP | GT | JF | 74.5 | 0.025 | 16481.5 | 59332.9253 | 3916.5 | 14099.2872 | Distributed from 923 Generation And Fuel | 1978
2204 | 2022 | CA | E F Oxnard Energy Facility | 10776 | GTG |  | OP | GT | NG | 48.5 | 0.009 | 4027 | 14497.084 | 3233 | 11638.7069 | Distributed from 923 Generation And Fuel | 1990
2205 | 2022 | CA | E&B Resources | 60446 | PVEB |  | OP | PV | SUN | 1 | 0.236 | 2063 | 7426.7406 | 1085 | 3905.9688 | Distributed from 923 Generation And Fuel | 2013
2206 | 2022 | CA | EAFB - North Base | 59132 | 57449 |  | OP | PV | SUN | 1 | 0.307 | 2687 | 9673.1226 | 1413 | 5086.7593 | Distributed from 923 Generation And Fuel | 2012
2207 | 2022 | CA | EAFB - South Base | 59133 | 57449 |  | OP | PV | SUN | 1 | 0.26 | 2275 | 8189.9345 | 1196 | 4305.5656 | Distributed from 923 Generation And Fuel | 2012
2208 | 2022 | CA | Eagle Creek | 63078 | EGCRK |  | OP | PV | SUN | 3 | 0.326 | 8573 | 30862.5531 | 4508 | 16228.6702 | Distributed from 923 Generation And Fuel | 2019
2209 | 2022 | CA | East Highline | 586 | 1 |  | OP | HY | WAT | 2.4 | 0.149 | 3139 | 11300.3096 | 1580 | 5687.9545 | Distributed from 923 Generation And Fuel | 1984
2210 | 2022 | CA | East Portal Generator | 50375 | GEN1 |  | OP | HY | WAT | 1.2 | 0.134 | 1405 | 5057.9595 | 707 | 2545.1796 | Distributed from 923 Generation And Fuel | 1987
2211 | 2022 | CA | East Winds Project | 50820 | GEN1 |  | OP | WT | WND | 3 | 0.206 | 5416 | 19497.444 | 2867 | 10321.1174 | Distributed from 923 Generation And Fuel | 1985
2212 | 2022 | CA | EDF Renewable Windfarm V Inc | 54453 | GEN2 |  | OP | WT | WND | 15.5 | 0.151 | 20519 | 73867.8091 | 10862 | 39102.8872 | Distributed from 923 Generation And Fuel | 1990
2213 | 2022 | CA | Edom Hills Project 1 LLC | 50553 | 1 |  | OP | WT | WND | 20 | 0.039 | 6878 | 24760.6019 | 3641 | 13107.4951 | Distributed from 923 Generation And Fuel | 2008
2214 | 2022 | CA | Edward C Hyatt | 437 | 1 |  | OP | HY | WAT | 117 | 0.302 | 309750 | 1115091.0793 | 194414.333 | 699885.9997 | Distributed from 923 Generation And Fuel | 1968
2215 | 2022 | CA | Edward C Hyatt | 437 | 2 |  | OP | PS | WAT | 97.7 | 0 | 0 | 0 | 0 | 0 | Distributed from 923 Generation And Fuel | 1968
2216 | 2022 | CA | Edward C Hyatt | 437 | 3 |  | OP | HY | WAT | 117 | 0.302 | 309750 | 1115091.0793 | 194414.333 | 699885.9997 | Distributed from 923 Generation And Fuel | 1968
2217 | 2022 | CA | Edward C Hyatt | 437 | 4 |  | OP | PS | WAT | 97.7 | 0 | 0 | 0 | 0 | 0 | Distributed from 923 Generation And Fuel | 1968
2218 | 2022 | CA | Edward C Hyatt | 437 | 5 |  | OP | HY | WAT | 117 | 0.302 | 309750 | 1115091.0793 | 194414.333 | 699885.9997 | Distributed from 923 Generation And Fuel | 1968
2219 | 2022 | CA | Edward C Hyatt | 437 | 6 |  | OP | PS | WAT | 97.7 | 0 | 0 | 0 | 0 | 0 | Distributed from 923 Generation And Fuel | 1969
2220 | 2022 | CA | Edwards Air Force Base | 58076 | 1 |  | OP | PV | SUN | 1 | 0 | 0 | 0 | 0 | 0 | Distributed from 923 Generation And Fuel | 2011
2221 | 2022 | CA | Edwards Air Force Base | 58076 | 2 |  | OP | PV | SUN | 1 | 0 | 0 | 0 | 0 | 0 | Distributed from 923 Generation And Fuel | 2011
2222 | 2022 | CA | Edwards Air Force Base | 58076 | 3 |  | OP | PV | SUN | 1 | 0 | 0 | 0 | 0 | 0 | Distributed from 923 Generation And Fuel | 2011
2223 | 2022 | CA | Edwards Sanborn E1A | 64878 | BESS |  | OP | BA | MWH | 144 | -0.004 | -4934 | -17762.2579 | -865 | -3113.9751 | Distributed from 923 Generation And Fuel | 2022
2224 | 2022 | CA | Edwards Sanborn E1A | 64878 | PV |  | OP | PV | SUN | 149.3 | 0.045 | 58888 | 211995.104 | 552 | 1987.1841 | Distributed from 923 Generation And Fuel | 2022
2225 | 2022 | CA | Edwards Sanborn E1B | 65674 | PV |  | OP | PV | SUN | 154.4 | 0.012 | 16348 | 58852.3292 | 0 | 0 | Distributed from 923 Generation And Fuel | 2022
2226 | 2022 | CA | Edwards Sanborn E2 | 64879 | BESS |  | OP | BA | MWH | 120 | -0.011 | -11956 | -43041.2557 | -7518 | -27064.5835 | Distributed from 923 Generation And Fuel | 2022
2227 | 2022 | CA | Edwards Sanborn E2 | 64879 | PV |  | OP | PV | SUN | 137.8 | 0.287 | 346209 | 1246342.4293 | 175566 | 632032.5437 | Distributed from 923 Generation And Fuel | 2021
2228 | 2022 | CA | Edwards Sanborn E3 | 64877 | BESS |  | OP | BA | MWH | 11 | -0.014 | -1319 | -4748.362 | -838 | -3016.7759 | Distributed from 923 Generation And Fuel | 2021
2229 | 2022 | CA | Edwards Sanborn E3 | 64877 | PV |  | OP | PV | SUN | 27.1 | 0.255 | 60526 | 217891.8569 | 33510 | 120635.0349 | Distributed from 923 Generation And Fuel | 2021
2230 | 2022 | CA | Edwards Sanborn E4 | 65675 | PV |  | OP | PV | SUN | 148.9 | 0.006 | 7314 | 26330.1894 | 0 | 0 | Distributed from 923 Generation And Fuel | 2022
2231 | 2022 | CA | Edwards Sanborn E5 | 65676 | PV |  | OP | PV | SUN | 68 | 0.003 | 1706 | 6141.5509 | 0 | 0 | Distributed from 923 Generation And Fuel | 2022
2232 | 2022 | CA | Edwards Sanborn S1 | 64929 | BESS |  | OP | BA | MWH | 40 | -0.009 | -3320 | -11951.9044 | -1776 | -6393.5489 | Distributed from 923 Generation And Fuel | 2022
2233 | 2022 | CA | Edwards Sanborn S1 | 64929 | PV |  | OP | PV | SUN | 44.6 | 0.241 | 94005 | 338415.2927 | 57959 | 208650.7308 | Distributed from 923 Generation And Fuel | 2022
2234 | 2022 | CA | Edwards Sanborn S3 | 64928 | BESS |  | OP | BA | MWH | 33 | -0.009 | -2597 | -9349.1252 | -1338 | -4816.7615 | Distributed from 923 Generation And Fuel | 2022
2235 | 2022 | CA | Edwards Sanborn S3 | 64928 | PV |  | OP | PV | SUN | 37.7 | 0.243 | 80225 | 288807.6895 | 49197 | 177107.7831 | Distributed from 923 Generation And Fuel | 2022
2236 | 2022 | CA | Edwards Sanborn S4 | 65677 | PV |  | OP | PV | SUN | 41.2 | 0.028 | 10129 | 36464.1083 | 0 | 0 | Distributed from 923 Generation And Fuel | 2022
2237 | 2022 | CA | El Cajon Energy Center | 57001 | GEN1 |  | OP | GT | NG | 60.5 | 0.026 | 13648 | 49132.4069 | 12875 | 46349.6292 | Distributed from 923 Generation And Fuel | 2010
2238 | 2022 | CA | El Cajon Energy Storage | 60569 | SES |  | OP | BA | MWH | 7.5 | -0.01 | -678 | -2440.7805 | -317 | -1141.1909 | Distributed from 923 Generation And Fuel | 2017
2239 | 2022 | CA | El Centro Hybrid | 389 | 2 | 1 | OP | CA | NG | 34.5 | 0.281 | 84786 | 305227.1582 | 76050 | 273777.8098 | EIA-923 Generator File | 1952
2240 | 2022 | CA | El Centro Hybrid | 389 | 2A |  | OP | CT | NG | 89.9 | 0.248 | 195424 | 703520.7718 | 174430 | 627942.9765 | EIA-923 Generator File | 1993
2241 | 2022 | CA | El Centro Hybrid | 389 | 30 | 2 | OP | CA | NG | 65.9 | 0.386 | 222669 | 801601.9872 | 105864 | 381107.3511 | EIA-923 Generator File | 2012
2242 | 2022 | CA | El Centro Hybrid | 389 | 31 |  | OP | CT | NG | 43.2 | 0.582 | 220061 | 792213.2623 | 112215 | 403970.7682 | EIA-923 Generator File | 2012
2243 | 2022 | CA | El Centro Hybrid | 389 | 32 |  | OP | CT | NG | 43.2 | 0.602 | 227798 | 820066.2395 | 111129 | 400061.1995 | EIA-923 Generator File | 2012
2244 | 2022 | CA | El Centro Hybrid | 389 | 4 | 1 | OP | ST | NG | 81.6 | 0.132 | 94340 | 339621.283 | 68454 | 246432.4285 | EIA-923 Generator File | 1968
2245 | 2022 | CA | El Centro Hybrid | 389 | BESS |  | OP | BA | MWH | 30 | -0.011 | -2816 | -10137.5189 | -1097 | -3949.1684 | Distributed from 923 Generation And Fuel | 2016
2246 | 2022 | CA | El Dorado | 238 | 1 |  | OP | HY | WAT | 10 | 0.224 | 19638.5 | 70698.0344 | 9885.5 | 35587.5153 | Distributed from 923 Generation And Fuel | 1924
2247 | 2022 | CA | El Dorado | 238 | 2 |  | OA | HY | WAT | 10 | 0.224 | 19638.5 | 70698.0344 | 9885.5 | 35587.5153 | Distributed from 923 Generation And Fuel | 1924
2248 | 2022 | CA | El Dorado County | 64402 | ELDCO |  | OP | PV | SUN | 1.5 | 0.24 | 3151 | 11343.5093 | 1657 | 5965.1523 | Distributed from 923 Generation And Fuel | 2021
2249 | 2022 | CA | El Dorado Solar, LLC | 64700 | 390 |  | OP | PV | SUN | 1.5 | 0.345 | 4536 | 16329.4694 | 2385 | 8585.9313 | Distributed from 923 Generation And Fuel | 2021
2250 | 2022 | CA | El Nido Facility | 56707 | AMPC | 1 | OP | ST | WDS | 12.5 | 0.464 | 50843 | 183033.3357 | 23023 | 82882.1369 | EIA-923 Generator File | 2008
2251 | 2022 | CA | El Segundo | 330 | 5 |  | OP | CT | NG | 198 | 0.067 | 116035 | 417722.6582 | 49301 | 177482.1801 | EIA-923 Generator File | 2013
2252 | 2022 | CA | El Segundo | 330 | 6 | 1 | OP | CA | NG | 70.7 | 0.066 | 40764 | 146749.226 | 18188 | 65476.2762 | EIA-923 Generator File | 2013
2253 | 2022 | CA | El Segundo | 330 | 7 |  | OP | CT | NG | 198 | 0.049 | 85246 | 306883.1449 | 36000 | 129598.9632 | EIA-923 Generator File | 2013
2254 | 2022 | CA | El Segundo | 330 | 8 | 1 | OP | CA | NG | 70.7 | 0.05 | 30710 | 110555.1156 | 12153 | 43750.45 | EIA-923 Generator File | 2013
2255 | 2022 | CA | El Segundo Cogen | 10213 | GEN1 |  | OP | CT | NG | 42.4 | 0.714 | 265356 | 955273.9578 | 126309 | 454708.7623 | EIA-923 Generator File | 1987
2256 | 2022 | CA | El Segundo Cogen | 10213 | GEN2 |  | OP | CT | NG | 42.4 | 0.792 | 294221 | 1059187.1265 | 123163 | 443383.2529 | EIA-923 Generator File | 1987
2257 | 2022 | CA | El Segundo Cogen | 10213 | GEN5 |  | OP | CT | NG | 40.3 | 0.859 | 303132 | 1091266.4699 | 125948 | 453409.1727 | EIA-923 Generator File | 1996
2258 | 2022 | CA | El Segundo Cogen | 10213 | GEN6 | 4 | OP | CA | NG | 9.1 | 0.824 | 65690 | 236482.1081 | 31349 | 112855.4972 | EIA-923 Generator File | 1996
2259 | 2022 | CA | El Segundo Cogen | 10213 | GEN7 |  | OP | CT | NG | 40.7 | 0.801 | 285589 | 1028112.1751 | 138195 | 497498.02 | EIA-923 Generator File | 2013
2260 | 2022 | CA | El Segundo Cogen | 10213 | GEN8 | 4 | OP | CA | NG | 5.2 | 0.697 | 31727 | 114216.2863 | 15371 | 55335.1573 | EIA-923 Generator File | 2013
2261 | 2022 | CA | ELACC Photovoltaic Power Facility | 56814 | PV1 |  | OP | PV | SUN | 0.5 |  | GENYRONL: 2008
2262 | 2022 | CA | ELACC Photovoltaic Power Facility | 56814 | PV2 |  | OP | PV | SUN | 0.5 |  | GENYRONL: 2008
2263 | 2022 | CA | Electra | 239 | 1 |  | OP | HY | WAT | 32.3 | 0.37 | 104760.402 | 377134.4301 | 41825.821 | 150571.751 | Distributed from 923 Generation And Fuel | 1948
2264 | 2022 | CA | Electra | 239 | 2 |  | OP | HY | WAT | 35.1 | 0.37 | 113841.799 | 409827.1978 | 45451.589 | 163624.4114 | Distributed from 923 Generation And Fuel | 1948
2265 | 2022 | CA | Electra | 239 | 3 |  | OP | HY | WAT | 35.1 | 0.37 | 113841.799 | 409827.1978 | 45451.589 | 163624.4114 | Distributed from 923 Generation And Fuel | 1948
2266 | 2022 | CA | Elevation Solar C | 59964 | ELVSC |  | OP | PV | SUN | 40 | 0.311 | 108811 | 391716.4663 | 56736 | 204247.966 | Distributed from 923 Generation And Fuel | 2016
2267 | 2022 | CA | Elk Hills Cogen | 55950 | U1 |  | SB | GT | NG | 23.3 | 0.014 | 2789 | 10040.3197 | 0 | 0 | Distributed from 923 Generation And Fuel | 1994
2268 | 2022 | CA | Elk Hills Cogen | 55950 | U2 |  | SB | GT | NG | 23.3 | 0.014 | 2789 | 10040.3197 | 0 | 0 | Distributed from 923 Generation And Fuel | 1994
2269 | 2022 | CA | Elk Hills Power LLC | 55400 | CTG1 |  | OP | CT | NG | 199 | 0.684 | 1191784 | 4290388.0769 | 512048 | 1843358.0531 | EIA-923 Generator File | 2003
2270 | 2022 | CA | Elk Hills Power LLC | 55400 | CTG2 |  | OP | CT | NG | 199 | 0.673 | 1173551 | 4224749.802 | 510352 | 1837252.502 | EIA-923 Generator File | 2003
2271 | 2022 | CA | Elk Hills Power LLC | 55400 | STG | 2 | OP | CA | NG | 225 | 0.67 | 1321548 | 4757534.7397 | 578813 | 2083710.1303 | EIA-923 Generator File | 2003
2272 | 2022 | CA | Elkhorn Battery Energy Storage System | 62564 | ELKHO |  | OP | BA | MWH | 182.5 | -0.008 | -12130 | -43667.6507 | -9641 | -34707.3223 | Distributed from 923 Generation And Fuel | 2022
2273 | 2022 | CA | Ellwood | 8076 | 01 |  | OP | GT | NG | 58 | 0.009 | 4348 | 15652.6748 | 1971 | 7095.5432 | Distributed from 923 Generation And Fuel | 1974 | 2027
2274 | 2022 | CA | Elmore Company | 10634 | GEN1 |  | OP | ST | GEO | 45.5 | 0.879 | 350447 | 1261599.1072 | 146872 | 528734.9701 | Distributed from 923 Generation And Fuel | 1988
2275 | 2022 | CA | EMWD - Moreno Valley RWRF | 64406 | EMMOR |  | OP | PV | SUN | 2.4 | 0.276 | 5793 | 20854.6332 | 3046 | 10965.5123 | Distributed from 923 Generation And Fuel | 2021
2276 | 2022 | CA | EMWD - Perris Valley RWRF | 64396 | EMSJN |  | OP | PV | SUN | 3.4 | 0.295 | 8784 | 31622.147 | 4619 | 16628.267 | Distributed from 923 Generation And Fuel | 2021
2277 | 2022 | CA | EMWD - San Jacinto RES BCT | 64399 | EMRES |  | OP | PV | SUN | 4.2 | 0.183 | 6743 | 24274.6058 | 5018 | 18064.6555 | Distributed from 923 Generation And Fuel | 2022
2278 | 2022 | CA | EMWD - San Jacinto RWRF NEM | 64397 | EMSJN |  | OP | PV | SUN | 1.3 | 0.28 | 3190 | 11483.9081 | 1677 | 6037.1517 | Distributed from 923 Generation And Fuel | 2021
2279 | 2022 | CA | EMWD - Sun City RWRF | 64398 | EMSUN |  | OP | PV | SUN | 1.6 | 0.28 | 3920 | 14111.8871 | 2061 | 7419.5406 | Distributed from 923 Generation And Fuel | 2021
2280 | 2022 | CA | Encina Water Pollution Control | 10026 | EG10 |  | OP | IC | OBG | 0.8 | 0.513 | 3594.5 | 12940.0965 | 1504.5 | 5416.1567 | Distributed from 923 Generation And Fuel | 2008
2281 | 2022 | CA | Encina Water Pollution Control | 10026 | EG20 |  | OP | IC | OBG | 0.8 | 0.513 | 3594.5 | 12940.0965 | 1504.5 | 5416.1567 | Distributed from 923 Generation And Fuel | 2008
2282 | 2022 | CA | Encina Water Pollution Control | 10026 | EG30 |  | OP | IC | OBG | 0.8 | 0.513 | 3594.5 | 12940.0965 | 1504.5 | 5416.1567 | Distributed from 923 Generation And Fuel | 2009
2283 | 2022 | CA | Encina Water Pollution Control | 10026 | EG40 |  | OP | IC | OBG | 0.8 | 0.513 | 3594.5 | 12940.0965 | 1504.5 | 5416.1567 | Distributed from 923 Generation And Fuel | 2009
2284 | 2022 | CA | Energy Center | 58168 | TURB1 |  | OP | GT | NG | 0.3 | 0.575 | 1510.667 | 5438.3577 | 685 | 2465.9803 | Distributed from 923 Generation And Fuel | 2019
2285 | 2022 | CA | Energy Center | 58168 | TURB2 |  | OP | GT | NG | 0.3 | 0.575 | 1510.667 | 5438.3577 | 685 | 2465.9803 | Distributed from 923 Generation And Fuel | 2019
2286 | 2022 | CA | Energy Center | 58168 | TURB3 |  | OP | GT | NG | 0.3 | 0.575 | 1510.667 | 5438.3577 | 685 | 2465.9803 | Distributed from 923 Generation And Fuel | 2019
2287 | 2022 | CA | Enerparc CA1 LLC | 59122 | ECA11 |  | OP | PV | SUN | 1.5 | 0.236 | 3102 | 11167.1107 | 1631 | 5871.553 | Distributed from 923 Generation And Fuel | 2014
2288 | 2022 | CA | Enloe Medical - Chico | 65210 | ENL00 |  | OP | FC | NG | 1.7 | 0.96 | 14289 | 51439.9885 | 6479 | 23324.2134 | Distributed from 923 Generation And Fuel | 2021
2289 | 2022 | CA | Equilon Los Angeles Refining | 50530 | GEN1 |  | OP | GT | OG | 30 | 0.688 | 180878.5 | 651157.3907 | 67399 | 242634.4589 | Distributed from 923 Generation And Fuel | 1982
2290 | 2022 | CA | Equilon Los Angeles Refining | 50530 | GEN2 |  | OP | GT | OG | 30 | 0.688 | 180878.5 | 651157.3907 | 67399 | 242634.4589 | Distributed from 923 Generation And Fuel | 1982
2291 | 2022 | CA | Equilon Los Angeles Refining | 50530 | GEN3 | 1 | OP | ST | OG | 23 | 0.3 | 60469.8 | 217689.5385 | 15920.61 | 57313.7375 | EIA-923 Generator File | 1991
2292 | 2022 | CA | Equinix Caspian Dr. Fuel Cell | 62671 | EQX1A |  | OP | FC | NG | 2 | 0.829 | 14526.667 | 52295.5828 | 6586.25 | 23710.3103 | Distributed from 923 Generation And Fuel | 2017
2293 | 2022 | CA | Equinix Caspian Dr. Fuel Cell | 62671 | EQX1B |  | OP | FC | NG | 2.8 | 0.829 | 20337.333 | 73213.8131 | 9220.75 | 33194.4344 | Distributed from 923 Generation And Fuel | 2017
2294 | 2022 | CA | Equinix Douglas St. Fuel Cell | 62704 | EQX09 |  | OP | FC | NG | 1 | 0.821 | 7188 | 25876.593 | 3259 | 11732.3061 | Distributed from 923 Generation And Fuel | 2017
2295 | 2022 | CA | Equinix Douglas St. Fuel Cell | 62704 | EQX95 |  | OP | FC | NG | 1 | 0.821 | 7188 | 25876.593 | 3259 | 11732.3061 | Distributed from 923 Generation And Fuel | 2017
2296 | 2022 | CA | Equinix Great Oaks Blvd. Fuel Cell | 62702 | EQ14A |  | OP | FC | NG | 2.4 | 0.817 | 17174.4 | 61827.3454 | 7786.667 | 28031.7769 | Distributed from 923 Generation And Fuel | 2017
2297 | 2022 | CA | Equinix Great Oaks Blvd. Fuel Cell | 62702 | EQ14B |  | OP | FC | NG | 2.1 | 0.817 | 15027.6 | 54098.9272 | 6813.333 | 24527.8026 | Distributed from 923 Generation And Fuel | 2017
2298 | 2022 | CA | Equinix Lundy Ave. Fuel Cell | 62703 | EQ13A |  | OP | FC | NG | 1.8 | 0.838 | 13208.684 | 47550.882 | 5988.789 | 21559.4679 | Distributed from 923 Generation And Fuel | 2017
2299 | 2022 | CA | Equinix Lundy Ave. Fuel Cell | 62703 | EQ13B |  | OP | FC | NG | 2 | 0.838 | 14676.316 | 52834.3149 | 6654.211 | 23954.968 | Distributed from 923 Generation And Fuel | 2017
2300 | 2022 | CA | Equinix Maple Ave. Fuel Cell | 62705 | EQX08 |  | OP | FC | NG | 2 | 0.459 | 8050 | 28979.7682 | 3650 | 13139.8949 | Distributed from 923 Generation And Fuel | 2017
2301 | 2022 | CA | Equinix San Jose | 60223 | EQXOO |  | OP | FC | NG | 1.1 | 0.701 | 6751 | 24303.4056 | 3061 | 11019.5118 | Distributed from 923 Generation And Fuel | 2015
2302 | 2022 | CA | EQX005.0 Toyama Fuel Cell | 64756 | EQX05 |  | RE | FC | NG | 1.1 | 0.268 | 2585 | 9305.9256 | 454 | 1634.3869 | Distributed from 923 Generation And Fuel | 2019 | 2022
2303 | 2022 | CA | EQX010 Great Oaks Fuel Cell | 63704 | EQ10A |  | OP | FC | NG | 1.2 | 0.825 | 8668 | 31204.5504 | 3930 | 14147.8868 | Distributed from 923 Generation And Fuel | 2019
2304 | 2022 | CA | EQX010 Great Oaks Fuel Cell | 63704 | EQ10B |  | OP | FC | NG | 1.2 | 0.825 | 8668 | 31204.5504 | 3930 | 14147.8868 | Distributed from 923 Generation And Fuel | 2019
2305 | 2022 | CA | EQX011 Duane Fuel Cell | 63705 | EQ11A |  | OP | FC | NG | 2 | 0.595 | 10423.077 | 37522.777 | 4725.769 | 17012.6323 | Distributed from 923 Generation And Fuel | 2018
2306 | 2022 | CA | EQX011 Duane Fuel Cell | 63705 | EQ11B |  | OP | FC | NG | 1.4 | 0.595 | 7296.154 | 26265.9443 | 3308.038 | 11908.8415 | Distributed from 923 Generation And Fuel | 2018
2307 | 2022 | CA | EQX011 Duane Fuel Cell | 63705 | EQ11C |  | OP | FC | NG | 1.8 | 0.595 | 9380.769 | 33770.4982 | 4253.192 | 15311.3687 | Distributed from 923 Generation And Fuel | 2018
2308 | 2022 | CA | EQX015 Great Oaks Fuel Cell | 63708 | EQ15A |  | OP | FC | NG | 2 | 0.747 | 13084 | 47102.0232 | 5932.5 | 21356.8291 | Distributed from 923 Generation And Fuel | 2018
2309 | 2022 | CA | EQX015 Great Oaks Fuel Cell | 63708 | EQ15B |  | OP | FC | NG | 2 | 0.747 | 13084 | 47102.0232 | 5932.5 | 21356.8291 | Distributed from 923 Generation And Fuel | 2018
2310 | 2022 | CA | ESCA-LL-COLTON, LLC | 64270 | COLT1 |  | OP | PV | SUN | 2.6 | 0.212 | 4833 | 17398.6608 | 2541 | 9147.5268 | Distributed from 923 Generation And Fuel | 2021 | 2045
2311 | 2022 | CA | Escondido Energy Center | 55538 | CTG1 |  | OP | GT | NG | 54 | 0.025 | 11858 | 42688.4585 | 8084 | 29102.1672 | Distributed from 923 Generation And Fuel | 2014
2312 | 2022 | CA | Escondido Energy Storage | 60570 | SES |  | OP | BA | MWH | 30 | -0.014 | -3597 | -12949.0964 | -1571 | -5655.5548 | Distributed from 923 Generation And Fuel | 2017
2313 | 2022 | CA | Etiwanda | 745 | 1 |  | OP | HY | WAT | 23.9 | 0 | 0 | 0 | 0 | 0 | Distributed from 923 Generation And Fuel | 1994
2314 | 2022 | CA | Exchequer | 409 | 1 |  | OP | HY | WAT | 94.5 | 0.147 | 121978 | 439117.2871 | 61400 | 221038.2317 | Distributed from 923 Generation And Fuel | 1967
2315 | 2022 | CA | Exeter Solar | 58306 | 1 |  | OP | PV | SUN | 1 | 0.217 | 1900.571 | 6842.0009 | 999.429 | 3597.9156 | Distributed from 923 Generation And Fuel | 2014
2316 | 2022 | CA | Exeter Solar | 58306 | 2 |  | OP | PV | SUN | 1 | 0.217 | 1900.571 | 6842.0009 | 999.429 | 3597.9156 | Distributed from 923 Generation And Fuel | 2014
2317 | 2022 | CA | Exeter Solar | 58306 | 3 |  | OP | PV | SUN | 1.5 | 0.217 | 2850.857 | 10263.0031 | 1499.143 | 5396.8716 | Distributed from 923 Generation And Fuel | 2014
2318 | 2022 | CA | Expressway Solar A | 58761 | EXSA |  | OP | PV | SUN | 2 | 0.28 | 4899 | 17636.2589 | 2576 | 9273.5258 | Distributed from 923 Generation And Fuel | 2014
2319 | 2022 | CA | Expressway Solar B | 58762 | EXSB |  | OP | PV | SUN | 2 | 0.247 | 4335 | 15605.8752 | 2280 | 8207.9343 | Distributed from 923 Generation And Fuel | 2014
2320 | 2022 | CA | Expressway Solar C2 | 58763 | EXSC2 |  | OP | PV | SUN | 1.5 | 0.181 | 2381 | 8571.5314 | 1252 | 4507.1639 | Distributed from 923 Generation And Fuel | 2014
2321 | 2022 | CA | Extreme San Ignacio | 63604 | EXN02 |  | OP | FC | NG | 1 | 0.785 | 6876 | 24753.402 | 3118 | 11224.7102 | Distributed from 923 Generation And Fuel | 2019
2322 | 2022 | CA | Extreme Via Del Oro | 63607 | EXN01 |  | OP | FC | NG | 1.2 | 0.777 | 8167 | 29400.9648 | 3703 | 13330.6934 | Distributed from 923 Generation And Fuel | 2019
2323 | 2022 | CA | ExxonMobil Santa Ynez Facility | 50270 | GTG1 |  | OS | CT | NG | 39.5 |  | GENYRONL: 1993
2324 | 2022 | CA | ExxonMobil Santa Ynez Facility | 50270 | STG1 |  | OS | CA | NG | 9.8 |  | GENYRONL: 1993
2325 | 2022 | CA | FAA NorCal TRACON | 58261 | 1 |  | OP | PV | SUN | 1 | 0.183 | 1601 | 5763.5539 | 842 | 3031.1758 | Distributed from 923 Generation And Fuel | 2012
2326 | 2022 | CA | Fairhaven Power | 10052 | GEN1 | 1 | OA | ST | WDS | 18.8 | 0 | 0 | 0 | 0 | 0 | EIA-923 Generator File | 1986
2327 | 2022 | CA | Fall Creek | 296 | 1 |  | OP | HY | WAT | 0.5 | 0.327 | 1434.286 | 5163.3883 | 721.905 | 2598.8372 | Distributed from 923 Generation And Fuel | 1903
2328 | 2022 | CA | Fall Creek | 296 | 2 |  | OP | HY | WAT | 0.4 | 0.327 | 1147.429 | 4130.7114 | 577.524 | 2079.0698 | Distributed from 923 Generation And Fuel | 1907
2329 | 2022 | CA | Fall Creek | 296 | 3 |  | OP | HY | WAT | 1.2 | 0.327 | 3442.286 | 12392.1305 | 1732.571 | 6237.2057 | Distributed from 923 Generation And Fuel | 1910
2330 | 2022 | CA | Farmersville | 59203 | PV1 |  | OP | PV | SUN | 1.5 | 0.145 | 1911.333 | 6880.7438 | 1005 | 3617.9711 | Distributed from 923 Generation And Fuel | 2014
2331 | 2022 | CA | Farmersville | 59203 | PV2 |  | OP | PV | SUN | 1.5 | 0.145 | 1911.333 | 6880.7438 | 1005 | 3617.9711 | Distributed from 923 Generation And Fuel | 2014
2332 | 2022 | CA | Farmersville | 59203 | PV3 |  | OP | PV | SUN | 1.5 | 0.145 | 1911.333 | 6880.7438 | 1005 | 3617.9711 | Distributed from 923 Generation And Fuel | 2014
2333 | 2022 | CA | Feather River Energy Center | 55847 | CTG1 |  | OP | GT | NG | 47 | 0.166 | 68183 | 245456.8363 | 38356 | 138080.4954 | Distributed from 923 Generation And Fuel | 2003
2334 | 2022 | CA | Firebaugh-CCS-PV-1 | 63994 | MWF01 |  | OP | PV | SUN | 1 | 0.215 | 1886 | 6789.5457 | 992 | 3571.1714 | Distributed from 923 Generation And Fuel | 2015
2335 | 2022 | CA | Firestone Walker Brewery - Phase 1 | 64391 | FWBP1 |  | OP | PV | SUN | 1.6 | 0.267 | 3740 | 13463.8923 | 1967 | 7081.1434 | Distributed from 923 Generation And Fuel | 2020
2336 | 2022 | CA | Five H Farms Solar Array | 65168 | FHF |  | OP | PV | SUN | 1 | 0.171 | 1499 | 5396.3568 | 788 | 2836.7773 | Distributed from 923 Generation And Fuel | 2021
2337 | 2022 | CA | Five Points Solar Park | 59523 | FRFSP |  | OP | PV | SUN | 60 | 0.265 | 139184 | 501058.3915 | 73189 | 263478.2922 | Distributed from 923 Generation And Fuel | 2016
2338 | 2022 | CA | Five Points Solar Station | 57498 | 1 |  | OP | PV | SUN | 15 | 0.137 | 17984 | 64741.8821 | 9457 | 34044.9276 | Distributed from 923 Generation And Fuel | 2011
2339 | 2022 | CA | FLEX Gibraltar | 62575 | FLX01 |  | OP | FC | NG | 1 | 0.831 | 7283 | 26218.5903 | 3302 | 11887.1049 | Distributed from 923 Generation And Fuel | 2017
2340 | 2022 | CA | Folsom | 441 | 1 |  | OP | HY | WAT | 66.2 | 0.239 | 138542 | 498747.21 | 81455.333 | 293236.8529 | Distributed from 923 Generation And Fuel | 1955
2341 | 2022 | CA | Folsom | 441 | 2 |  | OP | HY | WAT | 66.2 | 0.239 | 138542 | 498747.21 | 81455.333 | 293236.8529 | Distributed from 923 Generation And Fuel | 1955
2342 | 2022 | CA | Folsom | 441 | 3 |  | OP | HY | WAT | 66.2 | 0.239 | 138542 | 498747.21 | 81455.333 | 293236.8529 | Distributed from 923 Generation And Fuel | 1955
2343 | 2022 | CA | Folsom SP and CSP Sacramento | 61698 | FOLSM |  | OP | PV | SUN | 1.3 | 0.229 | 2612 | 9403.1248 | 1373 | 4942.7605 | Distributed from 923 Generation And Fuel | 2019
2344 | 2022 | CA | Fontana | 332 | 1 |  | OP | HY | WAT | 1.5 | 0.094 | 1238.5 | 4458.5643 | 623.5 | 2244.582 | Distributed from 923 Generation And Fuel | 1917
2345 | 2022 | CA | Fontana | 332 | 2 |  | OP | HY | WAT | 1.5 | 0.094 | 1238.5 | 4458.5643 | 623.5 | 2244.582 | Distributed from 923 Generation And Fuel | 1917
2346 | 2022 | CA | Foothill | 396 | 1 |  | OP | HY | WAT | 8.8 | 0.042 | 3207 | 11545.1076 | 1614 | 5810.3535 | Distributed from 923 Generation And Fuel | 1971
2347 | 2022 | CA | Foothill Feeder | 6645 | 1 |  | OP | HY | WAT | 4.5 | 0 | 0 | 0 | 0 | 0 | Distributed from 923 Generation And Fuel | 1981
2348 | 2022 | CA | Foothill Feeder | 6645 | 2 |  | OP | HY | WAT | 4.5 | 0 | 0 | 0 | 0 | 0 | Distributed from 923 Generation And Fuel | 1981
2349 | 2022 | CA | Foothill Sanitary Landfill - Solar Array | 65089 | 05452 |  | OP | PV | SUN | 3.6 | 0.258 | 8152 | 29346.9652 | 4287 | 15433.0765 | Distributed from 923 Generation And Fuel | 2021
2350 | 2022 | CA | Forbestown | 417 | 1 |  | OP | HY | WAT | 41.9 | 0.26 | 95468 | 343682.0505 | 48056 | 173000.216 | Distributed from 923 Generation And Fuel | 1963
2351 | 2022 | CA | Forever 21 Retail, Inc. | 59651 | W4161 |  | OP | PV | SUN | 1.3 | 0.196 | 2228 | 8020.7358 | 1172 | 4219.1662 | Distributed from 923 Generation And Fuel | 2015
2352 | 2022 | CA | Forks of Butte Hydro Project | 50350 | GEN1 |  | OP | HY | WAT | 14.5 | 0.078 | 9863 | 35506.5159 | 4965 | 17873.857 | Distributed from 923 Generation And Fuel | 1992
2353 | 2022 | CA | Foundation AB | 57791 | WTG1 |  | OP | WT | WND | 1.5 | 0.137 | 1796 | 6465.5483 | 951 | 3423.5726 | Distributed from 923 Generation And Fuel | 2011
2354 | 2022 | CA | Foundation California Training Facility | 61442 | WTG1 |  | OP | WT | WND | 1.8 | 0.367 | 5785 | 20825.8334 | 3062 | 11023.1118 | Distributed from 923 Generation And Fuel | 2018
2355 | 2022 | CA | Foundation CDCR LAC | 61066 | WTG1 |  | OP | WT | WND | 1.9 | 0.279 | 4648 | 16732.6661 | 2460 | 8855.9292 | Distributed from 923 Generation And Fuel | 2017
2356 | 2022 | CA | Foundation Cemex BMQ | 58102 | WTG1 |  | OP | WT | WND | 1.5 | 0.126 | 1649.5 | 5938.1525 | 873 | 3142.7749 | Distributed from 923 Generation And Fuel | 2012
2357 | 2022 | CA | Foundation Cemex BMQ | 58102 | WTG2 |  | OP | WT | WND | 1.5 | 0.126 | 1649.5 | 5938.1525 | 873 | 3142.7749 | Distributed from 923 Generation And Fuel | 2012
2358 | 2022 | CA | Foundation Cemex Madison | 58112 | WTG1 |  | OP | WT | WND | 1 | 0.184 | 1608 | 5788.7537 | 851 | 3063.5755 | Distributed from 923 Generation And Fuel | 2012
2359 | 2022 | CA | Foundation Cemex River Plant | 58101 | WTG1 |  | OP | WT | WND | 1.6 | 0.101 | 1421 | 5115.5591 | 752 | 2707.1783 | Distributed from 923 Generation And Fuel | 2012
2360 | 2022 | CA | Foundation Cemex River Plant | 58101 | WTG2 |  | OP | WT | WND | 1.6 | 0.101 | 1421 | 5115.5591 | 752 | 2707.1783 | Distributed from 923 Generation And Fuel | 2012
2361 | 2022 | CA | Foundation Dole Fresh Vegetables | 62654 | WTG1 |  | OP | WT | WND | 2.8 | 0.107 | 2633 | 9478.7242 | 1295.5 | 4663.7627 | Distributed from 923 Generation And Fuel | 2022
2362 | 2022 | CA | Foundation Dole Fresh Vegetables | 62654 | WTG2 |  | OP | WT | WND | 2.8 | 0.107 | 2633 | 9478.7242 | 1295.5 | 4663.7627 | Distributed from 923 Generation And Fuel | 2022
2363 | 2022 | CA | Foundation IE | 57792 | WTG1 |  | OP | WT | WND | 1 | 0.077 | 678 | 2440.7805 | 359 | 1292.3897 | Distributed from 923 Generation And Fuel | 2011
2364 | 2022 | CA | Foundation Mann Packing | 61443 | WTG1 |  | OP | WT | WND | 1.8 | 0.356 | 5621 | 20235.4381 | 2976 | 10713.5143 | Distributed from 923 Generation And Fuel | 2019
2365 | 2022 | CA | Foundation NWNA | 58114 | WTG1 |  | OP | WT | WND | 1.6 | 0.491 | 6881.569 | 24773.4502 | 3642.98 | 13114.6231 | Distributed from 923 Generation And Fuel | 2012
2366 | 2022 | CA | Foundation NWNA | 58114 | WTG2 |  | OP | WT | WND | 1.6 | 0.491 | 6881.569 | 24773.4502 | 3642.98 | 13114.6231 | Distributed from 923 Generation And Fuel | 2012
2367 | 2022 | CA | Foundation NWNA | 58114 | WTG3 |  | OP | WT | WND | 1.9 | 0.491 | 8171.863 | 29418.4715 | 4326.039 | 15573.6158 | Distributed from 923 Generation And Fuel | 2018
2368 | 2022 | CA | Foundation RRM | 58113 | WTG1 |  | OP | WT | WND | 1 | 0.452 | 3956 | 14241.4861 | 2094 | 7538.3397 | Distributed from 923 Generation And Fuel | 2012
2369 | 2022 | CA | Foundation RRM | 58113 | WTG2 |  | OP | WT | WND | 1 | 0.452 | 3956 | 14241.4861 | 2094 | 7538.3397 | Distributed from 923 Generation And Fuel | 2012
2370 | 2022 | CA | Foundation SaIinas Valley State Prison | 61444 | WTG1 |  | OP | WT | WND | 1.8 | 0.335 | 5286 | 19029.4478 | 2798 | 10072.7194 | Distributed from 923 Generation And Fuel | 2018
2371 | 2022 | CA | Foundation Scheid Vineyards | 61067 | WTG1 |  | OP | WT | WND | 1.9 | 0.248 | 4134 | 14882.2809 | 2188 | 7876.737 | Distributed from 923 Generation And Fuel | 2017
2372 | 2022 | CA | Foundation ST | 57626 | WTG1 |  | OP | WT | WND | 2 | 0.126 | 2208 | 7948.7364 | 1169 | 4208.3663 | Distributed from 923 Generation And Fuel | 2011
2373 | 2022 | CA | Foundation Superior Farms | 58104 | WTG1 |  | OP | WT | WND | 1 | 0.139 | 1221 | 4395.5648 | 626 | 2253.582 | Distributed from 923 Generation And Fuel | 2012
2374 | 2022 | CA | Foundation Wal-Mart Red Bluff | 58105 | WTG1 |  | OP | WT | WND | 1 | 0.207 | 1814 | 6530.3478 | 635 | 2285.9817 | Distributed from 923 Generation And Fuel | 2012
2375 | 2022 | CA | FPL Energy Montezuma Winds LLC | 57201 | S2.3 |  | OP | WT | WND | 36.8 | 0.292 | 94119 | 338825.6894 | 49823 | 179361.3651 | Distributed from 923 Generation And Fuel | 2010
2376 | 2022 | CA | Francisco St. Solar | 62287 | W7190 |  | OP | PV | SUN | 1.2 | 0.218 | 2289 | 8240.3341 | 1204 | 4334.3653 | Distributed from 923 Generation And Fuel | 2018
2377 | 2022 | CA | Frankenheimer Power Plant | 50219 | U1 |  | OP | HY | WAT | 5.3 | 0.141 | 6563 | 23626.611 | 3304 | 11894.3048 | Distributed from 923 Generation And Fuel | 1983
2378 | 2022 | CA | Franklin (CA) | 397 | 1 |  | OA | HY | WAT | 2 | 0 | -6 | -21.5998 | -3 | -10.7999 | Distributed from 923 Generation And Fuel | 1921
2379 | 2022 | CA | Franklin Templeton San Mateo | 57809 | FRK00 |  | OP | FC | NG | 1.1 | 0.253 | 2442 | 8791.1297 | 1107 | 3985.1681 | Distributed from 923 Generation And Fuel | 2011
2380 | 2022 | CA | Freeway Springs | 60183 | FSPRI |  | OP | PV | SUN | 2 | 0.11 | 1925 | 6929.9446 | 1012 | 3643.1709 | Distributed from 923 Generation And Fuel | 2016
2381 | 2022 | CA | Fremont - Kato Rd | 65131 | PV1 |  | OP | PV | SUN | 0.5 | 0.2 | 877.143 | 3157.6895 | 461.071 | 1659.8423 | Distributed from 923 Generation And Fuel | 2016
2382 | 2022 | CA | Fremont - Kato Rd | 65131 | PV2 |  | OP | PV | SUN | 0.9 | 0.2 | 1578.857 | 5683.8397 | 829.929 | 2987.7205 | Distributed from 923 Generation And Fuel | 2017
2383 | 2022 | CA | Fremont CA AutoFactory | 65072 | RF67 |  | OP | PV | SUN | 0.3 | 0.207 | 545 | 1961.9843 | 287 | 1033.1917 | Distributed from 923 Generation And Fuel | 2022
2384 | 2022 | CA | French Meadows | 424 | 1 |  | OP | HY | WAT | 15.3 | 0.005 | 623 | 2242.7821 | 314 | 1130.391 | Distributed from 923 Generation And Fuel | 1966
2385 | 2022 | CA | Fresno Bullard High School Hybrid | 63420 | 903 |  | OP | PV | SUN | 1.2 | 0.212 | 2224 | 8006.3359 | 1169 | 4208.3663 | Distributed from 923 Generation And Fuel | 2020
2386 | 2022 | CA | Fresno Bullard High School Hybrid | 63420 | BA903 |  | OP | BA | MWH | 0.4 | -0.004 | -13 | -46.7996 | -6 | -21.5998 | Distributed from 923 Generation And Fuel | 2020
2387 | 2022 | CA | Fresno Cogen Partners | 10156 | GEN2 | 1 | OP | CA | NG | 10 | 0 | 0 | 0 | 0 | 0 | EIA-923 Generator File | 1990
2388 | 2022 | CA | Fresno Cogen Partners | 10156 | GEN3 |  | OP | GT | NG | 18.6 | 0.079 | 12879 | 46364.0291 | 10297 | 37068.9034 | Distributed from 923 Generation And Fuel | 2001
2389 | 2022 | CA | Fresno Cogen Partners | 10156 | GEN4 |  | OP | CT | NG | 52.2 | 0.028 | 12889 | 46400.0288 | 9997 | 35988.9121 | EIA-923 Generator File | 2004
2390 | 2022 | CA | Fresno Hoover High School Hybrid | 63421 | 291 |  | OP | PV | SUN | 1.2 | 0.201 | 2109 | 7592.3393 | 1109 | 3992.3681 | Distributed from 923 Generation And Fuel | 2020
2391 | 2022 | CA | Fresno Hoover High School Hybrid | 63421 | BA291 |  | OP | BA | MWH | 0.2 | -0.004 | -7 | -25.1998 | -3 | -10.7999 | Distributed from 923 Generation And Fuel | 2020
2392 | 2022 | CA | Fresno Solar | 60083 | PV-S |  | OP | PV | SUN | 1.5 | 0.232 | 3048.5 | 10974.5122 | 1603 | 5770.7538 | Distributed from 923 Generation And Fuel | 2015
2393 | 2022 | CA | Fresno Solar | 60083 | PV-W |  | OP | PV | SUN | 1.5 | 0.232 | 3048.5 | 10974.5122 | 1603 | 5770.7538 | Distributed from 923 Generation And Fuel | 2015
2394 | 2022 | CA | Fresno Sunnyside High School Hybrid | 63422 | 1122 |  | OP | PV | SUN | 1.6 | 0.18 | 2517 | 9061.1275 | 1324 | 4766.3619 | Distributed from 923 Generation And Fuel | 2020
2395 | 2022 | CA | Fresno Sunnyside High School Hybrid | 63422 | BA112 |  | OP | BA | MWH | 0.3 | -0.004 | -10 | -35.9997 | -4 | -14.3999 | Distributed from 923 Generation And Fuel | 2020
2396 | 2022 | CA | Friant Hydro Facility | 50393 | FR1 |  | OP | HY | WAT | 18.4 | 0.223 | 36004.629 | 129615.6275 | 18123.755 | 65244.996 | Distributed from 923 Generation And Fuel | 1986
2397 | 2022 | CA | Friant Hydro Facility | 50393 | M1 |  | OP | HY | WAT | 9.8 | 0.223 | 19176.379 | 69034.4121 | 9652.869 | 34750.0504 | Distributed from 923 Generation And Fuel | 1985
2398 | 2022 | CA | Friant Hydro Facility | 50393 | RO1 |  | OP | HY | WAT | 2.4 | 0.223 | 4696.256 | 16906.3863 | 2363.968 | 8510.2167 | Distributed from 923 Generation And Fuel | 1985
2399 | 2022 | CA | Friant Hydro Facility | 50393 | RO2 |  | OP | HY | WAT | 6.9 | 0.223 | 13501.736 | 48605.8608 | 6796.408 | 24466.8731 | Distributed from 923 Generation And Fuel | 2017
2400 | 2022 | CA | Frontier HS Solar Project | 62275 | FHSSP |  | OP | PV | SUN | 1.4 | 0.214 | 2630 | 9467.9243 | 1383 | 4978.7602 | Distributed from 923 Generation And Fuel | 2018
2401 | 2022 | CA | Frontier Solar LLC | 60039 | FTRS |  | OP | PV | SUN | 20 | 0.266 | 46590 | 167722.6582 | 24499 | 88195.6944 | Distributed from 923 Generation And Fuel | 2016
2402 | 2022 | CA | FRV SI Transport Solar LP | 57506 | SEIM |  | OP | PV | SUN | 1 | 0.176 | 1544 | 5558.3555 | 812 | 2923.1766 | Distributed from 923 Generation And Fuel | 2010
2403 | 2022 | CA | FTF-PackingShed | 63993 | FTF02 |  | OP | PV | SUN | 1 | 0.056 | 489 | 1760.3859 | 257 | 925.1926 | Distributed from 923 Generation And Fuel | 2013
2404 | 2022 | CA | G2 Energy Hay Rd | 58320 | 362 |  | OP | IC | LFG | 1.6 | 0.891 | 12493 | 44974.4402 | 5193 | 18694.6504 | Distributed from 923 Generation And Fuel | 2013
2405 | 2022 | CA | G2 Energy Ostrom Road LLC | 57133 | 359 |  | OP | IC | LFG | 1.9 | 0.877 | 14590.914 | 52526.8702 | 6064.8 | 21833.1053 | Distributed from 923 Generation And Fuel | 2009
2406 | 2022 | CA | G2 Energy Ostrom Road LLC | 57133 | 361 |  | OP | IC | LFG | 1.6 | 0.877 | 12287.086 | 44233.1557 | 5107.2 | 18385.7729 | Distributed from 923 Generation And Fuel | 2013
2407 | 2022 | CA | Gap Pacific Distribution Center | 56909 | 1 |  | OP | PV | SUN | 0.6 | 0.278 | 1459.5 | 5254.158 | 767.5 | 2762.9779 | Distributed from 923 Generation And Fuel | 2008
2408 | 2022 | CA | Gap Pacific Distribution Center | 56909 | 2 |  | OP | PV | SUN | 0.6 | 0.278 | 1459.5 | 5254.158 | 767.5 | 2762.9779 | Distributed from 923 Generation And Fuel | 2008
2409 | 2022 | CA | Gap Pacific Distribution Center | 56909 | 3 |  | OP | PV | SUN | 0.6 | 0.278 | 1459.5 | 5254.158 | 767.5 | 2762.9779 | Distributed from 923 Generation And Fuel | 2008
2410 | 2022 | CA | Gap Pacific Distribution Center | 56909 | 4 |  | OP | PV | SUN | 0.6 | 0.278 | 1459.5 | 5254.158 | 767.5 | 2762.9779 | Distributed from 923 Generation And Fuel | 2008
2411 | 2022 | CA | Garnet Solar Generation Station I LLC | 58528 | WDT44 |  | OP | PV | SUN | 4 | 0.054 | 1876 | 6753.546 | 986 | 3549.5716 | Distributed from 923 Generation And Fuel | 2014
2412 | 2022 | CA | Garnet Wind Energy Center | 57302 | 1 |  | OP | WT | WND | 6.5 | 0.215 | 12217 | 43980.8482 | 6467 | 23281.0138 | Distributed from 923 Generation And Fuel | 2009
2413 | 2022 | CA | Gas Utilization Facility | 50492 | 1 |  | OP | IC | OBG | 2.3 | 0.264 | 5323 | 19162.6467 | 870.5 | 3133.7749 | Distributed from 923 Generation And Fuel | 1985
2414 | 2022 | CA | Gas Utilization Facility | 50492 | 2 |  | OP | IC | OBG | 2.3 | 0.264 | 5323 | 19162.6467 | 870.5 | 3133.7749 | Distributed from 923 Generation And Fuel | 1985
2415 | 2022 | CA | Gas Utilization Facility | 50492 | 3 |  | OS | HY | WAT | 1.5 | 0 | 0 | 0 | 0 | 0 | Distributed from 923 Generation And Fuel | 2002
2416 | 2022 | CA | Gaskell West 1 Solar Facility | 61445 | PV1 |  | OP | PV | SUN | 20 | 0.253 | 44282 | 159413.9247 | 23285 | 83825.3294 | Distributed from 923 Generation And Fuel | 2018
2417 | 2022 | CA | Gates Solar Station | 57892 | 1 |  | OP | PV | SUN | 20 | 0.155 | 27186 | 97868.817 | 14296 | 51465.1883 | Distributed from 923 Generation And Fuel | 2013
2418 | 2022 | CA | Gateway Energy Storage System | 63834 | GTWAY |  | OP | BA | MWH | 250 | -0.013 | -27584 | -99301.6056 | -12264 | -44150.0468 | Distributed from 923 Generation And Fuel | 2020
2419 | 2022 | CA | Gateway Generating Station | 56476 | A |  | OP | CT | NG | 203.2 | 0.431 | 766690 | 2760061.9195 | 324484 | 1168133.0549 | EIA-923 Generator File | 2009
2420 | 2022 | CA | Gateway Generating Station | 56476 | B |  | OP | CT | NG | 203.2 | 0.441 | 785127 | 2826434.5885 | 347067 | 1249431.2046 | EIA-923 Generator File | 2009
2421 | 2022 | CA | Gateway Generating Station | 56476 | C | 2 | OP | CA | NG | 213.3 | 0.475 | 886888 | 3192771.2578 | 388751 | 1399492.4041 | EIA-923 Generator File | 2009
2422 | 2022 | CA | Gavilan Community College Solar Project | 61993 | GDCBA |  | OP | BA | MWH | 0.5 |  | GENYRONL: 2019
2423 | 2022 | CA | Gavilan Community College Solar Project | 61993 | GDCPV |  | OP | PV | SUN | 1.4 |  | GENYRONL: 2018
2424 | 2022 | CA | GEN005 Antibody Fuel Cell | 63714 | GEN05 |  | OP | FC | NG | 2.5 | 0.755 | 16525 | 59489.5241 | 7492 | 26970.9842 | Distributed from 923 Generation And Fuel | 2019
2425 | 2022 | CA | Genentech Vacaville Meter #1 | 60844 | PV1 |  | OP | PV | SUN | 3.8 | 0.253 | 8423.541 | 30324.505 | 4429.18 | 15944.9204 | Distributed from 923 Generation And Fuel | 2017
2426 | 2022 | CA | Genentech Vacaville Meter #1 | 60844 | PV2 |  | OP | PV | SUN | 2.3 | 0.253 | 5098.459 | 18354.3056 | 2680.82 | 9650.8748 | Distributed from 923 Generation And Fuel | 2017
2427 | 2022 | CA | Genentech-Oceanside Hybrid | 60231 | BA1 |  | OP | BA | MWH | 2 | -0.016 | -284 | -1022.3918 | -121 | -435.5965 | Distributed from 923 Generation And Fuel | 2016
2428 | 2022 | CA | Genentech-Oceanside Hybrid | 60231 | PV1 |  | OP | PV | SUN | 4.5 | 0.189 | 7459 | 26852.1852 | 3922 | 14119.087 | Distributed from 923 Generation And Fuel | 2016
2429 | 2022 | CA | Genesis Solar Energy Project | 57394 | GEN01 | 1 | OP | ST | SUN | 125 | 0.28 | 306853.5 | 1104663.7627 | 164999.5 | 593993.4481 | Distributed from 923 Generation And Fuel | 2014
2430 | 2022 | CA | Genesis Solar Energy Project | 57394 | GEN02 | 1 | OP | ST | SUN | 125 | 0.28 | 306853.5 | 1104663.7627 | 164999.5 | 593993.4481 | Distributed from 923 Generation And Fuel | 2013
2431 | 2022 | CA | Geo East Mesa II | 54038 | GEN1 |  | OS | ST | GEO | 21.6 |  | GENYRONL: 1989
2432 | 2022 | CA | Geothermal 1 | 7368 | 1 |  | OP | ST | GEO | 55 | 0.506 | 243978 | 878313.7735 | 99928 | 359737.9221 | Distributed from 923 Generation And Fuel | 1983
2433 | 2022 | CA | Geothermal 1 | 7368 | 2 |  | OP | ST | GEO | 55 | 0.506 | 243978 | 878313.7735 | 99928 | 359737.9221 | Distributed from 923 Generation And Fuel | 1983
2434 | 2022 | CA | Geothermal 2 | 7369 | 3 |  | SB | ST | GEO | 55 | 0.286 | 137964.5 | 496668.2267 | 66596 | 239743.6821 | Distributed from 923 Generation And Fuel | 1985
2435 | 2022 | CA | Geothermal 2 | 7369 | 4 |  | OP | ST | GEO | 55 | 0.286 | 137964.5 | 496668.2267 | 66596 | 239743.6821 | Distributed from 923 Generation And Fuel | 1986
2436 | 2022 | CA | Geysers Unit 5-20 | 286 | U11 |  | OP | ST | GEO | 110 | 0.458 | 441534.041 | 1589509.8315 | 185355.864 | 667275.7722 | Distributed from 923 Generation And Fuel | 1975
2437 | 2022 | CA | Geysers Unit 5-20 | 286 | U12 |  | OP | ST | GEO | 110 | 0.458 | 441534.041 | 1589509.8315 | 185355.864 | 667275.7722 | Distributed from 923 Generation And Fuel | 1979
2438 | 2022 | CA | Geysers Unit 5-20 | 286 | U13 |  | OP | ST | GEO | 138 | 0.458 | 553924.525 | 1994112.3371 | 232537.357 | 837127.7882 | Distributed from 923 Generation And Fuel | 1980
2439 | 2022 | CA | Geysers Unit 5-20 | 286 | U14 |  | OP | ST | GEO | 113 | 0.458 | 453575.879 | 1632860.1015 | 190411.024 | 685474.2026 | Distributed from 923 Generation And Fuel | 1980
2440 | 2022 | CA | Geysers Unit 5-20 | 286 | U16 |  | OP | ST | GEO | 118 | 0.458 | 473645.608 | 1705110.5479 | 198836.291 | 715804.9212 | Distributed from 923 Generation And Fuel | 1985
2441 | 2022 | CA | Geysers Unit 5-20 | 286 | U17 |  | OP | ST | GEO | 118 | 0.458 | 473645.608 | 1705110.5479 | 198836.291 | 715804.9212 | Distributed from 923 Generation And Fuel | 1982
2442 | 2022 | CA | Geysers Unit 5-20 | 286 | U18 |  | OP | ST | GEO | 118 | 0.458 | 473645.608 | 1705110.5479 | 198836.291 | 715804.9212 | Distributed from 923 Generation And Fuel | 1983
2443 | 2022 | CA | Geysers Unit 5-20 | 286 | U20 |  | OP | ST | GEO | 118 | 0.458 | 473645.608 | 1705110.5479 | 198836.291 | 715804.9212 | Distributed from 923 Generation And Fuel | 1985
2444 | 2022 | CA | Geysers Unit 5-20 | 286 | U5 |  | OP | ST | GEO | 55 | 0.458 | 220767.021 | 794754.9176 | 92677.932 | 333637.8861 | Distributed from 923 Generation And Fuel | 1971
2445 | 2022 | CA | Geysers Unit 5-20 | 286 | U6 |  | OP | ST | GEO | 55 | 0.458 | 220767.021 | 794754.9176 | 92677.932 | 333637.8861 | Distributed from 923 Generation And Fuel | 1971
2446 | 2022 | CA | Geysers Unit 5-20 | 286 | U7 |  | OP | ST | GEO | 55 | 0.458 | 220767.021 | 794754.9176 | 92677.932 | 333637.8861 | Distributed from 923 Generation And Fuel | 1972
2447 | 2022 | CA | Geysers Unit 5-20 | 286 | U8 |  | OP | ST | GEO | 55 | 0.458 | 220767.021 | 794754.9176 | 92677.932 | 333637.8861 | Distributed from 923 Generation And Fuel | 1972
2448 | 2022 | CA | Gianera | 7231 | 1 |  | OP | GT | NG | 32.3 | 0.013 | 3608.5 | 12990.4961 | 1636 | 5889.5529 | Distributed from 923 Generation And Fuel | 1987
2449 | 2022 | CA | Gianera | 7231 | 2 |  | OP | GT | NG | 32.3 | 0.013 | 3608.5 | 12990.4961 | 1636 | 5889.5529 | Distributed from 923 Generation And Fuel | 1986
2450 | 2022 | CA | Giffen | 57521 | 1 |  | OP | PV | SUN | 10 | 0.196 | 17191 | 61887.1049 | 9040 | 32543.7397 | Distributed from 923 Generation And Fuel | 2012
2451 | 2022 | CA | Giffen Solar Park | 59522 | FRGSP |  | OP | PV | SUN | 20 | 0.161 | 28129 | 101263.5899 | 14791 | 53247.174 | Distributed from 923 Generation And Fuel | 2017
2452 | 2022 | CA | Gilead Foster City Solar Project | 65409 | GFCS1 |  | OP | PV | SUN | 0.9 | 0.193 | 1521 | 5475.5562 | 800.182 | 2880.6322 | Distributed from 923 Generation And Fuel | 2021
2453 | 2022 | CA | Gilead Foster City Solar Project | 65409 | GFCS2 |  | OP | PV | SUN | 0.2 | 0.193 | 338 | 1216.7903 | 177.818 | 640.1397 | Distributed from 923 Generation And Fuel | 2021
2454 | 2022 | CA | Gilead Foster City Solar Project | 65409 | GFCSB |  | OP | BA | MWH | 0.5 | 0 | 0 | 0 | 0 | 0 | Distributed from 923 Generation And Fuel | 2021
2455 | 2022 | CA | Gilead Oceanside Solar Project | 65408 | GOSSB |  | OP | BA | MWH | 0.7 | 0 | 0 | 0 | 0 | 0 | Distributed from 923 Generation And Fuel | 2021
2456 | 2022 | CA | Gilead Oceanside Solar Project | 65408 | GOSSP |  | OP | PV | SUN | 1.5 | 0.149 | 1962 | 7063.1435 | 1032 | 3715.1703 | Distributed from 923 Generation And Fuel | 2021
2457 | 2022 | CA | Gilead Sciences La Verne Rooftop Solar | 65569 | GSRBA |  | OP | BA | MWH | 1.1 | 0 | 0 | 0 | 0 | 0 | Distributed from 923 Generation And Fuel | 2021
2458 | 2022 | CA | Gilead Sciences La Verne Rooftop Solar | 65569 | GSRSP |  | OP | PV | SUN | 1.7 | 0.203 | 3022 | 10879.113 | 1589 | 5720.3542 | Distributed from 923 Generation And Fuel | 2021
2459 | 2022 | CA | Gilroy Peaking Energy Center | 55810 | S3 |  | OP | GT | NG | 45 | 0.024 | 9513 | 34246.526 | 6995 | 25181.7985 | Distributed from 923 Generation And Fuel | 2001
2460 | 2022 | CA | Gilroy Peaking Energy Center | 55810 | S4 |  | OP | GT | NG | 45 | 0.024 | 9513 | 34246.526 | 6995 | 25181.7985 | Distributed from 923 Generation And Fuel | 2001
2461 | 2022 | CA | Gilroy Peaking Energy Center | 55810 | S5 |  | OP | GT | NG | 45 | 0.024 | 9513 | 34246.526 | 6995 | 25181.7985 | Distributed from 923 Generation And Fuel | 2002
2462 | 2022 | CA | Gilroy Power Plant | 10034 | GEN1 |  | OP | CT | NG | 90 | 0.071 | 56029 | 201702.7864 | 39336 | 141608.4671 | EIA-923 Generator File | 1987
2463 | 2022 | CA | Gilroy Power Plant | 10034 | GEN2 | 1 | OP | CA | NG | 40 | 0.066 | 23089 | 83119.735 | 16399 | 59035.9277 | EIA-923 Generator File | 1987
2464 | 2022 | CA | Glass House Camarillo Cultivation | 58432 | COG1 |  | OP | IC | NG | 4.4 | 0.388 | 14948 | 53812.3695 | 6777.333 | 24398.2036 | Distributed from 923 Generation And Fuel | 2012
2465 | 2022 | CA | Glass House Camarillo Cultivation | 58432 | COG2 |  | OP | IC | NG | 4.4 | 0.388 | 14948 | 53812.3695 | 6777.333 | 24398.2036 | Distributed from 923 Generation And Fuel | 2012
2466 | 2022 | CA | Glass House Camarillo Cultivation | 58432 | COG3 |  | OP | IC | NG | 4.4 | 0.388 | 14948 | 53812.3695 | 6777.333 | 24398.2036 | Distributed from 923 Generation And Fuel | 2013
2467 | 2022 | CA | Glenarm | 422 | GT1 |  | OP | GT | NG | 28.8 | 0.015 | 3692.56 | 13293.1097 | 1674.141 | 6026.8594 | Distributed from 923 Generation And Fuel | 1976
2468 | 2022 | CA | Glenarm | 422 | GT2 |  | OP | GT | NG | 28.8 | 0.015 | 3692.56 | 13293.1097 | 1674.141 | 6026.8594 | Distributed from 923 Generation And Fuel | 1976
2469 | 2022 | CA | Glenarm | 422 | GT3 |  | OP | GT | NG | 60.5 | 0.015 | 7756.94 | 27924.7606 | 3516.859 | 12660.5911 | Distributed from 923 Generation And Fuel | 2004
2470 | 2022 | CA | Glenarm | 422 | GT4 |  | OP | GT | NG | 60.5 | 0.015 | 7756.94 | 27924.7606 | 3516.859 | 12660.5911 | Distributed from 923 Generation And Fuel | 2004
2471 | 2022 | CA | Glenarm | 422 | GT5 |  | OP | CT | NG | 71 | 0.04 | 24767 | 89160.4867 | 16294 | 58657.9307 | EIA-923 Generator File | 2016
2472 | 2022 | CA | Glenarm | 422 | ST1 |  | OP | CA | NG | 16 | 0.029 | 4099 | 14756.2819 | 2867 | 10321.1174 | EIA-923 Generator File | 2016
2473 | 2022 | CA | Glendale Battery Energy Storage System | 60974 | 2BESS |  | OP | BA | MWH | 2 | -0.003 | -61 | -219.5982 | -26 | -93.5993 | Distributed from 923 Generation And Fuel | 2017
2474 | 2022 | CA | Goal Line LP | 54749 | CTG |  | OP | CT | NG | 41.2 | 0.024 | 8786 | 31629.347 | 7317 | 26340.9893 | EIA-923 Generator File | 1994
2475 | 2022 | CA | Goal Line LP | 54749 | STG | 1 | OP | CA | NG | 10.2 | 0.023 | 2015 | 7253.942 | 1685 | 6065.9515 | EIA-923 Generator File | 1994
2476 | 2022 | CA | Golden Acorn Casino | 59328 | GAC1 |  | OP | WT | WND | 1 | 0.508 | 4454 | 16034.2717 | 1225 | 4409.9647 | Distributed from 923 Generation And Fuel | 2014
2477 | 2022 | CA | Golden Field Solar III, LLC | 63859 | RCTR |  | OP | PV | SUN | 192 | 0.348 | 585044 | 2106141.5509 | 303802 | 1093678.4506 | Distributed from 923 Generation And Fuel | 2020
2478 | 2022 | CA | Golden Fields Solar I, LLC | 60590 | RS1 |  | OP | PV | SUN | 54 | 0.325 | 153951 | 554219.1662 | 81750 | 294297.6456 | Distributed from 923 Generation And Fuel | 2016
2479 | 2022 | CA | Golden Hills North Wind Energy Center | 61222 | 1 |  | OP | WT | WND | 46 | 0.365 | 147013 | 529242.5661 | 88586 | 318907.0487 | Distributed from 923 Generation And Fuel | 2017
2480 | 2022 | CA | Golden Hills Wind | 60049 | GE |  | OP | WT | WND | 85.9 | 0.34 | 255472 | 919691.8425 | 135238 | 486852.9052 | Distributed from 923 Generation And Fuel | 2015
2481 | 2022 | CA | Golden Springs Building C-1 | 57796 | 1 |  | OP | PV | SUN | 1.2 | 0.18 | 1890 | 6803.9456 | 994 | 3578.3714 | Distributed from 923 Generation And Fuel | 2012
2482 | 2022 | CA | Golden Springs Building D | 57797 | 1 |  | OP | PV | SUN | 1.3 | 0.182 | 2071 | 7455.5404 | 1089 | 3920.3686 | Distributed from 923 Generation And Fuel | 2012
2483 | 2022 | CA | Google Moffett Park Solar Project | 65568 | GMSP1 |  | OP | PV | SUN | 0.9 | 0.209 | 1644.188 | 5919.0294 | 864.562 | 3112.3983 | Distributed from 923 Generation And Fuel | 2021
2484 | 2022 | CA | Google Moffett Park Solar Project | 65568 | GMSP2 |  | OP | PV | SUN | 0.7 | 0.209 | 1278.812 | 4603.6864 | 672.437 | 2420.7538 | Distributed from 923 Generation And Fuel | 2021
2485 | 2022 | CA | Google Moffett Park Solar Project | 65568 | GMSPB |  | OP | BA | MWH | 0.6 | -0.004 | -23 | -82.7993 | -10 | -35.9997 | Distributed from 923 Generation And Fuel | 2021
2486 | 2022 | CA | Goose Haven Energy Center | 55627 | CT1 |  | OP | GT | NG | 47 | 0.033 | 13603 | 48970.4082 | 9446 | 34005.328 | Distributed from 923 Generation And Fuel | 2003
2487 | 2022 | CA | Gosselin Hydro Plant | 10128 | GEN1 |  | OP | HY | WAT | 1 | 0.229 | 2005.5 | 7219.7422 | 1009.5 | 3634.1709 | Distributed from 923 Generation And Fuel | 1983
2488 | 2022 | CA | Gosselin Hydro Plant | 10128 | GEN2 |  | OP | HY | WAT | 1 | 0.229 | 2005.5 | 7219.7422 | 1009.5 | 3634.1709 | Distributed from 923 Generation And Fuel | 1983
2489 | 2022 | CA | GPS Cabazon Wind LLC | 50552 | WGNS |  | OP | WT | WND | 38.9 | 0.051 | 17217 | 61980.7042 | 9114 | 32810.1375 | Distributed from 923 Generation And Fuel | 1999
2490 | 2022 | CA | Graniterock Quarry | 65485 | GRWQ |  | OP | PV | SUN | 4.4 | 0.066 | 2538 | 9136.7269 | 824 | 2966.3763 | Distributed from 923 Generation And Fuel | 2022
2491 | 2022 | CA | Grapeland Hybrid | 56472 | 1 |  | OP | GT | NG | 49.8 | 0.023 | 10218 | 36784.5057 | 6103 | 21970.6242 | Distributed from 923 Generation And Fuel | 2007
2492 | 2022 | CA | Grapeland Hybrid | 56472 | BA1 |  | OP | BA | MWH | 10 | 0 | 0 | 0 | 0 | 0 | Distributed from 923 Generation And Fuel | 2016
2493 | 2022 | CA | Grassland 1&2 Solar Project | 58217 | INV4 |  | OP | PV | SUN | 2.5 | 0.132 | 2892 | 10411.1167 | 1521 | 5475.5562 | Distributed from 923 Generation And Fuel | 2013
2494 | 2022 | CA | Grassland 3&4 Solar Project | 58204 | INV3 |  | OP | PV | SUN | 2.5 | 0.077 | 1676 | 6033.5517 | 881 | 3171.5746 | Distributed from 923 Generation And Fuel | 2013
2495 | 2022 | CA | Grayson | 377 | 1 | 2 | OP | CA | NG | 20 | 0.002 | 350 | 1259.9899 | 350 | 1259.9899 | EIA-923 Generator File | 1977
2496 | 2022 | CA | Grayson | 377 | 2 | 2 | OP | CA | NG | 20 | 0.008 | 1417 | 5101.1592 | 1417 | 5101.1592 | EIA-923 Generator File | 1977
2497 | 2022 | CA | Grayson | 377 | 3 | 1 | OS | ST | NG | 23 | 0 | 0 | 0 | 0 | 0 | EIA-923 Generator File | 1953
2498 | 2022 | CA | Grayson | 377 | 4 | 1 | OP | ST | NG | 50 | 0.078 | 34319 | 123547.4116 | 12601 | 45363.2371 | EIA-923 Generator File | 1959
2499 | 2022 | CA | Grayson | 377 | 5 | 1 | OP | ST | NG | 50 | 0.038 | 16532 | 59514.7239 | 16532 | 59514.7239 | EIA-923 Generator File | 1964
2500 | 2022 | CA | Grayson | 377 | 8A |  | OP | CT | NG | 25.4 | 0 | 50 | 179.9986 | 50 | 179.9986 | EIA-923 Generator File | 1977
2501 | 2022 | CA | Grayson | 377 | 8BC |  | OP | CT | NG | 55.1 | 0.008 | 3706 | 13341.4933 | 3706 | 13341.4933 | EIA-923 Generator File | 1977
2502 | 2022 | CA | Grayson | 377 | 9 |  | OP | GT | NG | 57.4 | 0.051 | 25503 | 91810.0655 | 23562 | 84822.5214 | Distributed from 923 Generation And Fuel | 2004
2503 | 2022 | CA | Great Valley Solar Portfolio Holdings, LLC | 59940 | GVS2 |  | OP | PV | SUN | 60 | 0.304 | 159943.111 | 575790.5933 | 87095.704 | 313542.0261 | Distributed from 923 Generation And Fuel | 2017
2504 | 2022 | CA | Great Valley Solar Portfolio Holdings, LLC | 59940 | GVS3 |  | OP | PV | SUN | 20 | 0.304 | 53314.37 | 191930.1966 | 29031.901 | 104514.0075 | Distributed from 923 Generation And Fuel | 2017
2505 | 2022 | CA | Great Valley Solar Portfolio Holdings, LLC | 59940 | GVS4 |  | OP | PV | SUN | 20 | 0.304 | 53314.37 | 191930.1966 | 29031.901 | 104514.0075 | Distributed from 923 Generation And Fuel | 2017
2506 | 2022 | CA | Great Valley Solar Portfolio Holdings, LLC | 59940 | TQ8 |  | OP | PV | SUN | 102.5 | 0.304 | 273236.148 | 983642.2637 | 148788.494 | 535634.2933 | Distributed from 923 Generation And Fuel | 2018
2507 | 2022 | CA | Green Acres Solar Facility 1 | 57849 | GASF1 |  | OP | PV | SUN | 3 | 0.217 | 5706 | 20541.4357 | 3000 | 10799.9136 | Distributed from 923 Generation And Fuel | 2012
2508 | 2022 | CA | Green Acres Solar Facility 2 | 57850 | GASF2 |  | OP | PV | SUN | 1 | 0.222 | 1944 | 6998.344 | 1022 | 3679.1706 | Distributed from 923 Generation And Fuel | 2012
2509 | 2022 | CA | Green Beanworks B PV | 61339 | GBWXB |  | OP | PV | SUN | 3 | 0.246 | 6468 | 23284.6137 | 3401 | 12243.5021 | Distributed from 923 Generation And Fuel | 2018
2510 | 2022 | CA | Green Beanworks C PV | 61215 | GBWXC |  | OP | PV | SUN | 3 | 0.273 | 7165 | 25793.7936 | 3768 | 13564.6915 | Distributed from 923 Generation And Fuel | 2018
2511 | 2022 | CA | Green Beanworks D PV | 61216 | GBWXD |  | OP | PV | SUN | 3 | 0.266 | 6979 | 25124.199 | 3670 | 13211.8943 | Distributed from 923 Generation And Fuel | 2018
2512 | 2022 | CA | Green Power I | 55396 | WGNS |  | OP | WT | WND | 16.5 | 0.002 | 318 | 1144.7908 | 168 | 604.7952 | Distributed from 923 Generation And Fuel | 1975
2513 | 2022 | CA | Greenleaf 2 Power Plant | 10349 | GEN1 |  | OP | GT | NG | 49.5 | 0.148 | 64240 | 231262.1499 | 10979 | 39524.0838 | Distributed from 923 Generation And Fuel | 1989
2514 | 2022 | CA | Gridley Main | 58370 | GEN1 |  | OP | PV | SUN | 1 | 0.206 | 1806 | 6501.548 | 950 | 3419.9726 | Distributed from 923 Generation And Fuel | 2013
2515 | 2022 | CA | Gridley Main Two | 58371 | GEN1 |  | OP | PV | SUN | 2.5 | 0.217 | 4745 | 17081.8633 | 2495 | 8981.9281 | Distributed from 923 Generation And Fuel | 2013
2516 | 2022 | CA | Grizzly | 7338 | NA1 |  | OP | HY | WAT | 22 | 0 | 0 | 0 | 0 | 0 | Distributed from 923 Generation And Fuel | 1993
2517 | 2022 | CA | Grossmont Hospital | 10115 | GEN3 |  | OP | GT | NG | 4.5 | 0.736 | 29008 | 104427.9646 | 13152 | 47346.8212 | Distributed from 923 Generation And Fuel | 2016
2518 | 2022 | CA | Grossmont HS Solar Project | 62987 | GHSP |  | OP | PV | SUN | 1.4 | 0.187 | 2298 | 8272.7338 | 1208 | 4348.7652 | Distributed from 923 Generation And Fuel | 2018
2519 | 2022 | CA | Guadalupe Solar Farm | 62690 | GFARM |  | OP | PV | SUN | 1.7 | 0.164 | 2443 | 8794.7296 | 1285 | 4625.963 | Distributed from 923 Generation And Fuel | 2018
2520 | 2022 | CA | Guernsey Solar Station | 57891 | 1 |  | OP | PV | SUN | 20 | 0.179 | 31281 | 112610.6991 | 16449 | 59215.9263 | Distributed from 923 Generation And Fuel | 2013
2521 | 2022 | CA | H. Gonzales | 56039 | G1 |  | OS | GT | NG | 5.9 | 0.004 | 187.5 | 674.9946 | 85 | 305.9976 | Distributed from 923 Generation And Fuel | 1987
2522 | 2022 | CA | H. Gonzales | 56039 | G2 |  | OP | GT | NG | 5.9 | 0.004 | 187.5 | 674.9946 | 85 | 305.9976 | Distributed from 923 Generation And Fuel | 1987
2523 | 2022 | CA | Haas | 240 | H1 |  | OP | HY | WAT | 67.5 | 0.145 | 85630.5 | 308267.3339 | 66488.5 | 239356.6851 | Distributed from 923 Generation And Fuel | 1958
2524 | 2022 | CA | Haas | 240 | H2 |  | OP | HY | WAT | 67.5 | 0.145 | 85630.5 | 308267.3339 | 66488.5 | 239356.6851 | Distributed from 923 Generation And Fuel | 1958
2525 | 2022 | CA | Haiwee | 398 | 1 |  | OA | HY | WAT | 2.8 | 0 | -1 | -3.6 | -0.5 | -1.8 | Distributed from 923 Generation And Fuel | 1927
2526 | 2022 | CA | Haiwee | 398 | 2 |  | OA | HY | WAT | 2.8 | 0 | -1 | -3.6 | -0.5 | -1.8 | Distributed from 923 Generation And Fuel | 1927
2527 | 2022 | CA | Halsey | 241 | 1 |  | OP | HY | WAT | 13.6 | 0.061 | 7290 | 26243.79 | 3670 | 13211.8943 | Distributed from 923 Generation And Fuel | 1916
2528 | 2022 | CA | Hamilton Branch | 242 | 1 |  | OS | HY | WAT | 2.6 |  | GENYRONL: 1921
2529 | 2022 | CA | Hamilton Branch | 242 | 2 |  | OS | HY | WAT | 2.7 |  | GENYRONL: 1921
2530 | 2022 | CA | Hanford 1 and 2 | 59300 | HAN1 |  | OP | PV | SUN | 1.5 | 0.211 | 2773.5 | 9984.5201 | 1458.5 | 5250.558 | Distributed from 923 Generation And Fuel | 2014
2531 | 2022 | CA | Hanford 1 and 2 | 59300 | HAN2 |  | OP | PV | SUN | 1.5 | 0.211 | 2773.5 | 9984.5201 | 1458.5 | 5250.558 | Distributed from 923 Generation And Fuel | 2014
2532 | 2022 | CA | Hanford Energy Park Peaker | 55698 | HEP1 |  | OP | GT | NG | 46.1 | 0.023 | 9425 | 33929.7286 | 5623 | 20242.6381 | Distributed from 923 Generation And Fuel | 2001
2533 | 2022 | CA | Hanford Energy Park Peaker | 55698 | HEP2 |  | OP | GT | NG | 46.1 | 0.023 | 9425 | 33929.7286 | 5623 | 20242.6381 | Distributed from 923 Generation And Fuel | 2001
2534 | 2022 | CA | Harbor | 399 | 10A |  | OP | CT | NG | 85.3 | 0.048 | 35974 | 129505.364 | 28182 | 101454.3884 | EIA-923 Generator File | 1995
2535 | 2022 | CA | Harbor | 399 | 10B |  | OP | CT | NG | 85.3 | 0.038 | 28052 | 100986.3921 | 26296 | 94664.8427 | EIA-923 Generator File | 1995
2536 | 2022 | CA | Harbor | 399 | 5 | 2 | OP | CA | NG | 75 | 0.039 | 25316 | 91136.8709 | 21643 | 77914.1767 | EIA-923 Generator File | 1995
2537 | 2022 | CA | Harbor | 399 | GT10 |  | OP | GT | NG | 60.5 | 0.009 | 5033.2 | 18119.375 | 3129.2 | 11265.0299 | Distributed from 923 Generation And Fuel | 2002
2538 | 2022 | CA | Harbor | 399 | GT11 |  | OP | GT | NG | 60.5 | 0.009 | 5033.2 | 18119.375 | 3129.2 | 11265.0299 | Distributed from 923 Generation And Fuel | 2002
2539 | 2022 | CA | Harbor | 399 | GT12 |  | OP | GT | NG | 60.5 | 0.009 | 5033.2 | 18119.375 | 3129.2 | 11265.0299 | Distributed from 923 Generation And Fuel | 2002
2540 | 2022 | CA | Harbor | 399 | GT13 |  | OP | GT | NG | 60.5 | 0.009 | 5033.2 | 18119.375 | 3129.2 | 11265.0299 | Distributed from 923 Generation And Fuel | 2002
2541 | 2022 | CA | Harbor | 399 | GT14 |  | OP | GT | NG | 60.5 | 0.009 | 5033.2 | 18119.375 | 3129.2 | 11265.0299 | Distributed from 923 Generation And Fuel | 2002
2542 | 2022 | CA | Harbor Cogen | 50541 | GEN1 |  | OP | CT | NG | 82.3 | 0.028 | 20239 | 72859.8171 | 17838 | 64216.2863 | EIA-923 Generator File | 1988
2543 | 2022 | CA | Harbor Cogen | 50541 | ST1 | 2 | OP | CA | NG | 13.6 | 0.002 | 209 | 752.394 | 27 | 97.1992 | EIA-923 Generator File | 2001
2544 | 2022 | CA | Harbor Cogen | 50541 | ST2 | 2 | OP | CA | NG | 11.5 | 0.002 | 226 | 813.5935 | 82 | 295.1976 | EIA-923 Generator File | 2001
2545 | 2022 | CA | Hat Creek 1 | 243 | 1 |  | OP | HY | WAT | 10 | 0.198 | 17306 | 62301.1016 | 8711 | 31359.3491 | Distributed from 923 Generation And Fuel | 1921
2546 | 2022 | CA | Hat Creek 2 | 244 | 1 |  | OP | HY | WAT | 10 | 0.245 | 21458 | 77248.182 | 10801 | 38883.2889 | Distributed from 923 Generation And Fuel | 1921
2547 | 2022 | CA | Hatchet Creek Project | 10882 | GEN1 |  | OP | HY | WAT | 6.8 | 0.153 | 9094 | 32738.1381 | 4578 | 16480.6682 | Distributed from 923 Generation And Fuel | 1986
2548 | 2022 | CA | Hatchet Ridge Wind Project | 56654 | 1 |  | OP | WT | WND | 101.2 | 0.312 | 276155 | 994150.0468 | 146187 | 526268.9898 | Distributed from 923 Generation And Fuel | 2010
2549 | 2022 | CA | Haynes | 400 | 1 | 1 | OP | ST | NG | 230 | 0.05 | 99964 | 359867.5211 | 87048 | 313370.293 | EIA-923 Generator File | 1962
2550 | 2022 | CA | Haynes | 400 | 10 |  | OP | CT | NG | 182.8 | 0.374 | 598205 | 2153520.7718 | 308853 | 1111861.9051 | EIA-923 Generator File | 2005
2551 | 2022 | CA | Haynes | 400 | 11 |  | OP | GT | NG | 108.2 | 0.069 | 65869.833 | 237129.5018 | 43069 | 155047.1596 | Distributed from 923 Generation And Fuel | 2013
2552 | 2022 | CA | Haynes | 400 | 12 |  | OP | GT | NG | 108.2 | 0.069 | 65869.833 | 237129.5018 | 43069 | 155047.1596 | Distributed from 923 Generation And Fuel | 2013
2553 | 2022 | CA | Haynes | 400 | 13 |  | OP | GT | NG | 108.2 | 0.069 | 65869.833 | 237129.5018 | 43069 | 155047.1596 | Distributed from 923 Generation And Fuel | 2013
2554 | 2022 | CA | Haynes | 400 | 14 |  | OP | GT | NG | 108.2 | 0.069 | 65869.833 | 237129.5018 | 43069 | 155047.1596 | Distributed from 923 Generation And Fuel | 2013
2555 | 2022 | CA | Haynes | 400 | 15 |  | OP | GT | NG | 108.2 | 0.069 | 65869.833 | 237129.5018 | 43069 | 155047.1596 | Distributed from 923 Generation And Fuel | 2013
2556 | 2022 | CA | Haynes | 400 | 16 |  | OP | GT | NG | 108.2 | 0.069 | 65869.833 | 237129.5018 | 43069 | 155047.1596 | Distributed from 923 Generation And Fuel | 2013
2557 | 2022 | CA | Haynes | 400 | 2 | 1 | OP | ST | NG | 230 | 0.036 | 72221 | 259993.5201 | 61758 | 222327.0214 | EIA-923 Generator File | 1963
2558 | 2022 | CA | Haynes | 400 | 8 | 2 | OP | CA | NG | 264.3 | 0.313 | 724846 | 2609424.7246 | 408108 | 1469177.0466 | EIA-923 Generator File | 2005
2559 | 2022 | CA | Haynes | 400 | 9 |  | OP | CT | NG | 182.8 | 0.42 | 672186 | 2419850.2412 | 407836 | 1468197.8544 | EIA-923 Generator File | 2005
2560 | 2022 | CA | Haypress | 10253 | LGEN |  | OP | HY | WAT | 5 | 0.148 | 6476 | 23313.4135 | 3260 | 11735.9061 | Distributed from 923 Generation And Fuel | 1989
2561 | 2022 | CA | Haypress | 10253 | UGEN |  | OP | HY | WAT | 5 | 0.148 | 6476 | 23313.4135 | 3260 | 11735.9061 | Distributed from 923 Generation And Fuel | 1988
2562 | 2022 | CA | Hayworth Solar | 59009 | PV1 |  | OP | PV | SUN | 27 | 0.274 | 64908 | 233666.9307 | 34131 | 122870.617 | Distributed from 923 Generation And Fuel | 2015
2563 | 2022 | CA | Heber Geothermal | 54689 | 1 |  | OP | ST | GEO | 52 | 0.028 | 12950 | 46619.627 | 5427 | 19537.0437 | Distributed from 923 Generation And Fuel | 1985
2564 | 2022 | CA | Heber Geothermal | 54689 | 2 |  | OP | BT | GEO | 7 | 0.512 | 31413.153 | 113086.4461 | 13165.22 | 47394.4128 | Distributed from 923 Generation And Fuel | 2006
2565 | 2022 | CA | Heber Geothermal | 54689 | 3 |  | OP | BT | GEO | 3.5 | 0.512 | 15706.576 | 56543.2213 | 6582.61 | 23697.2064 | Distributed from 923 Generation And Fuel | 2006
2566 | 2022 | CA | Heber Geothermal | 54689 | 4 |  | OP | BT | GEO | 19 | 0.512 | 85264.271 | 306948.92 | 35734.169 | 128641.9793 | Distributed from 923 Generation And Fuel | 2018
2567 | 2022 | CA | Heber Solar | 58398 | 1 |  | OP | PV | SUN | 10.9 | 0.27 | 25766 | 92756.8579 | 13549 | 48776.0098 | Distributed from 923 Generation And Fuel | 2014
2568 | 2022 | CA | HEBT Irvine 1 | 61722 | IRV01 |  | OP | BA | MWH | 1 | -0.011 | -96.727 | -348.2144 | -41.455 | -149.2368 | Distributed from 923 Generation And Fuel | 2018
2569 | 2022 | CA | HEBT Irvine 1 | 61722 | IRV1W |  | OP | BA | MWH | 4.5 | -0.011 | -435.273 | -1566.9703 | -186.545 | -671.5566 | Distributed from 923 Generation And Fuel | 2018
2570 | 2022 | CA | HEBT Irvine 2 | 61723 | IRV06 |  | OP | BA | MWH | 2.5 | -0.014 | -306.034 | -1101.7136 | -131.034 | -471.7186 | Distributed from 923 Generation And Fuel | 2018
2571 | 2022 | CA | HEBT Irvine 2 | 61723 | IRV2W |  | OP | BA | MWH | 3.3 | -0.014 | -403.966 | -1454.266 | -172.966 | -622.6726 | Distributed from 923 Generation And Fuel | 2018
2572 | 2022 | CA | HEBT WLA 1 | 61721 | WLA01 |  | OP | BA | MWH | 1 | -0.017 | -150 | -539.9957 | -75 | -269.9978 | Distributed from 923 Generation And Fuel | 2019
2573 | 2022 | CA | Hecate Energy Beacon Solar 1 | 59315 | BEAC1 |  | OP | PV | SUN | 56 | 0.289 | 141600 | 509755.922 | 72309 | 260310.3175 | Distributed from 923 Generation And Fuel | 2017
2574 | 2022 | CA | Hecate Energy Beacon Solar 3 | 59316 | BEAC3 |  | OP | PV | SUN | 56 | 0.287 | 140967 | 507477.1402 | 72628 | 261458.7083 | Distributed from 923 Generation And Fuel | 2016
2575 | 2022 | CA | Hecate Energy Beacon Solar 4 | 59317 | BEAC4 |  | OP | PV | SUN | 50 | 0.287 | 125631 | 452267.9819 | 65660 | 236374.109 | Distributed from 923 Generation And Fuel | 2016
2576 | 2022 | CA | Hecate Energy Johanna Facility | 62889 | HEGJF |  | OP | BA | MWH | 10 |  | GENYRONL: 2021
2577 | 2022 | CA | Hecate Energy Johanna Facility | 62889 | HJFII |  | OP | BA | MWH | 10 |  | GENYRONL: 2021
2578 | 2022 | CA | Heliocentric | 57831 | 1 |  | OP | PV | SUN | 1.5 | 0.154 | 2030 | 7307.9415 | 1067 | 3841.1693 | Distributed from 923 Generation And Fuel | 2012
2579 | 2022 | CA | Hellyer Solar Farm | 62689 | HFARM |  | OP | PV | SUN | 2.2 | 0.192 | 3705 | 13337.8933 | 1948 | 7012.7439 | Distributed from 923 Generation And Fuel | 2017
2580 | 2022 | CA | Helms Pumped Storage | 6100 | 1 |  | OS | PS | WAT | 351 | -0.032 | -99738.333 | -359055.1264 | -49770.667 | -179172.9678 | Distributed from 923 Generation And Fuel | 1984
2581 | 2022 | CA | Helms Pumped Storage | 6100 | 2 |  | OP | PS | WAT | 351 | -0.032 | -99738.333 | -359055.1264 | -49770.667 | -179172.9678 | Distributed from 923 Generation And Fuel | 1984
2582 | 2022 | CA | Helms Pumped Storage | 6100 | 3 |  | OP | PS | WAT | 351 | -0.032 | -99738.333 | -359055.1264 | -49770.667 | -179172.9678 | Distributed from 923 Generation And Fuel | 1984
2583 | 2022 | CA | Helzel & Schwarzhoff 86 | 56275 | WGNS |  | OP | WT | WND | 2.4 | 0.15 | 3160 | 11375.909 | 1673 | 6022.7518 | Distributed from 923 Generation And Fuel | 1986
2584 | 2022 | CA | Henrietta D Energy Storage LLC | 60641 | HDES1 |  | OP | BA | MWH | 10 |  | GENYRONL: 2021
2585 | 2022 | CA | Henrietta Peaker | 55807 | HPP1 |  | OP | GT | NG | 49 | 0.057 | 24338 | 87616.0991 | 12918 | 46504.428 | Distributed from 923 Generation And Fuel | 2002
2586 | 2022 | CA | Henrietta Peaker | 55807 | HPP2 |  | OP | GT | NG | 49 | 0.057 | 24338 | 87616.0991 | 12918 | 46504.428 | Distributed from 923 Generation And Fuel | 2002
2587 | 2022 | CA | Henrietta Solar Project | 58975 | PV1 |  | OP | PV | SUN | 102 | 0.257 | 229560 | 826409.3887 | 120712 | 434559.7235 | Distributed from 923 Generation And Fuel | 2016
2588 | 2022 | CA | Henry Miller RD | 66492 | HMRD1 |  | OP | PV | SUN | 1.5 | 0.045 | 593 | 2134.7829 | 312 | 1123.191 | Distributed from 923 Generation And Fuel | 2018
2589 | 2022 | CA | Hesperia | 59182 | 10-94 |  | OP | PV | SUN | 1.5 | 0.226 | 2976 | 10713.5143 | 1565 | 5633.9549 | Distributed from 923 Generation And Fuel | 2014
2590 | 2022 | CA | Hickman | 162 | 1 |  | OP | HY | WAT | 0.5 | 0.241 | 1055 | 3797.9696 | 531 | 1911.5847 | Distributed from 923 Generation And Fuel | 1979
2591 | 2022 | CA | Hickman | 162 | 2 |  | OP | HY | WAT | 0.5 | 0.241 | 1055 | 3797.9696 | 531 | 1911.5847 | Distributed from 923 Generation And Fuel | 1979
2592 | 2022 | CA | High Desert Power Plant | 55518 | CTG1 |  | OP | CT | NG | 173 | 0.548 | 831180 | 2992224.0622 | 405729 | 1460612.7151 | EIA-923 Generator File | 2003
2593 | 2022 | CA | High Desert Power Plant | 55518 | CTG2 |  | OP | CT | NG | 173 | 0.555 | 841683 | 3030034.5597 | 407006 | 1465209.8783 | EIA-923 Generator File | 2003
2594 | 2022 | CA | High Desert Power Plant | 55518 | CTG3 |  | OP | CT | NG | 173 | 0.565 | 856177 | 3082212.5423 | 398566 | 1434826.1214 | EIA-923 Generator File | 2003
2595 | 2022 | CA | High Desert Power Plant | 55518 | STG1 | 3 | OP | CA | NG | 333 | 0.522 | 1523315 | 5483890.1289 | 751035 | 2703704.3704 | EIA-923 Generator File | 2003
2596 | 2022 | CA | High Sierra Cogeneration Plant | 57977 | ENG1 |  | OP | IC | NG | 3 | 0.641 | 16856 | 60681.1146 | 7642.5 | 27512.7799 | Distributed from 923 Generation And Fuel | 2010
2597 | 2022 | CA | High Sierra Cogeneration Plant | 57977 | ENG2 |  | OP | IC | NG | 3 | 0.641 | 16856 | 60681.1146 | 7642.5 | 27512.7799 | Distributed from 923 Generation And Fuel | 2010
2598 | 2022 | CA | High Sierra Limited | 50495 | HS1 |  | OP | GT | NG | 24.9 | 0.099 | 21611.5 | 77800.7776 | 9798.5 | 35274.3178 | Distributed from 923 Generation And Fuel | 1989
2599 | 2022 | CA | High Sierra Limited | 50495 | HS2 |  | OP | GT | NG | 24.9 | 0.099 | 21611.5 | 77800.7776 | 9798.5 | 35274.3178 | Distributed from 923 Generation And Fuel | 1989
2600 | 2022 | CA | High Winds LLC | 56075 | 1 |  | OP | WT | WND | 145.8 | 0.215 | 274420.8 | 987906.9767 | 145269 | 522964.2163 | Distributed from 923 Generation And Fuel | 2003
2601 | 2022 | CA | High Winds LLC | 56075 | 2 |  | OP | WT | WND | 16.2 | 0.215 | 30491.2 | 109767.4419 | 16141 | 58107.1351 | Distributed from 923 Generation And Fuel | 2003
2602 | 2022 | CA | HL Power | 10777 | GEN1 | 1 | OP | ST | WDS | 36.2 | 0.558 | 176877 | 636752.106 | 88208 | 317546.2596 | EIA-923 Generator File | 1989
2603 | 2022 | CA | HL Solar | 62655 | HLS |  | OP | PV | SUN | 7.6 | 0.18 | 12000 | 43199.6544 | 6310 | 22715.8183 | Distributed from 923 Generation And Fuel | 2019
2604 | 2022 | CA | Hoag Hospital Cogen Plant | 58223 | 1 |  | OP | IC | NG | 1.5 | 0.069 | 909 | 3272.3738 | 909 | 3272.3738 | Distributed from 923 Generation And Fuel | 2006
2605 | 2022 | CA | Hoag Hospital Cogen Plant | 58223 | 2 |  | OP | IC | NG | 1.5 | 0.069 | 909 | 3272.3738 | 909 | 3272.3738 | Distributed from 923 Generation And Fuel | 2006
2606 | 2022 | CA | Hoag Hospital Cogen Plant | 58223 | 3 |  | OP | IC | NG | 1.5 | 0.069 | 909 | 3272.3738 | 909 | 3272.3738 | Distributed from 923 Generation And Fuel | 2006
2607 | 2022 | CA | Hollister Solar LLC | 59268 | PV10 |  | OP | PV | SUN | 1.5 | 0.321 | 4214 | 15170.2786 | 2216 | 7977.5362 | Distributed from 923 Generation And Fuel | 2014
2608 | 2022 | CA | Honda Torrance | 58300 | HON |  | OP | FC | NG | 1.1 | 0.544 | 5241 | 18867.4491 | 2376 | 8553.5316 | Distributed from 923 Generation And Fuel | 2012
2609 | 2022 | CA | Horn | 58452 | 1 |  | OP | PV | SUN | 1.5 | 0.237 | 3108 | 11188.7105 | 1634 | 5882.3529 | Distributed from 923 Generation And Fuel | 2013
2610 | 2022 | CA | Hudson - High Desert Hybrid | 64624 | BESS1 |  | OP | BA | MWH | 50 | -0.016 | -7203 | -25930.5926 | -3461 | -12459.5003 | Distributed from 923 Generation And Fuel | 2021
2611 | 2022 | CA | Hudson - High Desert Hybrid | 64624 | GEN1 |  | OP | PV | SUN | 100 | 0.329 | 288031 | 1036903.3048 | 151719 | 546184.0305 | Distributed from 923 Generation And Fuel | 2021
2612 | 2022 | CA | Humboldt Bay | 246 | IC1 |  | OP | IC | NG | 16.7 | 0.31 | 45368.9 | 163326.7334 | 17184.4 | 61863.3451 | Distributed from 923 Generation And Fuel | 2010
2613 | 2022 | CA | Humboldt Bay | 246 | IC10 |  | OP | IC | NG | 16.7 | 0.31 | 45368.9 | 163326.7334 | 17184.4 | 61863.3451 | Distributed from 923 Generation And Fuel | 2010
2614 | 2022 | CA | Humboldt Bay | 246 | IC2 |  | OP | IC | NG | 16.7 | 0.31 | 45368.9 | 163326.7334 | 17184.4 | 61863.3451 | Distributed from 923 Generation And Fuel | 2010
2615 | 2022 | CA | Humboldt Bay | 246 | IC3 |  | OP | IC | NG | 16.7 | 0.31 | 45368.9 | 163326.7334 | 17184.4 | 61863.3451 | Distributed from 923 Generation And Fuel | 2011
2616 | 2022 | CA | Humboldt Bay | 246 | IC4 |  | OP | IC | NG | 16.7 | 0.31 | 45368.9 | 163326.7334 | 17184.4 | 61863.3451 | Distributed from 923 Generation And Fuel | 2010
2617 | 2022 | CA | Humboldt Bay | 246 | IC5 |  | OP | IC | NG | 16.7 | 0.31 | 45368.9 | 163326.7334 | 17184.4 | 61863.3451 | Distributed from 923 Generation And Fuel | 2010
2618 | 2022 | CA | Humboldt Bay | 246 | IC6 |  | OP | IC | NG | 16.7 | 0.31 | 45368.9 | 163326.7334 | 17184.4 | 61863.3451 | Distributed from 923 Generation And Fuel | 2010
2619 | 2022 | CA | Humboldt Bay | 246 | IC7 |  | OP | IC | NG | 16.7 | 0.31 | 45368.9 | 163326.7334 | 17184.4 | 61863.3451 | Distributed from 923 Generation And Fuel | 2010
2620 | 2022 | CA | Humboldt Bay | 246 | IC8 |  | OP | IC | NG | 16.7 | 0.31 | 45368.9 | 163326.7334 | 17184.4 | 61863.3451 | Distributed from 923 Generation And Fuel | 2010
2621 | 2022 | CA | Humboldt Bay | 246 | IC9 |  | OP | IC | NG | 16.7 | 0.31 | 45368.9 | 163326.7334 | 17184.4 | 61863.3451 | Distributed from 923 Generation And Fuel | 2010
2622 | 2022 | CA | Humboldt Sawmill Company | 50049 | GEN1 | 3 | OP | ST | WDS | 12.5 | 0.66 | 72304 | 260292.3177 | 32404 | 116653.4668 | EIA-923 Generator File | 1988
2623 | 2022 | CA | Humboldt Sawmill Company | 50049 | GEN2 | 3 | OP | ST | WDS | 12.5 | 0.643 | 70408 | 253466.7723 | 32411 | 116678.6666 | EIA-923 Generator File | 1988
2624 | 2022 | CA | Humboldt Sawmill Company | 50049 | GEN3 | 1 | OS | ST | WDS | 7.5 | 0 | 0 | 0 | 0 | 0 | EIA-923 Generator File | 1938
2625 | 2022 | CA | Huron Solar Station | 57523 | 1 |  | OP | PV | SUN | 20 | 0.167 | 29274 | 105385.5569 | 15393 | 55414.3567 | Distributed from 923 Generation And Fuel | 2012
2626 | 2022 | CA | Hyperion Treatment Plant CHP Plant | 60960 | CTG1 |  | OP | GT | OBG | 11 | 0.526 | 50731.667 | 182632.5401 | 21853.333 | 78671.3694 | Distributed from 923 Generation And Fuel | 2017
2627 | 2022 | CA | Hyperion Treatment Plant CHP Plant | 60960 | CTG2 |  | OP | GT | OBG | 11 | 0.526 | 50731.667 | 182632.5401 | 21853.333 | 78671.3694 | Distributed from 923 Generation And Fuel | 2017
2628 | 2022 | CA | Hyperion Treatment Plant CHP Plant | 60960 | STG1 |  | OP | GT | OBG | 11 | 0.526 | 50731.667 | 182632.5401 | 21853.333 | 78671.3694 | Distributed from 923 Generation And Fuel | 2017
2629 | 2022 | CA | IGS KSBD | 65091 | 293 |  | OP | PV | SUN | 4.3 | 0.18 | 6789 | 24440.2045 | 4037 | 14533.0837 | Distributed from 923 Generation And Fuel | 2022
2630 | 2022 | CA | IKEA Tejon 345 | 58028 | PV |  | OP | PV | SUN | 1.5 | 0.188 | 2476 | 8913.5287 | 1302 | 4687.1625 | Distributed from 923 Generation And Fuel | 2011
2631 | 2022 | CA | Illumina Way SD | 63603 | ILM01 |  | OP | FC | NG | 3.5 | 0.832 | 25496 | 91784.8657 | 11560 | 41615.6671 | Distributed from 923 Generation And Fuel | 2019
2632 | 2022 | CA | Imperial Solar Energy Center South | 57490 | 56819 |  | OP | PV | SUN | 128.9 | 0.258 | 290856 | 1047073.2234 | 152944 | 550593.9952 | Distributed from 923 Generation And Fuel | 2013
2633 | 2022 | CA | Imperial Solar Energy Center West | 57491 | 56819 |  | OP | PV | SUN | 148.7 | 0.329 | 427954 | 1540622.075 | 225036 | 810123.119 | Distributed from 923 Generation And Fuel | 2016
2634 | 2022 | CA | Imperial Valley Solar Co (IVSC) 2, LLC | 59657 | IVSC2 |  | OP | PV | SUN | 20 | 0.258 | 45198 | 162711.4983 | 23767 | 85560.5155 | Distributed from 923 Generation And Fuel | 2015
2635 | 2022 | CA | Imperial Valley Solar Company 1 LLC | 58062 | 0001 |  | OP | PV | SUN | 23 | 0.142 | 28573 | 102861.9771 | 15025 | 54089.5673 | Distributed from 923 Generation And Fuel | 2012
2636 | 2022 | CA | Imperial Valley Solar, LLC | 56917 | 1 |  | OP | PV | SUN | 101 | 0.194 | 171624.212 | 617842.2205 | 90247.214 | 324887.3713 | Distributed from 923 Generation And Fuel | 2013
2637 | 2022 | CA | Imperial Valley Solar, LLC | 56917 | 1A |  | OP | PV | SUN | 64.6 | 0.194 | 109771.526 | 395174.3322 | 57722.475 | 207799.2476 | Distributed from 923 Generation And Fuel | 2013
2638 | 2022 | CA | Imperial Valley Solar, LLC | 56917 | 1B |  | OP | PV | SUN | 34.3 | 0.194 | 58284.262 | 209821.6646 | 30648.311 | 110333.0369 | Distributed from 923 Generation And Fuel | 2014
2639 | 2022 | CA | Improvement Dst No. 4 | 57895 | ID4 |  | OP | PV | SUN | 1.1 | 0.001 | 8 | 28.7998 | 4 | 14.3999 | Distributed from 923 Generation And Fuel | 2009
2640 | 2022 | CA | Indian Valley Dam Hydro Project | 50129 | 1641 |  | OA | HY | WAT | 1.4 | 0 | 0 | 0 | 0 | 0 | Distributed from 923 Generation And Fuel | 1983
2641 | 2022 | CA | Indian Valley Dam Hydro Project | 50129 | 1642 |  | OA | HY | WAT | 1.4 | 0 | 0 | 0 | 0 | 0 | Distributed from 923 Generation And Fuel | 1983
2642 | 2022 | CA | Indian Valley Dam Hydro Project | 50129 | 8332 |  | OA | HY | WAT | 0.1 | 0 | 0 | 0 | 0 | 0 | Distributed from 923 Generation And Fuel | 1983
2643 | 2022 | CA | Indigo Energy Facility | 55541 | CTG1 |  | OP | GT | NG | 49.9 | 0.032 | 14158.333 | 50969.591 | 11040 | 39743.6821 | Distributed from 923 Generation And Fuel | 2001
2644 | 2022 | CA | Indigo Energy Facility | 55541 | CTG2 |  | OP | GT | NG | 49.9 | 0.032 | 14158.333 | 50969.591 | 11040 | 39743.6821 | Distributed from 923 Generation And Fuel | 2001
2645 | 2022 | CA | Indigo Energy Facility | 55541 | CTG3 |  | OP | GT | NG | 49.9 | 0.032 | 14158.333 | 50969.591 | 11040 | 39743.6821 | Distributed from 923 Generation And Fuel | 2001
2646 | 2022 | CA | Industry MetroLink PV 1 | 57860 | 1 |  | OP | PV | SUN | 1.5 | 0.127 | 1668 | 6004.752 | 877 | 3157.1747 | Distributed from 923 Generation And Fuel | 2012
2647 | 2022 | CA | Industry Solar Power Generation Station 1 LLC | 58609 | ISP1 |  | OP | PV | SUN | 1.5 | 0.331 | 4348 | 15652.6748 | 2286 | 8229.5342 | Distributed from 923 Generation And Fuel | 2013
2648 | 2022 | CA | Inskip | 248 | 1 |  | OS | HY | WAT | 7.6 |  | GENYRONL: 1979
2649 | 2022 | CA | Intel Folsom | 58086 | 1 |  | OP | PV | SUN | 0.5 | 0.179 | 782.5 | 2816.9775 | 411.5 | 1481.3881 | Distributed from 923 Generation And Fuel | 2010
2650 | 2022 | CA | Intel Folsom | 58086 | 2 |  | OP | PV | SUN | 0.5 | 0.179 | 782.5 | 2816.9775 | 411.5 | 1481.3881 | Distributed from 923 Generation And Fuel | 2010
2651 | 2022 | CA | Intel Folsom Phase 2 | 58954 | PV |  | OP | PV | SUN | 1 | 0.18 | 1574 | 5666.3547 | 828 | 2980.7762 | Distributed from 923 Generation And Fuel | 2012
2652 | 2022 | CA | Intel Folsom Phase 3 | 61152 | PV1 |  | OP | PV | SUN | 5.2 | 0.199 | 9057 | 32604.9392 | 4763 | 17146.6628 | Distributed from 923 Generation And Fuel | 2016
2653 | 2022 | CA | Intel Santa Clara | 60224 | NTL00 |  | OP | FC | NG | 1.1 | 0.765 | 7375 | 26549.7876 | 3344 | 12038.3037 | Distributed from 923 Generation And Fuel | 2015
2654 | 2022 | CA | IOS II-LAX9 | 63414 | IOSII |  | OP | PV | SUN | 4 | 0.019 | 671 | 2415.5807 | 353 | 1270.7898 | Distributed from 923 Generation And Fuel | 2020
2655 | 2022 | CA | Iron Gate | 297 | 1 |  | OP | HY | WAT | 18 | 0.49 | 77201 | 277921.3766 | 38861 | 139898.4808 | Distributed from 923 Generation And Fuel | 1962
2656 | 2022 | CA | Ironwood Solar LLC | 58513 | 0937 |  | OP | PV | SUN | 4 | 0.263 | 9200 | 33119.735 | 4838 | 17416.6607 | Distributed from 923 Generation And Fuel | 2012
2657 | 2022 | CA | Irwindale Brew Yard, LLC | 58056 | JEN1 |  | OA | IC | OBG | 0.5 | 0 | 0 | 0 | 0 | 0 | Distributed from 923 Generation And Fuel | 2007
2658 | 2022 | CA | Irwindale Brew Yard, LLC | 58056 | PV |  | OP | PV | SUN | 2.5 | 0.076 | 1672 | 6019.1518 | 947 | 3409.1727 | Distributed from 923 Generation And Fuel | 2015
2659 | 2022 | CA | Irwindale Brew Yard, LLC | 58056 | T100 |  | OS | GT | NG | 5.2 | 0 | 0 | 0 | 0 | 0 | Distributed from 923 Generation And Fuel | 2002
2660 | 2022 | CA | Irwindale Brew Yard, LLC | 58056 | T200 |  | OS | GT | NG | 5.2 | 0 | 0 | 0 | 0 | 0 | Distributed from 923 Generation And Fuel | 2002
2661 | 2022 | CA | Isabella Hydro Project | 10139 | GEN1 |  | OP | HY | WAT | 5.9 | 0.022 | 1126 | 4053.5676 | 567 | 2041.1837 | Distributed from 923 Generation And Fuel | 1990
2662 | 2022 | CA | Isabella Hydro Project | 10139 | GEN2 |  | OP | HY | WAT | 5.9 | 0.022 | 1126 | 4053.5676 | 567 | 2041.1837 | Distributed from 923 Generation And Fuel | 1990
2663 | 2022 | CA | ISH Solar Hospital Downey | 57841 | 1 |  | OP | PV | SUN | 1.1 | 0 | 0 | 0 | 0 | 0 | Distributed from 923 Generation And Fuel | 2011
2664 | 2022 | CA | ISH Solar Hospital SDMC | 57840 | 1 |  | OP | PV | SUN | 1.1 | 0 | 0 | 0 | 0 | 0 | Distributed from 923 Generation And Fuel | 2011
2665 | 2022 | CA | Ivanhoe Solar | 58307 | 1 |  | OP | PV | SUN | 1.5 | 0.213 | 2804.143 | 10094.834 | 1474.714 | 5308.9279 | Distributed from 923 Generation And Fuel | 2014
2666 | 2022 | CA | Ivanhoe Solar | 58307 | 2 |  | OP | PV | SUN | 0.5 | 0.213 | 934.714 | 3364.9435 | 491.571 | 1769.6414 | Distributed from 923 Generation And Fuel | 2014
2667 | 2022 | CA | Ivanhoe Solar | 58307 | 3 |  | OP | PV | SUN | 1.5 | 0.213 | 2804.143 | 10094.834 | 1474.714 | 5308.9279 | Distributed from 923 Generation And Fuel | 2014
2668 | 2022 | CA | Ivanpah 1 | 57074 | ST1 | 1 | OP | ST | SUN | 126 | 0.202 | 222771 | 801969.1842 | 103392 | 372208.2223 | Data from EIA-923 Generator File overwritten with distributed data from EIA-923 Generation and Fuel | 2013
2669 | 2022 | CA | Ivanpah 2 | 57073 | ST1 | 1 | OP | ST | SUN | 133.4 | 0.229 | 267347 | 962441.5005 | 133388 | 480192.9585 | Data from EIA-923 Generator File overwritten with distributed data from EIA-923 Generation and Fuel | 2013
2670 | 2022 | CA | Ivanpah 3 | 57075 | ST1 | 1 | OP | ST | SUN | 133.4 | 0.239 | 279046 | 1004557.5635 | 133462 | 480459.3563 | Data from EIA-923 Generator File overwritten with distributed data from EIA-923 Generation and Fuel | 2013
2671 | 2022 | CA | IVC Solar | 61692 | IVCS |  | OP | PV | SUN | 3 | 0.193 | 5084 | 18302.2536 | 2673 | 9622.723 | Distributed from 923 Generation And Fuel | 2016
2672 | 2022 | CA | J S Eastwood | 104 | 1 |  | OS | PS | WAT | 199.8 | 0.083 | 145100 | 522355.8212 | 110939 | 399377.205 | Distributed from 923 Generation And Fuel | 1987
2673 | 2022 | CA | J&A-Santa Maria II LLC | 57101 | 1 |  | OP | IC | LFG | 1.4 |  | GENYRONL: 2010
2674 | 2022 | CA | J.R. Simplot Company | 58216 | 1 |  | OP | ST | WH | 4 | 0.409 | 14342 | 51630.787 | 6443 | 23194.6144 | Distributed from 923 Generation And Fuel | 1993
2675 | 2022 | CA | Jacumba Solar Farm | 60947 | Q644A |  | OP | PV | SUN | 20 | 0.228 | 39956 | 143840.4493 | 21011 | 75638.9949 | Distributed from 923 Generation And Fuel | 2017
2676 | 2022 | CA | James B Black | 249 | 1 |  | OP | HY | WAT | 85.1 | 0.21 | 156822.744 | 564557.3619 | 72420.807 | 260712.8195 | Distributed from 923 Generation And Fuel | 1966
2677 | 2022 | CA | James B Black | 249 | 2 |  | OP | HY | WAT | 83.5 | 0.21 | 153874.256 | 553942.8901 | 71059.193 | 255811.0483 | Distributed from 923 Generation And Fuel | 1965
2678 | 2022 | CA | Java Solar, LLC | 65965 | JAVA |  | OP | PV | SUN | 13.5 | 0 | 0 | 0 | 0 | 0 | Distributed from 923 Generation And Fuel | 2022
2679 | 2022 | CA | Jaybird | 431 | H1 |  | OP | HY | WAT | 80.8 | 0.244 | 172817.5 | 622138.0229 | 90853.5 | 327069.9834 | Distributed from 923 Generation And Fuel | 1961
2680 | 2022 | CA | Jaybird | 431 | H2 |  | OP | HY | WAT | 80.8 | 0.244 | 172817.5 | 622138.0229 | 90853.5 | 327069.9834 | Distributed from 923 Generation And Fuel | 1962
2681 | 2022 | CA | Johanna Energy Center, LLC | 63843 | SASP1 |  | OP | BA | MWH | 20 |  | GENYRONL: 2021
2682 | 2022 | CA | John L. Featherstone Plant | 57475 | HRP1 |  | OP | ST | GEO | 55 | 0.823 | 396328 | 1426769.3858 | 167344 | 602433.5805 | Distributed from 923 Generation And Fuel | 2012
2683 | 2022 | CA | Jones Fork | 534 | 1 |  | OP | HY | WAT | 10 | 0.107 | 9351 | 33663.3307 | 4707 | 16945.0644 | Distributed from 923 Generation And Fuel | 1985
2684 | 2022 | CA | JSR000 N Mathilda Fuel Cell | 63711 | JSR00 |  | OP | FC | NG | 1.1 | 0.925 | 8915 | 32093.7433 | 4042 | 14551.0836 | Distributed from 923 Generation And Fuel | 2019
2685 | 2022 | CA | Judge F Carr | 442 | 1 |  | OP | HY | WAT | 77.2 | 0.081 | 55044 | 198156.8147 | 36465 | 131272.9498 | Distributed from 923 Generation And Fuel | 1963
2686 | 2022 | CA | Judge F Carr | 442 | 2 |  | OP | HY | WAT | 77.2 | 0.081 | 55044 | 198156.8147 | 36465 | 131272.9498 | Distributed from 923 Generation And Fuel | 1963
2687 | 2022 | CA | Juniper Networks Sunnyvale | 58301 | JPR |  | OP | FC | NG | 1.1 | 0.656 | 6320 | 22751.818 | 2866 | 10317.5175 | Distributed from 923 Generation And Fuel | 2012
2688 | 2022 | CA | Kaiser - Harbor City | 66142 | KSR48 |  | OP | FC | NG | 2.1 | 0.953 | 17538 | 63136.2949 | 7952 | 28626.971 | Distributed from 923 Generation And Fuel | 2019
2689 | 2022 | CA | Kaiser - LA | 66146 | KSR40 |  | OP | FC | NG | 4.5 | 0.915 | 36053 | 129789.7617 | 16347 | 58848.7292 | Distributed from 923 Generation And Fuel | 2020
2690 | 2022 | CA | Kaiser - Woodland Hills | 66148 | KSR55 |  | OP | FC | NG | 3.1 | 0.799 | 21696 | 78104.9752 | 9837 | 35412.9167 | Distributed from 923 Generation And Fuel | 2019
2691 | 2022 | CA | Kaiser Deer Valley Rd. Fuel Cell | 62699 | KSR24 |  | OP | FC | NG | 1.4 | 0.901 | 11046 | 39765.2819 | 5008 | 18028.6558 | Distributed from 923 Generation And Fuel | 2017
2692 | 2022 | CA | Kaiser Downey | 58128 | KRSO1 |  | OP | FC | NG | 0.2 | 0.72 | 1262 | 4543.1637 | 572.2 | 2059.9035 | Distributed from 923 Generation And Fuel | 2012
2693 | 2022 | CA | Kaiser Downey | 58128 | KRSO2 |  | OP | FC | NG | 0.2 | 0.72 | 1262 | 4543.1637 | 572.2 | 2059.9035 | Distributed from 923 Generation And Fuel | 2012
2694 | 2022 | CA | Kaiser Downey | 58128 | KRSO3 |  | OP | FC | NG | 0.2 | 0.72 | 1262 | 4543.1637 | 572.2 | 2059.9035 | Distributed from 923 Generation And Fuel | 2012
2695 | 2022 | CA | Kaiser Downey | 58128 | KRSO4 |  | OP | FC | NG | 0.2 | 0.72 | 1262 | 4543.1637 | 572.2 | 2059.9035 | Distributed from 923 Generation And Fuel | 2012
2696 | 2022 | CA | Kaiser Downey | 58128 | KRSO5 |  | OP | FC | NG | 0.2 | 0.72 | 1262 | 4543.1637 | 572.2 | 2059.9035 | Distributed from 923 Generation And Fuel | 2012
2697 | 2022 | CA | Kaiser East La Palma Ave. Fuel Cell | 62698 | KR059 |  | OP | FC | NG | 2.2 | 0.861 | 16595 | 59741.5221 | 7524 | 27086.1833 | Distributed from 923 Generation And Fuel | 2017
2698 | 2022 | CA | Kaiser Napa Valley Corporate Dr Fuel Cell | 62701 | KS18A |  | OP | FC | NG | 2.5 | 0.944 | 20672.917 | 74421.9058 | 9372.917 | 33742.2313 | Distributed from 923 Generation And Fuel | 2017
2699 | 2022 | CA | Kaiser Napa Valley Corporate Dr Fuel Cell | 62701 | KS18B |  | OP | FC | NG | 2.3 | 0.944 | 19019.083 | 68468.1511 | 8623.083 | 31042.8505 | Distributed from 923 Generation And Fuel | 2017
2700 | 2022 | CA | Kaiser Ontario | 58132 | KSRO1 |  | OP | FC | NG | 0.2 | 0.67 | 1174.6 | 4228.5262 | 532.6 | 1917.3447 | Distributed from 923 Generation And Fuel | 2012
2701 | 2022 | CA | Kaiser Ontario | 58132 | KSRO2 |  | OP | FC | NG | 0.2 | 0.67 | 1174.6 | 4228.5262 | 532.6 | 1917.3447 | Distributed from 923 Generation And Fuel | 2012
2702 | 2022 | CA | Kaiser Ontario | 58132 | KSRO3 |  | OP | FC | NG | 0.2 | 0.67 | 1174.6 | 4228.5262 | 532.6 | 1917.3447 | Distributed from 923 Generation And Fuel | 2012
2703 | 2022 | CA | Kaiser Ontario | 58132 | KSRO4 |  | OP | FC | NG | 0.2 | 0.67 | 1174.6 | 4228.5262 | 532.6 | 1917.3447 | Distributed from 923 Generation And Fuel | 2012
2704 | 2022 | CA | Kaiser Ontario | 58132 | KSRO5 |  | OP | FC | NG | 0.2 | 0.67 | 1174.6 | 4228.5262 | 532.6 | 1917.3447 | Distributed from 923 Generation And Fuel | 2012
2705 | 2022 | CA | Kaiser Owens Dr. Fuel Cell | 62700 | KSR23 |  | OP | FC | NG | 1 | 0.895 | 7836 | 28209.3743 | 3553 | 12790.6977 | Distributed from 923 Generation And Fuel | 2017
2706 | 2022 | CA | Karen Avenue Wind Farm | 10718 | WND |  | OP | WT | WND | 11.7 | 0.25 | 25652 | 92346.4612 | 13579 | 48884.0089 | Distributed from 923 Generation And Fuel | 1985
2707 | 2022 | CA | Kaweah 1 | 337 | 1 |  | OP | HY | WAT | 2.3 | 0.017 | 352 | 1267.1899 | 177 | 637.1949 | Distributed from 923 Generation And Fuel | 1929
2708 | 2022 | CA | Kaweah 2 | 336 | 2 |  | OP | HY | WAT | 1.8 | 0.199 | 3135 | 11285.9097 | 1578 | 5680.7546 | Distributed from 923 Generation And Fuel | 1929
2709 | 2022 | CA | Kaweah 3 | 338 | 1 |  | OS | HY | WAT | 2.4 | -0.002 | -34 | -122.399 | -17 | -61.1995 | Distributed from 923 Generation And Fuel | 1913
2710 | 2022 | CA | Kaweah 3 | 338 | 2 |  | OS | HY | WAT | 2.4 | -0.002 | -34 | -122.399 | -17 | -61.1995 | Distributed from 923 Generation And Fuel | 1913
2711 | 2022 | CA | Kaweah Delta District Hospital | 10042 | KDHT1 |  | OP | GT | NG | 3.5 | 0.632 | 19362 | 69702.6424 | 9719 | 34988.1201 | Distributed from 923 Generation And Fuel | 2008
2712 | 2022 | CA | Kearny Mesa Storage LLC | 62441 | U1 |  | OP | BA | MWH | 1 |  | GENYRONL: 2020
2713 | 2022 | CA | Kearny North Energy Storage | 64612 | KNES |  | OP | BA | MWH | 10 |  | GENYRONL: 2022
2714 | 2022 | CA | Kearny South Energy Storage | 64614 | KSES |  | OP | BA | MWH | 10 |  | GENYRONL: 2022
2715 | 2022 | CA | Kekawaka Power House | 54654 | KEK1 |  | OA | HY | WAT | 4.9 | 0.198 | 8488 | 30556.5555 | 4273 | 15382.6769 | Distributed from 923 Generation And Fuel | 1989
2716 | 2022 | CA | Kellogg's - San Jose | 59280 | KLG00 |  | OP | FC | NG | 1.1 | 0.687 | 6623 | 23842.6093 | 3003 | 10810.7135 | Distributed from 923 Generation And Fuel | 2013
2717 | 2022 | CA | Kelly Ridge | 418 | 1 |  | OP | HY | WAT | 10 | 0.6 | 52596 | 189344.0852 | 26475 | 95309.2375 | Distributed from 923 Generation And Fuel | 1963
2718 | 2022 | CA | Kerckhoff | 250 | H1 |  | OS | HY | WAT | 11.3 |  | GENYRONL: 1920
2719 | 2022 | CA | Kerckhoff | 250 | H3 |  | OS | HY | WAT | 11.3 |  | GENYRONL: 1920
2720 | 2022 | CA | Kerckhoff 2 | 682 | 1 |  | OP | HY | WAT | 139.5 | 0.243 | 296716 | 1068169.0546 | 156204 | 562329.9014 | Distributed from 923 Generation And Fuel | 1983
2721 | 2022 | CA | Kern Canyon | 7911 | 1 |  | OS | HY | WAT | 11.5 |  | GENYRONL: 1921
2722 | 2022 | CA | Kern Front Limited | 50494 | KF1 |  | OP | GT | NG | 24.9 | 0.053 | 11456.5 | 41243.0701 | 5194.5 | 18700.0504 | Distributed from 923 Generation And Fuel | 1989
2723 | 2022 | CA | Kern Front Limited | 50494 | KF2 |  | OP | GT | NG | 24.9 | 0.053 | 11456.5 | 41243.0701 | 5194.5 | 18700.0504 | Distributed from 923 Generation And Fuel | 1989
2724 | 2022 | CA | Kern Oil & Refining Co | 58100 | 5900 |  | OP | GT | NG | 4.5 | 0.875 | 34512 | 124242.2061 | 14810 | 53315.5735 | Distributed from 923 Generation And Fuel | 2002
2725 | 2022 | CA | Kern River 1 | 340 | 1 |  | OP | HY | WAT | 6.6 | 0.517 | 29887 | 107592.3393 | 15044.25 | 54158.8667 | Distributed from 923 Generation And Fuel | 1907
2726 | 2022 | CA | Kern River 1 | 340 | 2 |  | OP | HY | WAT | 6.6 | 0.517 | 29887 | 107592.3393 | 15044.25 | 54158.8667 | Distributed from 923 Generation And Fuel | 1907
2727 | 2022 | CA | Kern River 1 | 340 | 3 |  | OP | HY | WAT | 6.6 | 0.517 | 29887 | 107592.3393 | 15044.25 | 54158.8667 | Distributed from 923 Generation And Fuel | 1907
2728 | 2022 | CA | Kern River 1 | 340 | 4 |  | OP | HY | WAT | 6.6 | 0.517 | 29887 | 107592.3393 | 15044.25 | 54158.8667 | Distributed from 923 Generation And Fuel | 1907
2729 | 2022 | CA | Kern River 3 | 339 | 1 |  | OP | HY | WAT | 20.5 | 0.216 | 38837.581 | 139814.1731 | 19549.777 | 70378.6342 | Distributed from 923 Generation And Fuel | 1921
2730 | 2022 | CA | Kern River 3 | 339 | 2 |  | OP | HY | WAT | 19.8 | 0.216 | 37511.419 | 135040.0281 | 18882.223 | 67975.459 | Distributed from 923 Generation And Fuel | 1921
2731 | 2022 | CA | Kern River Cogeneration | 10496 | GTAG |  | OP | GT | NG | 75 | 0.168 | 110673.75 | 398422.3126 | 57082.25 | 205494.456 | Distributed from 923 Generation And Fuel | 1985
2732 | 2022 | CA | Kern River Cogeneration | 10496 | GTBG |  | OP | GT | NG | 75 | 0.168 | 110673.75 | 398422.3126 | 57082.25 | 205494.456 | Distributed from 923 Generation And Fuel | 1985
2733 | 2022 | CA | Kern River Cogeneration | 10496 | GTCG |  | OP | GT | NG | 75 | 0.168 | 110673.75 | 398422.3126 | 57082.25 | 205494.456 | Distributed from 923 Generation And Fuel | 1985
2734 | 2022 | CA | Kern River Cogeneration | 10496 | GTDG |  | OP | GT | NG | 75 | 0.168 | 110673.75 | 398422.3126 | 57082.25 | 205494.456 | Distributed from 923 Generation And Fuel | 1985
2735 | 2022 | CA | Kern River Eastridge Cogen | 52107 | 101A |  | OP | GT | NG | 24.4 | 0.505 | 108030.5 | 388906.6887 | 41877.5 | 150757.7939 | Distributed from 923 Generation And Fuel | 1988
2736 | 2022 | CA | Kern River Eastridge Cogen | 52107 | 101B |  | OP | GT | NG | 24.4 | 0.505 | 108030.5 | 388906.6887 | 41877.5 | 150757.7939 | Distributed from 923 Generation And Fuel | 1988
2737 | 2022 | CA | Keswick | 443 | 1 |  | OP | HY | WAT | 39 | 0.165 | 56505.667 | 203418.7738 | 26641.667 | 95909.2339 | Distributed from 923 Generation And Fuel | 1950
2738 | 2022 | CA | Keswick | 443 | 2 |  | OP | HY | WAT | 39 | 0.165 | 56505.667 | 203418.7738 | 26641.667 | 95909.2339 | Distributed from 923 Generation And Fuel | 1949
2739 | 2022 | CA | Keswick | 443 | 3 |  | OP | HY | WAT | 39 | 0.165 | 56505.667 | 203418.7738 | 26641.667 | 95909.2339 | Distributed from 923 Generation And Fuel | 1949
2740 | 2022 | CA | Kettering Solar 1 | 59098 | PV1 |  | OP | PV | SUN | 1 | 0.216 | 1895 | 6821.9454 | 996 | 3585.5713 | Distributed from 923 Generation And Fuel | 2014
2741 | 2022 | CA | Kettering Solar 2 | 59099 | PV1 |  | OP | PV | SUN | 1 | 0.232 | 2033 | 7318.7415 | 1069 | 3848.3692 | Distributed from 923 Generation And Fuel | 2014
2742 | 2022 | CA | Kettleman Solar -Centaurus | 59633 | KS |  | OP | PV | SUN | 20 | 0.303 | 53143 | 191313.2695 | 27945 | 100601.1952 | Distributed from 923 Generation And Fuel | 2015
2743 | 2022 | CA | Kettleman Solar Project | 58510 | PV5 |  | OP | PV | SUN | 1 | 0.322 | 2823 | 10162.7187 | 1484 | 5342.3573 | Distributed from 923 Generation And Fuel | 2014
2744 | 2022 | CA | Keysight - Santa Rosa | 65199 | KST00 |  | OP | FC | NG | 4.5 | 0.838 | 33024 | 118885.4489 | 14973 | 53902.3688 | Distributed from 923 Generation And Fuel | 2018
2745 | 2022 | CA | Kiefer Landfill | 55766 | 361A |  | OP | IC | LFG | 3 | 0.817 | 21480.667 | 77329.7826 | 8928.667 | 32142.9441 | Distributed from 923 Generation And Fuel | 1999
2746 | 2022 | CA | Kiefer Landfill | 55766 | 361B |  | OP | IC | LFG | 3 | 0.817 | 21480.667 | 77329.7826 | 8928.667 | 32142.9441 | Distributed from 923 Generation And Fuel | 1999
2747 | 2022 | CA | Kiefer Landfill | 55766 | 361C |  | OP | IC | LFG | 3 | 0.817 | 21480.667 | 77329.7826 | 8928.667 | 32142.9441 | Distributed from 923 Generation And Fuel | 1999
2748 | 2022 | CA | Kilarc | 253 | 1 |  | OS | HY | WAT | 1.5 | 0 | 0 | 0 | 0 | 0 | Distributed from 923 Generation And Fuel | 1904 | 2024
2749 | 2022 | CA | Kilroy Solar | 61628 | KILRO |  | OP | PV | SUN | 1.1 | 0.741 | 7142 | 25710.9943 | 3756 | 13521.4918 | Distributed from 923 Generation And Fuel | 2018
2750 | 2022 | CA | King City Peaking | 55811 | CTG1 |  | OP | GT | NG | 47.3 | 0.022 | 9014 | 32450.1404 | 4087 | 14713.0823 | Distributed from 923 Generation And Fuel | 2002
2751 | 2022 | CA | King City Power Plant | 10294 | GTG |  | OP | CT | NG | 90.8 | 0.052 | 41159.67 | 148173.6266 | 34897.95 | 125631.6149 | EIA-923 Generator File | 1989
2752 | 2022 | CA | King City Power Plant | 10294 | STG | 1 | OP | CA | NG | 42.4 | 0.051 | 18912.78 | 68085.4633 | 16263.52 | 58548.2036 | EIA-923 Generator File | 1989
2753 | 2022 | CA | Kingbird A Solar LLC | 59868 | GEN01 |  | OP | PV | SUN | 20 | 0.322 | 56399 | 203034.7757 | 29657 | 106764.3459 | Distributed from 923 Generation And Fuel | 2016
2754 | 2022 | CA | Kingbird B Solar, LLC | 60091 | GEN01 |  | OP | PV | SUN | 20 | 0.341 | 59718 | 214983.0801 | 31402 | 113046.2956 | Distributed from 923 Generation And Fuel | 2016
2755 | 2022 | CA | Kings Beach | 6518 | KB1 |  | OP | IC | DFO | 2.5 | 0 | 0 | 0 | 0 | 0 | Distributed from 923 Generation And Fuel | 2008
2756 | 2022 | CA | Kings Beach | 6518 | KB2 |  | OP | IC | DFO | 2.5 | 0 | 0 | 0 | 0 | 0 | Distributed from 923 Generation And Fuel | 2008
2757 | 2022 | CA | Kings Beach | 6518 | KB3 |  | OP | IC | DFO | 2.5 | 0 | 0 | 0 | 0 | 0 | Distributed from 923 Generation And Fuel | 2008
2758 | 2022 | CA | Kings Beach | 6518 | KB4 |  | OP | IC | DFO | 2.5 | 0 | 0 | 0 | 0 | 0 | Distributed from 923 Generation And Fuel | 2008
2759 | 2022 | CA | Kings Beach | 6518 | KB5 |  | OP | IC | DFO | 2.5 | 0 | 0 | 0 | 0 | 0 | Distributed from 923 Generation And Fuel | 2008
2760 | 2022 | CA | Kings Beach | 6518 | KB6 |  | OP | IC | DFO | 2.5 | 0 | 0 | 0 | 0 | 0 | Distributed from 923 Generation And Fuel | 2008
2761 | 2022 | CA | Kings River PH | 254 | H1 |  | OP | HY | WAT | 48.6 | 0.178 | 75624 | 272244.222 | 38067 | 137040.1037 | Distributed from 923 Generation And Fuel | 1962
2762 | 2022 | CA | Kings River Syphon | 65033 | UNIT1 |  | OP | HY | WAT | 0.3 | 0.115 | 302.538 | 1089.1281 | 152.308 | 548.3044 | Distributed from 923 Generation And Fuel | 1990
2763 | 2022 | CA | Kings River Syphon | 65033 | UNIT2 |  | OP | HY | WAT | 0.3 | 0.115 | 302.538 | 1089.1281 | 152.308 | 548.3044 | Distributed from 923 Generation And Fuel | 1990
2764 | 2022 | CA | Kings River Syphon | 65033 | UNIT3 |  | OP | HY | WAT | 0.3 | 0.115 | 302.538 | 1089.1281 | 152.308 | 548.3044 | Distributed from 923 Generation And Fuel | 1990
2765 | 2022 | CA | Kings River Syphon | 65033 | UNIT4 |  | OP | HY | WAT | 0.4 | 0.115 | 403.385 | 1452.1744 | 203.077 | 731.0714 | Distributed from 923 Generation And Fuel | 1990
2766 | 2022 | CA | Kingsburg Cogen | 10405 | GEN1 |  | OP | CT | NG | 23.1 | 0.057 | 11626 | 41853.2652 | 9532 | 34314.9255 | EIA-923 Generator File | 1990
2767 | 2022 | CA | Kingsburg Cogen | 10405 | GEN2 | 1 | OP | CA | NG | 13.1 | 0.021 | 2378 | 8560.7315 | 1941 | 6987.5441 | EIA-923 Generator File | 1990
2768 | 2022 | CA | Kingsburg Solar | 58304 | 1 |  | OP | PV | SUN | 1.5 | 0.198 | 2598.243 | 9353.6 | 1366.216 | 4918.3383 | Distributed from 923 Generation And Fuel | 2013
2769 | 2022 | CA | Kingsburg Solar | 58304 | 2 |  | OP | PV | SUN | 1.5 | 0.198 | 2598.243 | 9353.6 | 1366.216 | 4918.3383 | Distributed from 923 Generation And Fuel | 2013
2770 | 2022 | CA | Kingsburg Solar | 58304 | 3 |  | OP | PV | SUN | 0.7 | 0.198 | 1212.514 | 4365.0155 | 637.568 | 2295.2264 | Distributed from 923 Generation And Fuel | 2013
2771 | 2022 | CA | Kohls San Bernardino Solar Facility | 57009 | 1 |  | OP | PV | SUN | 1 | 0.186 | 1626 | 5853.5532 | 855 | 3077.9754 | Distributed from 923 Generation And Fuel | 2007
2772 | 2022 | CA | Kroger La Habra | 63758 | KROLH |  | OP | PV | SUN | 1.2 | 0.176 | 1845 | 6641.9469 | 970 | 3491.9721 | Distributed from 923 Generation And Fuel | 2020
2773 | 2022 | CA | KSR028 Merced Fuel Cell | 63712 | KSR28 |  | OP | FC | NG | 2 | 0.74 | 12972 | 46698.8264 | 5882 | 21175.0306 | Distributed from 923 Generation And Fuel | 2018
2774 | 2022 | CA | KSR053 Cantara Fuel Cell | 63716 | KSR53 |  | OP | FC | NG | 1.6 | 0.72 | 10097 | 36348.9092 | 4578 | 16480.6682 | Distributed from 923 Generation And Fuel | 2018
2775 | 2022 | CA | Kumeyaay Wind | 56295 | 1 |  | OP | WT | WND | 50 | 0.312 | 136441 | 491183.6705 | 72227 | 260015.1199 | Distributed from 923 Generation And Fuel | 2005
2776 | 2022 | CA | Kyocera International Inc.(San Diego) | 10720 | 0287 |  | OP | IC | NG | 1.7 | 0.321 | 4783.711 | 17221.2218 | 2168.842 | 7807.7687 | Distributed from 923 Generation And Fuel | 2012
2777 | 2022 | CA | Kyocera International Inc.(San Diego) | 10720 | 0333 |  | OP | IC | NG | 2.1 | 0.321 | 5909.289 | 21273.2702 | 2679.158 | 9644.8916 | Distributed from 923 Generation And Fuel | 2012
2778 | 2022 | CA | L-8 Solar Project | 57836 | TSM |  | OP | PV | SUN | 1.5 | 0.221 | 2899 | 10436.3165 | 1524 | 5486.3561 | Distributed from 923 Generation And Fuel | 2012
2779 | 2022 | CA | La Grange | 440 | 1 |  | OP | HY | WAT | 1.2 | 0.152 | 1595.2 | 5742.6741 | 802.933 | 2890.5357 | Distributed from 923 Generation And Fuel | 1924
2780 | 2022 | CA | La Grange | 440 | 2 |  | OP | HY | WAT | 3.3 | 0.152 | 4386.8 | 15792.3537 | 2208.067 | 7948.9776 | Distributed from 923 Generation And Fuel | 1924
2781 | 2022 | CA | La Joya Del Sol | 58118 | JDS1 |  | OP | PV | SUN | 1.5 | 0.007 | 92 | 331.1974 | 48 | 172.7986 | Distributed from 923 Generation And Fuel | 2012
2782 | 2022 | CA | La Paloma Generating Plant | 55151 | GEN1 | 1 | OP | CS | NG | 289 | 0.132 | 334758 | 1205119.159 | 152134 | 547678.0186 | EIA-923 Generator File | 2003
2783 | 2022 | CA | La Paloma Generating Plant | 55151 | GEN2 | 1 | OP | CS | NG | 289 | 0.181 | 458096 | 1649132.4069 | 189397 | 681823.7454 | EIA-923 Generator File | 2003
2784 | 2022 | CA | La Paloma Generating Plant | 55151 | GEN3 | 1 | OP | CS | NG | 289 | 0.174 | 440720 | 1586579.3074 | 190330 | 685182.5185 | EIA-923 Generator File | 2003
2785 | 2022 | CA | La Paloma Generating Plant | 55151 | GEN4 | 1 | OP | CS | NG | 289 | 0.173 | 438379 | 1578151.7748 | 202300 | 728274.1738 | EIA-923 Generator File | 2003
2786 | 2022 | CA | Lafayette 2 - Internal Services Dept | 63527 | GEN1 |  | OP | PV | SUN | 1.9 | 0.177 | 2954 | 10634.3149 | 1553 | 5590.7553 | Distributed from 923 Generation And Fuel | 2020
2787 | 2022 | CA | Lafayette 2 - MLK Jr. Hospital (MLK) | 63623 | GEN1 |  | OP | PV | SUN | 1.7 | 0.125 | 1868 | 6724.7462 | 982 | 3535.1717 | Distributed from 923 Generation And Fuel | 2020
2788 | 2022 | CA | Laguna Water Reclamation Facility | 58960 | S200 |  | OP | IC | OBG | 1.1 | 0.359 | 3458.5 | 12450.5004 | 1461.25 | 5260.4579 | Distributed from 923 Generation And Fuel | 2013
2789 | 2022 | CA | Laguna Water Reclamation Facility | 58960 | S201 |  | OP | IC | OBG | 1.1 | 0.359 | 3458.5 | 12450.5004 | 1461.25 | 5260.4579 | Distributed from 923 Generation And Fuel | 2013
2790 | 2022 | CA | Laguna Water Reclamation Facility | 58960 | S202 |  | OP | IC | OBG | 1.1 | 0.359 | 3458.5 | 12450.5004 | 1461.25 | 5260.4579 | Distributed from 923 Generation And Fuel | 2013
2791 | 2022 | CA | Laguna Water Reclamation Facility | 58960 | S203 |  | OP | IC | OBG | 1.1 | 0.359 | 3458.5 | 12450.5004 | 1461.25 | 5260.4579 | Distributed from 923 Generation And Fuel | 2013
2792 | 2022 | CA | Lake Elsinore Canopies - Lakeside HS | 66242 | LSHS |  | OP | PV | SUN | 1 | 0.212 | 1854 | 6674.3466 | 1103 | 3970.7682 | Distributed from 923 Generation And Fuel | 2022
2793 | 2022 | CA | Lake Herman | 64676 | 359 |  | OP | PV | SUN | 5 | 0.197 | 8619 | 31028.1518 | 4532 | 16315.0695 | Distributed from 923 Generation And Fuel | 2021
2794 | 2022 | CA | Lake Hodges Hydroelectric Facility | 57729 | 1 |  | OP | PS | WAT | 21 | -0.04 | -7313 | -26326.5894 | -2738 | -9856.7211 | Distributed from 923 Generation And Fuel | 2012
2795 | 2022 | CA | Lake Hodges Hydroelectric Facility | 57729 | 2 |  | OP | PS | WAT | 21 | -0.04 | -7313 | -26326.5894 | -2738 | -9856.7211 | Distributed from 923 Generation And Fuel | 2012
2796 | 2022 | CA | Lake Mathews | 6644 | 1 |  | OP | HY | WAT | 4.9 | 0.243 | 10446 | 37605.2992 | 5258 | 18928.6486 | Distributed from 923 Generation And Fuel | 1980
2797 | 2022 | CA | Lake Mendocino | 7489 | G1 |  | OP | HY | WAT | 1 | 0.077 | 674.286 | 2427.4102 | 339.429 | 1221.9346 | Distributed from 923 Generation And Fuel | 1987
2798 | 2022 | CA | Lake Mendocino | 7489 | G2 |  | OP | HY | WAT | 2.5 | 0.077 | 1685.714 | 6068.5219 | 848.571 | 3054.8312 | Distributed from 923 Generation And Fuel | 1987
2799 | 2022 | CA | Lake One | 7987 | L1 |  | OP | GT | NG | 60.5 | 0.028 | 14799 | 53275.9738 | 9643 | 34714.5223 | Distributed from 923 Generation And Fuel | 2002
2800 | 2022 | CA | Lambie Energy Center | 55626 | CT1 |  | OP | GT | NG | 47 | 0.026 | 10895 | 39221.6862 | 7851 | 28263.3739 | Distributed from 923 Generation And Fuel | 2003
2801 | 2022 | CA | Lancaster | 62056 | LANC |  | OP | PV | SUN | 3 | 0.329 | 8633 | 31078.5514 | 4540 | 16343.8692 | Distributed from 923 Generation And Fuel | 2018
2802 | 2022 | CA | Lancaster Area Battery | 66050 | LAB |  | OP | BA | MWH | 127 | -0.007 | -7909 | -28472.1722 | -2498 | -8992.7281 | Distributed from 923 Generation And Fuel | 2022
2803 | 2022 | CA | Lancaster Baptist Church | 58634 | 1 |  | OP | PV | SUN | 1 | 0.125 | 1094 | 3938.3685 | 575 | 2069.9834 | Distributed from 923 Generation And Fuel | 2011
2804 | 2022 | CA | Lancaster Dry Farm Ranch B | 58750 | LDFRB |  | OP | PV | SUN | 5 | 0.271 | 11850 | 42659.6587 | 6231 | 22431.4205 | Distributed from 923 Generation And Fuel | 2014
2805 | 2022 | CA | Lancaster Little Rock | 59262 | LLRC |  | OP | PV | SUN | 5 | 0.161 | 7031 | 25311.3975 | 3697 | 13309.0935 | Distributed from 923 Generation And Fuel | 2014
2806 | 2022 | CA | Lancaster Solar 1 | 59167 | LS1 |  | OP | PV | SUN | 1.5 | 0.244 | 3210 | 11555.9076 | 1688 | 6076.7514 | Distributed from 923 Generation And Fuel | 2014
2807 | 2022 | CA | Lancaster Solar 2 | 59169 | LS2 |  | OP | PV | SUN | 1.5 | 0.256 | 3363 | 12106.7031 | 1768 | 6364.7491 | Distributed from 923 Generation And Fuel | 2014
2808 | 2022 | CA | Lancaster WAD B | 59739 | LWADB |  | OP | PV | SUN | 3 | 0.181 | 4760 | 17135.8629 | 2503 | 9010.7279 | Distributed from 923 Generation And Fuel | 2017
2809 | 2022 | CA | Laredo Detention Facility - Solar 2, 3 | 65464 | LDF2 |  | OP | PV | SUN | 3.1 | 0.16 | 4331.654 | 15593.8296 | 2277.904 | 8200.3888 | Distributed from 923 Generation And Fuel | 2021
2810 | 2022 | CA | Laredo Detention Facility - Solar 2, 3 | 65464 | LDF3 |  | OP | PV | SUN | 2.1 | 0.16 | 2934.346 | 10563.5611 | 1543.096 | 5555.1012 | Distributed from 923 Generation And Fuel | 2021
2811 | 2022 | CA | Larkspur Energy Facility | 55542 | CTG1 |  | OP | GT | NG | 49.9 | 0.038 | 16729.5 | 60225.7182 | 13927.5 | 50138.5989 | Distributed from 923 Generation And Fuel | 2001
2812 | 2022 | CA | Larkspur Energy Facility | 55542 | CTG2 |  | OP | GT | NG | 49.9 | 0.038 | 16729.5 | 60225.7182 | 13927.5 | 50138.5989 | Distributed from 923 Generation And Fuel | 2001
2813 | 2022 | CA | Las Virgenes | 64264 | 298 |  | OP | PV | SUN | 3 | 0.301 | 7913 | 28486.5721 | 4161 | 14979.4802 | Distributed from 923 Generation And Fuel | 2020
2814 | 2022 | CA | Las Virgenes Municipal Water District | 58963 | PV |  | OP | PV | SUN | 1 | 0.161 | 1410 | 5075.9594 | 741 | 2667.5787 | Distributed from 923 Generation And Fuel | 2014
2815 | 2022 | CA | Lavio Solar | 61792 | 5002 |  | OP | PV | SUN | 1 | 0.219 | 1916 | 6897.5448 | 1008 | 3628.771 | Distributed from 923 Generation And Fuel | 2018
2816 | 2022 | CA | LAWRP | 63614 | LAWRP |  | OP | BA | MWH | 1 |  | GENYRONL: 2019
2817 | 2022 | CA | LeConte Energy Storage | 64701 | LCES |  | OP | BA | MWH | 125 | -0.007 | -7261 | -26139.3909 | -1930 | -6947.9444 | Distributed from 923 Generation And Fuel | 2022
2818 | 2022 | CA | Lemoore 1 | 60142 | LEPV1 |  | OP | PV | SUN | 1.5 | 0.17 | 2239 | 8060.3355 | 1177 | 4237.1661 | Distributed from 923 Generation And Fuel | 2016
2819 | 2022 | CA | Liberty HS Solar Project | 62274 | LHSSP |  | OP | PV | SUN | 1.5 | 0.198 | 2606 | 9381.5249 | 1370 | 4931.9605 | Distributed from 923 Generation And Fuel | 2018
2820 | 2022 | CA | Life Technologies - Fremont | 66145 | TMF06 |  | OP | FC | NG | 1.3 | 0.893 | 10167 | 36600.9072 | 4610 | 16595.8672 | Distributed from 923 Generation And Fuel | 2020
2821 | 2022 | CA | Life Technologies - Pleasanton | 59279 | LFT01 |  | OP | FC | NG | 1.1 | 0.829 | 7992 | 28770.9698 | 3624 | 13046.2956 | Distributed from 923 Generation And Fuel | 2013
2822 | 2022 | CA | Life Technologies Carlsbad | 58302 | LFT |  | OP | FC | NG | 1.1 | 0.805 | 7760 | 27935.7765 | 3518 | 12664.6987 | Distributed from 923 Generation And Fuel | 2012
2823 | 2022 | CA | Lime Saddle | 255 | 1 |  | OS | HY | WAT | 1 |  | GENYRONL: 1906
2824 | 2022 | CA | Lime Saddle | 255 | 2 |  | OS | HY | WAT | 1 |  | GENYRONL: 1906
2825 | 2022 | CA | Lincoln Landfill | 57988 | GEN 5 |  | OP | IC | LFG | 0.8 | 0.799 | 5596.167 | 20146.04 | 2326.167 | 8374.1342 | Distributed from 923 Generation And Fuel | 2012
2826 | 2022 | CA | Lincoln Landfill | 57988 | GEN 6 |  | OP | IC | LFG | 0.8 | 0.799 | 5596.167 | 20146.04 | 2326.167 | 8374.1342 | Distributed from 923 Generation And Fuel | 2012
2827 | 2022 | CA | Lincoln Landfill | 57988 | GEN1 |  | OP | IC | LFG | 0.8 | 0.799 | 5596.167 | 20146.04 | 2326.167 | 8374.1342 | Distributed from 923 Generation And Fuel | 2004
2828 | 2022 | CA | Lincoln Landfill | 57988 | GEN2 |  | OP | IC | LFG | 0.8 | 0.799 | 5596.167 | 20146.04 | 2326.167 | 8374.1342 | Distributed from 923 Generation And Fuel | 2004
2829 | 2022 | CA | Lincoln Landfill | 57988 | GEN3 |  | OP | IC | LFG | 0.8 | 0.799 | 5596.167 | 20146.04 | 2326.167 | 8374.1342 | Distributed from 923 Generation And Fuel | 2004
2830 | 2022 | CA | Lincoln Landfill | 57988 | GEN4 |  | OP | IC | LFG | 0.8 | 0.799 | 5596.167 | 20146.04 | 2326.167 | 8374.1342 | Distributed from 923 Generation And Fuel | 2012
2831 | 2022 | CA | Lincoln WWTF Hybrid | 65382 | ESS |  | OP | BA | MWH | 1 | 0 | 0 | 0 | 0 | 0 | Distributed from 923 Generation And Fuel | 2022
2832 | 2022 | CA | Lincoln WWTF Hybrid | 65382 | PV |  | OP | PV | SUN | 3 | 0.269 | 7079 | 25484.1961 | 3722 | 13399.0928 | Distributed from 923 Generation And Fuel | 2021
2833 | 2022 | CA | Lindberg FIeld Solar | 60060 | SDIA2 |  | OP | PV | SUN | 1.8 | 0.196 | 3094.138 | 11138.8077 | 1626.828 | 5856.5339 | Distributed from 923 Generation And Fuel | 2016
2834 | 2022 | CA | Lindberg FIeld Solar | 60060 | SDIAA |  | OP | PV | SUN | 0.6 | 0.196 | 1031.379 | 3712.9347 | 542.276 | 1952.178 | Distributed from 923 Generation And Fuel | 2015
2835 | 2022 | CA | Lindberg FIeld Solar | 60060 | SDIAB |  | OP | PV | SUN | 0.5 | 0.196 | 859.483 | 3094.114 | 451.897 | 1626.8162 | Distributed from 923 Generation And Fuel | 2015
2836 | 2022 | CA | Lindberg Field Solar 2 | 60984 | PV1 |  | OP | PV | SUN | 1.9 | 0.21 | 3503 | 12610.6991 | 1842 | 6631.147 | Distributed from 923 Generation And Fuel | 2017
2837 | 2022 | CA | Linde Wilmington | 50148 | GEN1 |  | SB | CT | NG | 25 | 0 | 0 | 0 | 0 | 0 | EIA-923 Generator File | 1988
2838 | 2022 | CA | Linde Wilmington | 50148 | GEN2 |  | SB | CA | NG | 6 | 0 | 0 | 0 | 0 | 0 | EIA-923 Generator File | 1988
2839 | 2022 | CA | Lindsay Solar | 58308 | 1 |  | OP | PV | SUN | 1.5 | 0.174 | 2289 | 8240.3341 | 1203.75 | 4333.4653 | Distributed from 923 Generation And Fuel | 2014
2840 | 2022 | CA | Lindsay Solar | 58308 | 3 |  | OP | PV | SUN | 1.5 | 0.174 | 2289 | 8240.3341 | 1203.75 | 4333.4653 | Distributed from 923 Generation And Fuel | 2014
2841 | 2022 | CA | Lindsay Solar | 58308 | 4 |  | OP | PV | SUN | 1 | 0.174 | 1526 | 5493.5561 | 802.5 | 2888.9769 | Distributed from 923 Generation And Fuel | 2014
2842 | 2022 | CA | Little Bear 3 | 62463 | GEN01 |  | OP | PV | SUN | 20 | 0.266 | 46557 | 167603.8592 | 24482 | 88134.4949 | Distributed from 923 Generation And Fuel | 2020
2843 | 2022 | CA | Little Bear 4 | 62464 | GEN01 |  | OP | PV | SUN | 50 | 0.243 | 106493 | 383371.733 | 60519 | 217866.6571 | Distributed from 923 Generation And Fuel | 2020
2844 | 2022 | CA | Little Bear 5 | 62465 | GEN01 |  | OP | PV | SUN | 50 | 0.221 | 96802 | 348484.4121 | 50408 | 181467.3483 | Distributed from 923 Generation And Fuel | 2020
2845 | 2022 | CA | Little Bear Solar 1, LLC | 59870 | GEN01 |  | OP | PV | SUN | 40 | 0.233 | 81717 | 294178.8466 | 42151 | 151742.3861 | Distributed from 923 Generation And Fuel | 2020
2846 | 2022 | CA | Little Rock Pham Solar | 60026 | PV1 |  | OP | PV | SUN | 3 | 0.322 | 8457 | 30444.9564 | 4447 | 16009.0719 | Distributed from 923 Generation And Fuel | 2015
2847 | 2022 | CA | Live Oak Limited | 54768 | GEN1 |  | OP | GT | NG | 46 | 0.179 | 72265 | 260151.9188 | 69797 | 251267.1899 | Distributed from 923 Generation And Fuel | 1992
2848 | 2022 | CA | Lockheed Martin Sunnyvale | 57808 | LOK00 |  | RE | FC | NG | 1.1 | 0.019 | 179 | 644.3948 | 0 | 0 | Distributed from 923 Generation And Fuel | 2011 | 2022
2849 | 2022 | CA | Lodi | 7451 | 1 |  | SB | GT | NG | 27.4 | 0.02 | 4682 | 16855.0652 | 2123 | 7642.7389 | Distributed from 923 Generation And Fuel | 1986
2850 | 2022 | CA | Lodi Energy Center | 57978 | CT1 |  | OP | CT | NG | 185 | 0.341 | 552040 | 1987328.1014 | 195767 | 704755.562 | EIA-923 Generator File | 2012
2851 | 2022 | CA | Lodi Energy Center | 57978 | ST1 | 1 | OP | CA | NG | 103.9 | 0.317 | 288266 | 1037749.298 | 103512 | 372640.2189 | EIA-923 Generator File | 2012
2852 | 2022 | CA | Loma Linda University Cogen | 10206 | GEN1 |  | OP | GT | NG | 5.2 | 0.652 | 29693 | 106893.9448 | 15864 | 57109.9431 | Distributed from 923 Generation And Fuel | 1989
2853 | 2022 | CA | Loma Linda University Cogen | 10206 | GEN2 |  | OP | GT | NG | 5.2 | 0.652 | 29693 | 106893.9448 | 15864 | 57109.9431 | Distributed from 923 Generation And Fuel | 1989
2854 | 2022 | CA | Loma Linda University Cogen | 10206 | GEN4 |  | SB | IC | DFO | 1.7 | 0 | 0 | 0 | 0 | 0 | Distributed from 923 Generation And Fuel | 1986
2855 | 2022 | CA | Loma Linda University Cogen | 10206 | GEN5 |  | SB | IC | DFO | 1 | 0 | 0 | 0 | 0 | 0 | Distributed from 923 Generation And Fuel | 2018
2856 | 2022 | CA | Lone Valley Solar Park I LLC | 58417 | CP1 |  | OP | PV | SUN | 10 | 0.269 | 23572 | 84858.5211 | 12395 | 44621.643 | Distributed from 923 Generation And Fuel | 2014
2857 | 2022 | CA | Lone Valley Solar Park II LLC | 59237 | CPII |  | OP | PV | SUN | 20 | 0.285 | 49855 | 179476.5642 | 26216 | 94376.845 | Distributed from 923 Generation And Fuel | 2014
2858 | 2022 | CA | Long Beach Convention Center | 63615 | LBCON |  | OP | BA | MWH | 1.5 |  | GENYRONL: 2019
2859 | 2022 | CA | Long Beach Generation LLC | 341 | CT1 |  | OP | GT | NG | 63 | 0.007 | 4055.5 | 14599.6832 | 3127 | 11257.1099 | Distributed from 923 Generation And Fuel | 1976
2860 | 2022 | CA | Long Beach Generation LLC | 341 | CT2 |  | OP | GT | NG | 63 | 0.007 | 4055.5 | 14599.6832 | 3127 | 11257.1099 | Distributed from 923 Generation And Fuel | 1976
2861 | 2022 | CA | Long Beach Generation LLC | 341 | CT3 |  | OP | GT | NG | 63 | 0.007 | 4055.5 | 14599.6832 | 3127 | 11257.1099 | Distributed from 923 Generation And Fuel | 1976
2862 | 2022 | CA | Long Beach Generation LLC | 341 | CT4 |  | OP | GT | NG | 63 | 0.007 | 4055.5 | 14599.6832 | 3127 | 11257.1099 | Distributed from 923 Generation And Fuel | 1976
2863 | 2022 | CA | Longboat Solar, LLC | 60485 | PV1 |  | OP | PV | SUN | 20 | 0.255 | 44703 | 160929.5126 | 23507 | 84624.523 | Distributed from 923 Generation And Fuel | 2016
2864 | 2022 | CA | Loon Lake | 432 | H1 |  | OP | HY | WAT | 74.1 | 0.049 | 31591 | 113726.6902 | 15902 | 57246.742 | Distributed from 923 Generation And Fuel | 1971
2865 | 2022 | CA | Los Angeles Harbor College | 57314 | 1 |  | OP | PV | SUN | 1.2 | 0.295 | 3104 | 11174.3106 | 1632 | 5875.153 | Distributed from 923 Generation And Fuel | 2010
2866 | 2022 | CA | Los Angeles Refinery Wilmington | 54451 | G2 |  | OP | GT | OG | 58.5 | 0.543 | 278020 | 1000863.9931 | 146752 | 528302.9736 | Distributed from 923 Generation And Fuel | 1988
2867 | 2022 | CA | Los Esteros Critical Energy Center | 55748 | CAG5 | 4 | OP | CA | NG | 126.1 | 0.042 | 46082 | 165893.8728 | 33404 | 120253.438 | EIA-923 Generator File | 2013
2868 | 2022 | CA | Los Esteros Critical Energy Center | 55748 | CTG1 |  | OP | CT | NG | 45 | 0.085 | 33373 | 120141.8389 | 24992 | 89970.4802 | EIA-923 Generator File | 2003
2869 | 2022 | CA | Los Esteros Critical Energy Center | 55748 | CTG2 |  | OP | CT | NG | 45 | 0.078 | 30579 | 110083.5193 | 19768 | 71164.2307 | EIA-923 Generator File | 2003
2870 | 2022 | CA | Los Esteros Critical Energy Center | 55748 | CTG3 |  | OP | CT | NG | 45 | 0.091 | 35913 | 129285.7657 | 25156 | 90560.8755 | EIA-923 Generator File | 2003
2871 | 2022 | CA | Los Esteros Critical Energy Center | 55748 | CTG4 |  | OP | CT | NG | 45 | 0.087 | 34152 | 122946.2164 | 22602 | 81366.5491 | EIA-923 Generator File | 2003
2872 | 2022 | CA | Los Medanos Energy Center | 55217 | CTG1 |  | OP | CT | NG | 198.9 | 0.638 | 1111295 | 4000629.995 | 451334 | 1624789.4017 | EIA-923 Generator File | 2001
2873 | 2022 | CA | Los Medanos Energy Center | 55217 | CTG2 |  | OP | CT | NG | 198.9 | 0.684 | 1191810 | 4290481.6761 | 497465 | 1790859.6731 | EIA-923 Generator File | 2001
2874 | 2022 | CA | Los Medanos Energy Center | 55217 | STG3 | 2 | OP | CA | NG | 280.5 | 0.511 | 1254454 | 4515998.272 | 527643 | 1899499.604 | EIA-923 Generator File | 2001
2875 | 2022 | CA | Lost Creek I | 10708 | GEN1 |  | OP | HY | WAT | 1.1 | 0.507 | 4889 | 17600.2592 | 2461 | 8859.5291 | Distributed from 923 Generation And Fuel | 1989
2876 | 2022 | CA | Lost Hills Cogeneration Plant | 52077 | GEN5 |  | OP | GT | NG | 3.5 | 0.042 | 1290.5 | 4645.7628 | 585 | 2105.9832 | Distributed from 923 Generation And Fuel | 1985
2877 | 2022 | CA | Lost Hills Cogeneration Plant | 52077 | GEN6 |  | OP | GT | NG | 3.5 | 0.042 | 1290.5 | 4645.7628 | 585 | 2105.9832 | Distributed from 923 Generation And Fuel | 1985
2878 | 2022 | CA | Lost Hills Oilfield | 66733 | P4721 |  | OP | PV | SUN | 1.9 | 0 | 0 | 0 | 0 | 0 | Distributed from 923 Generation And Fuel | 2021
2879 | 2022 | CA | Lost Hills/Blackwell | 58711 | BLKW |  | OP | PV | SUN | 12 | 0.312 | 32772.75 | 117980.9562 | 17233.125 | 62038.7537 | Distributed from 923 Generation And Fuel | 2015
2880 | 2022 | CA | Lost Hills/Blackwell | 58711 | LTHL |  | OP | PV | SUN | 20 | 0.312 | 54621.25 | 196634.9269 | 28721.875 | 103397.9228 | Distributed from 923 Generation And Fuel | 2015
2881 | 2022 | CA | Lower Tule River | 365 | 1 |  | OS | HY | WAT | 1.3 |  | GENYRONL: 1909
2882 | 2022 | CA | Lower Tule River | 365 | 2 |  | OS | HY | WAT | 1.3 |  | GENYRONL: 1909
2883 | 2022 | CA | Luciana | 64909 | TSC |  | OP | PV | SUN | 55.8 | 0.202 | 98596 | 354942.7605 | 67027 | 241295.2696 | Distributed from 923 Generation And Fuel | 2022 | 2057
2884 | 2022 | CA | Luna Storage | 63685 | LUNA |  | OP | BA | MWH | 100 | -0.009 | -8123 | -29242.5661 | -2784 | -10022.3198 | Distributed from 923 Generation And Fuel | 2022
2885 | 2022 | CA | Lundy | 342 | 1 |  | OP | HY | WAT | 1.5 | 0.217 | 2857 | 10285.1177 | 1438 | 5176.7586 | Distributed from 923 Generation And Fuel | 1911
2886 | 2022 | CA | Lundy | 342 | 2 |  | OP | HY | WAT | 1.5 | 0.217 | 2857 | 10285.1177 | 1438 | 5176.7586 | Distributed from 923 Generation And Fuel | 1912
2887 | 2022 | CA | Ma | 58451 | 1 |  | OP | PV | SUN | 1.5 | 0.229 | 3005 | 10817.9135 | 1580 | 5687.9545 | Distributed from 923 Generation And Fuel | 2013
2888 | 2022 | CA | Maclay Solar Project | 57308 | 1 |  | OP | PV | SUN | 2 | 0 | 2 | 7.1999 | 1 | 3.6 | Distributed from 923 Generation And Fuel | 2017
2889 | 2022 | CA | Madelyn Solar, LLC | 59409 | SNL17 |  | OP | PV | SUN | 1 | 0.254 | 2224 | 8006.3359 | 1169 | 4208.3663 | Distributed from 923 Generation And Fuel | 2014
2890 | 2022 | CA | Madera 1 PV | 61421 | MDRA1 |  | OP | PV | SUN | 1.5 | 0.243 | 3193 | 11494.708 | 1679 | 6044.3516 | Distributed from 923 Generation And Fuel | 2017
2891 | 2022 | CA | Madera Community Hospital | 58522 | 1 |  | OP | PV | SUN | 1 | 0.212 | 1858 | 6688.7465 | 977 | 3517.1719 | Distributed from 923 Generation And Fuel | 2011
2892 | 2022 | CA | Magnolia Power Project | 56046 | 1 |  | OP | CT | NG | 198.9 | 0.524 | 912195 | 3283875.729 | 401070 | 1443840.4493 | EIA-923 Generator File | 2005
2893 | 2022 | CA | Magnolia Power Project | 56046 | 2 | 1 | OP | CA | NG | 188.7 | 0.364 | 602508 | 2169011.4479 | 262482 | 944927.6406 | EIA-923 Generator File | 2005
2894 | 2022 | CA | Malaga Power LLC | 56239 | GT-1 |  | OP | GT | NG | 60.5 | 0.016 | 8614.5 | 31011.9519 | 7293.5 | 26256.3899 | Distributed from 923 Generation And Fuel | 2005
2895 | 2022 | CA | Malaga Power LLC | 56239 | GT-2 |  | OP | GT | NG | 60.5 | 0.016 | 8614.5 | 31011.9519 | 7293.5 | 26256.3899 | Distributed from 923 Generation And Fuel | 2005
2896 | 2022 | CA | Malburg | 56041 | M1 |  | OP | CT | NG | 40 | 0.429 | 150303 | 541086.4713 | 56774 | 204384.7649 | EIA-923 Generator File | 2005
2897 | 2022 | CA | Malburg | 56041 | M2 |  | OP | CT | NG | 40 | 0.454 | 159252 | 573302.6136 | 63946 | 230203.7584 | EIA-923 Generator File | 2005
2898 | 2022 | CA | Malburg | 56041 | M3 | 2 | OP | CA | NG | 50 | 0.367 | 160889 | 579195.7664 | 63265 | 227752.178 | EIA-923 Generator File | 2005
2899 | 2022 | CA | Malech Solar Farm | 62688 | MFARM |  | OP | PV | SUN | 3.1 | 0.215 | 5830 | 20987.8321 | 3066 | 11037.5117 | Distributed from 923 Generation And Fuel | 2017
2900 | 2022 | CA | Mammoth G1 | 10480 | GEN1 |  | OP | BT | GEO | 5 | 0.518 | 22691.5 | 81688.7465 | 9510 | 34235.7261 | Distributed from 923 Generation And Fuel | 1984
2901 | 2022 | CA | Mammoth G1 | 10480 | GEN2 |  | OP | BT | GEO | 5 | 0.518 | 22691.5 | 81688.7465 | 9510 | 34235.7261 | Distributed from 923 Generation And Fuel | 1984
2902 | 2022 | CA | Mammoth G2 | 10481 | 1 |  | OP | BT | GEO | 5 | 0.395 | 17310.333 | 62316.7003 | 7254.667 | 26116.5923 | Distributed from 923 Generation And Fuel | 1990
2903 | 2022 | CA | Mammoth G2 | 10481 | 2 |  | OP | BT | GEO | 5 | 0.395 | 17310.333 | 62316.7003 | 7254.667 | 26116.5923 | Distributed from 923 Generation And Fuel | 1990
2904 | 2022 | CA | Mammoth G2 | 10481 | 3 |  | OP | BT | GEO | 5 | 0.395 | 17310.333 | 62316.7003 | 7254.667 | 26116.5923 | Distributed from 923 Generation And Fuel | 1990
2905 | 2022 | CA | Mammoth G3 | 10479 | T101 |  | OP | BT | GEO | 5 | 0.708 | 31024.333 | 111686.7053 | 13002.333 | 46808.0243 | Distributed from 923 Generation And Fuel | 1990
2906 | 2022 | CA | Mammoth G3 | 10479 | T102 |  | OP | BT | GEO | 5 | 0.708 | 31024.333 | 111686.7053 | 13002.333 | 46808.0243 | Distributed from 923 Generation And Fuel | 1990
2907 | 2022 | CA | Mammoth G3 | 10479 | T103 |  | OP | BT | GEO | 5 | 0.708 | 31024.333 | 111686.7053 | 13002.333 | 46808.0243 | Distributed from 923 Generation And Fuel | 1990
2908 | 2022 | CA | Mammoth Pool | 344 | 1 |  | OP | HY | WAT | 95 | 0.305 | 253824 | 913759.0899 | 135367.5 | 487319.1014 | Distributed from 923 Generation And Fuel | 1960
2909 | 2022 | CA | Mammoth Pool | 344 | 2 |  | OP | HY | WAT | 95 | 0.305 | 253824 | 913759.0899 | 135367.5 | 487319.1014 | Distributed from 923 Generation And Fuel | 1960
2910 | 2022 | CA | Manteca Land PV | 61115 | MANT1 |  | OP | PV | SUN | 1 | 0.201 | 1764 | 6350.3492 | 928 | 3340.7733 | Distributed from 923 Generation And Fuel | 2017
2911 | 2022 | CA | Manzana Wind LLC | 57484 | GEN1 |  | OP | WT | WND | 189 | 0.316 | 523892 | 1885996.112 | 277331 | 998383.6129 | Distributed from 923 Generation And Fuel | 2012
2912 | 2022 | CA | Marathon Bay Area Cogen | 10342 | TG1 |  | OP | CT | NG | 40 | 0.511 | 178945 | 644196.8464 | 105877 | 381154.1508 | EIA-923 Generator File | 1987
2913 | 2022 | CA | Marathon Bay Area Cogen | 10342 | TG2 |  | OP | CT | NG | 40 | 0.462 | 162053 | 583386.1329 | 53993 | 194373.245 | EIA-923 Generator File | 1987
2914 | 2022 | CA | Marathon Bay Area Cogen | 10342 | TG3 | 1 | OP | CA | NG | 33.5 | 0.472 | 138549 | 498772.4098 | 65746 | 236683.7065 | EIA-923 Generator File | 1987
2915 | 2022 | CA | Mariani Packing Vacaville Solar | 57005 | 1 |  | OP | PV | SUN | 1 | 0.062 | 545 | 1961.9843 | 287 | 1033.1917 | Distributed from 923 Generation And Fuel | 2008
2916 | 2022 | CA | Maricopa West Solar PV, LLC | 59607 | MWS |  | OP | PV | SUN | 20 | 0.245 | 42936 | 154568.3635 | 22578 | 81280.1498 | Distributed from 923 Generation And Fuel | 2015
2917 | 2022 | CA | Marin Clean Energy Solar One | 61013 | MCES1 |  | OP | PV | SUN | 10.5 | 0.245 | 22522 | 81078.5514 | 11843 | 42634.4589 | Distributed from 923 Generation And Fuel | 2017
2918 | 2022 | CA | Marina Landfill Gas | 10748 | U1C06 |  | OP | IC | LFG | 1.6 | 0.754 | 10570.98 | 38055.2236 | 4394.039 | 15818.4139 | Distributed from 923 Generation And Fuel | 2006
2919 | 2022 | CA | Marina Landfill Gas | 10748 | U2J18 |  | OP | IC | LFG | 1.1 | 0.754 | 7267.549 | 26162.9671 | 3020.902 | 10875.1602 | Distributed from 923 Generation And Fuel | 2018
2920 | 2022 | CA | Marina Landfill Gas | 10748 | U3J17 |  | OP | IC | LFG | 1 | 0.754 | 6606.863 | 23784.5165 | 2746.275 | 9886.5109 | Distributed from 923 Generation And Fuel | 2017
2921 | 2022 | CA | Marina Landfill Gas | 10748 | U4J16 |  | OP | IC | LFG | 1.4 | 0.754 | 9249.608 | 33298.3224 | 3844.784 | 13841.1117 | Distributed from 923 Generation And Fuel | 2016
2922 | 2022 | CA | Marina South | 64837 | MARIN |  | OP | PV | SUN | 1 | 0.222 | 1941 | 6987.5441 | 1021 | 3675.5706 | Distributed from 923 Generation And Fuel | 2020
2923 | 2022 | CA | Mariposa Energy Project | 57483 | CTG1 |  | OP | GT | NG | 49.9 | 0.054 | 23641.75 | 85109.6191 | 14524.25 | 52286.8817 | Distributed from 923 Generation And Fuel | 2012
2924 | 2022 | CA | Mariposa Energy Project | 57483 | CTG2 |  | OP | GT | NG | 49.9 | 0.054 | 23641.75 | 85109.6191 | 14524.25 | 52286.8817 | Distributed from 923 Generation And Fuel | 2012
2925 | 2022 | CA | Mariposa Energy Project | 57483 | CTG3 |  | OP | GT | NG | 49.9 | 0.054 | 23641.75 | 85109.6191 | 14524.25 | 52286.8817 | Distributed from 923 Generation And Fuel | 2012
2926 | 2022 | CA | Mariposa Energy Project | 57483 | CTG4 |  | OP | GT | NG | 49.9 | 0.054 | 23641.75 | 85109.6191 | 14524.25 | 52286.8817 | Distributed from 923 Generation And Fuel | 2012
2927 | 2022 | CA | Marsh Landing Generating Station | 57267 | 1 |  | OP | GT | NG | 207 | 0.019 | 33663.75 | 121188.5305 | 27009 | 97231.6221 | Distributed from 923 Generation And Fuel | 2013
2928 | 2022 | CA | Marsh Landing Generating Station | 57267 | 2 |  | OP | GT | NG | 207 | 0.019 | 33663.75 | 121188.5305 | 27009 | 97231.6221 | Distributed from 923 Generation And Fuel | 2013
2929 | 2022 | CA | Marsh Landing Generating Station | 57267 | 3 |  | OP | GT | NG | 207 | 0.019 | 33663.75 | 121188.5305 | 27009 | 97231.6221 | Distributed from 923 Generation And Fuel | 2013
2930 | 2022 | CA | Marsh Landing Generating Station | 57267 | 4 |  | OP | GT | NG | 207 | 0.019 | 33663.75 | 121188.5305 | 27009 | 97231.6221 | Distributed from 923 Generation And Fuel | 2013
2931 | 2022 | CA | Martinez Refining | 54912 | GTG1 |  | OP | CT | NG | 40 | 0.902 | 316170 | 1138202.8944 | 135410 | 487472.1002 | EIA-923 Generator File | 1995
2932 | 2022 | CA | Martinez Refining | 54912 | GTG2 |  | OP | CT | NG | 40 | 0.909 | 318362 | 1146094.0312 | 130011 | 468035.8557 | EIA-923 Generator File | 1996
2933 | 2022 | CA | Martinez Refining | 54912 | STG1 | 2 | OP | CA | OG | 20 | 0.812 | 142237 | 512049.1036 | 66654 | 239952.4804 | EIA-923 Generator File | 1995
2934 | 2022 | CA | Martinez Sulfuric Acid Regeneration Plt | 52063 | GEN1 |  | OP | ST | WH | 4 | 0.485 | 16988 | 61156.3107 | 7266 | 26157.3907 | Distributed from 923 Generation And Fuel | 1978
2935 | 2022 | CA | Maverick Solar 4, LLC | 64104 | MAV02 |  | OP | PV | SUN | 100 | 0.36 | 315314 | 1135121.319 | 154760 | 557131.5429 | Distributed from 923 Generation And Fuel | 2020
2936 | 2022 | CA | Maverick Solar 6, LLC | 64105 | MAV03 |  | OP | PV | SUN | 100 | 0.35 | 306685 | 1104057.1675 | 155578 | 560076.3194 | Distributed from 923 Generation And Fuel | 2021
2937 | 2022 | CA | Maverick Solar 6, LLC | 64105 | MAV04 |  | OP | BA | MWH | 50 | -0.008 | -3397 | -12229.1022 | -1598 | -5752.754 | Distributed from 923 Generation And Fuel | 2022
2938 | 2022 | CA | Maverick Solar 7, LLC | 64106 | MAV05 |  | OP | PV | SUN | 132 | 0.351 | 405308 | 1459097.1272 | 203871 | 733929.7286 | Distributed from 923 Generation And Fuel | 2021
2939 | 2022 | CA | Maverick Solar, LLC | 62178 | MAV01 |  | OP | PV | SUN | 125 | 0.246 | 269063 | 968619.051 | 169534 | 610317.5175 | Distributed from 923 Generation And Fuel | 2020
2940 | 2022 | CA | Maxim | 59802 | MXM00 |  | OP | FC | NG | 1.1 | 0.763 | 7355 | 26477.7882 | 3335 | 12005.904 | Distributed from 923 Generation And Fuel | 2014
2941 | 2022 | CA | MCAGCC Cogen Plant | 58914 | CG1 |  | OP | GT | NG | 7.2 | 0.467 | 29464.683 | 106072.0102 | 13359.512 | 48093.8584 | Distributed from 923 Generation And Fuel | 2003
2942 | 2022 | CA | MCAGCC Cogen Plant | 58914 | CG100 |  | OP | GT | NG | 4.6 | 0.467 | 18824.659 | 67768.2303 | 8535.244 | 30726.6326 | Distributed from 923 Generation And Fuel | 2014
2943 | 2022 | CA | MCAGCC Cogen Plant | 58914 | CG200 |  | OP | GT | NG | 4.6 | 0.467 | 18824.659 | 67768.2303 | 8535.244 | 30726.6326 | Distributed from 923 Generation And Fuel | 2014
2944 | 2022 | CA | McClellan (CA) | 535 | 1 |  | OP | GT | NG | 77 | 0.005 | 3697 | 13309.0935 | 1676 | 6033.5517 | Distributed from 923 Generation And Fuel | 1986
2945 | 2022 | CA | McClure | 151 | 1 |  | OP | GT | DFO | 71.2 | 0.002 | 1048.5 | 3774.5698 | 354.5 | 1276.1898 | Distributed from 923 Generation And Fuel | 1980
2946 | 2022 | CA | McClure | 151 | 2 |  | OP | GT | NG | 71.2 | 0.002 | 1048.5 | 3774.5698 | 354.5 | 1276.1898 | Distributed from 923 Generation And Fuel | 1981
2947 | 2022 | CA | McCoy Solar Energy Project Hybrid | 58462 | 1 |  | OP | PV | SUN | 41.9 | 0.285 | 104474.073 | 376103.654 | 54936.846 | 197771.0634 | Distributed from 923 Generation And Fuel | 2016
2948 | 2022 | CA | McCoy Solar Energy Project Hybrid | 58462 | BLK2 |  | OP | PV | SUN | 21 | 0.285 | 52361.707 | 188500.6372 | 27533.98 | 99121.535 | Distributed from 923 Generation And Fuel | 2016
2949 | 2022 | CA | McCoy Solar Energy Project Hybrid | 58462 | BLK3 |  | OP | PV | SUN | 39.6 | 0.285 | 98739.22 | 355458.3483 | 51921.22 | 186914.8967 | Distributed from 923 Generation And Fuel | 2016
2950 | 2022 | CA | McCoy Solar Energy Project Hybrid | 58462 | BLK4 |  | OP | PV | SUN | 31.4 | 0.285 | 78293.22 | 281853.3372 | 41169.856 | 148210.2959 | Distributed from 923 Generation And Fuel | 2015
2951 | 2022 | CA | McCoy Solar Energy Project Hybrid | 58462 | BLK5 |  | OP | PV | SUN | 31.4 | 0.285 | 78293.22 | 281853.3372 | 41169.856 | 148210.2959 | Distributed from 923 Generation And Fuel | 2015
2952 | 2022 | CA | McCoy Solar Energy Project Hybrid | 58462 | BLK6 |  | OP | PV | SUN | 26.9 | 0.285 | 67072.854 | 241460.3427 | 35269.717 | 126969.9654 | Distributed from 923 Generation And Fuel | 2015
2953 | 2022 | CA | McCoy Solar Energy Project Hybrid | 58462 | BLK7 |  | OP | PV | SUN | 41.9 | 0.285 | 104474.073 | 376103.654 | 54936.846 | 197771.0634 | Distributed from 923 Generation And Fuel | 2016
2954 | 2022 | CA | McCoy Solar Energy Project Hybrid | 58462 | BLK8 |  | OP | PV | SUN | 36.5 | 0.285 | 91009.634 | 327632.0613 | 47856.68 | 172282.6697 | Distributed from 923 Generation And Fuel | 2015
2955 | 2022 | CA | McCoy Solar Energy Project Hybrid | 58462 | MCST1 |  | OP | BA | MWH | 230 | -0.014 | -27738 | -99856.0012 | -11863 | -42706.4583 | Distributed from 923 Generation And Fuel | 2021
2956 | 2022 | CA | McGrath Peaker | 56471 | 1 |  | OP | GT | NG | 49.8 | 0.07 | 30425 | 109529.1238 | 12955 | 46637.6269 | Distributed from 923 Generation And Fuel | 2012
2957 | 2022 | CA | McKittrick Cogen | 52076 | UNIT1 |  | OP | GT | NG | 6 | 0.737 | 38750.5 | 139500.684 | 17569.5 | 63249.694 | Distributed from 923 Generation And Fuel | 2012
2958 | 2022 | CA | McKittrick Cogen | 52076 | UNIT2 |  | OP | GT | NG | 6 | 0.737 | 38750.5 | 139500.684 | 17569.5 | 63249.694 | Distributed from 923 Generation And Fuel | 2012
2959 | 2022 | CA | McKittrick Limited | 50612 | GEN1 |  | OP | GT | NG | 46 | 0.025 | 9923 | 35722.5142 | 8462 | 30462.9563 | Distributed from 923 Generation And Fuel | 1991
2960 | 2022 | CA | McSwain | 410 | 1 |  | OP | HY | WAT | 9 | 0.191 | 15073 | 54262.3659 | 7587 | 27312.9815 | Distributed from 923 Generation And Fuel | 1967
2961 | 2022 | CA | Medline Ind. Phase 2 Tracy | 63361 | MIP2T |  | OP | PV | SUN | 1 | 0.242 | 2123 | 7642.7389 | 1116 | 4017.5679 | Distributed from 923 Generation And Fuel | 2018
2962 | 2022 | CA | Merced 1 PV | 61420 | MRCD1 |  | OP | PV | SUN | 3 | 0.277 | 7277 | 26196.9904 | 3827 | 13777.0898 | Distributed from 923 Generation And Fuel | 2018
2963 | 2022 | CA | Merced Falls | 258 | 1 |  | OP | HY | WAT | 3.4 | 0.214 | 6386 | 22989.4161 | 3215 | 11573.9074 | Distributed from 923 Generation And Fuel | 1930
2964 | 2022 | CA | Merced Solar LLC | 59265 | PV8 |  | OP | PV | SUN | 1.5 | 0.33 | 4337 | 15613.0751 | 2281 | 8211.5343 | Distributed from 923 Generation And Fuel | 2014
2965 | 2022 | CA | Meridian Vineyards | 57982 | PV-1 |  | OP | PV | SUN | 0.5 | 0.156 | 685 | 2465.9803 | 360 | 1295.9896 | Distributed from 923 Generation And Fuel | 2010
2966 | 2022 | CA | Meridian Vineyards | 57982 | PV-2 |  | OP | PV | SUN | 0.6 | 0.156 | 822 | 2959.1763 | 432 | 1555.1876 | Distributed from 923 Generation And Fuel | 2010
2967 | 2022 | CA | Mesquite Lake Energy Park Plant 2 | 50363 | L313 | 1 | OS | ST | WDS | 21 |  | GENYRONL: 1987
2968 | 2022 | CA | Mesquite Lake Water & Power Plant 1 | 57154 | 1209 | 1 | RE | ST | WDS | 18.1 |  | GENYRONL: 2009; GENYRRET: 2022
2969 | 2022 | CA | Metcalf Energy Center | 55393 | CTG1 |  | OP | CT | NG | 200 | 0.432 | 757643 | 2727492.9801 | 343752 | 1237497.3 | EIA-923 Generator File | 2005
2970 | 2022 | CA | Metcalf Energy Center | 55393 | CTG2 |  | OP | CT | NG | 200 | 0.392 | 686057 | 2469785.4417 | 349982 | 1259925.1206 | EIA-923 Generator File | 2005
2971 | 2022 | CA | Metcalf Energy Center | 55393 | STG1 | 2 | OP | CA | NG | 235 | 0.423 | 871598 | 3137727.6982 | 440187 | 1584660.5227 | EIA-923 Generator File | 2005
2972 | 2022 | CA | Metro Support Services Center Solar | 57313 | 1 |  | OP | PV | SUN | 1.2 | 0.112 | 1173 | 4222.7662 | 617 | 2221.1822 | Distributed from 923 Generation And Fuel | 2005
2973 | 2022 | CA | Micro Santa Clara | 62459 | SMC01 |  | OP | FC | NG | 2 | 0.241 | 4221 | 15195.4784 | 1914 | 6890.3449 | Distributed from 923 Generation And Fuel | 2018
2974 | 2022 | CA | Middle Fork | 425 | 1 |  | OP | HY | WAT | 61.2 | 0.009 | 4765.5 | 17155.6628 | 3818 | 13744.69 | Distributed from 923 Generation And Fuel | 1966
2975 | 2022 | CA | Middle Fork | 425 | 2 |  | OP | HY | WAT | 61.2 | 0.009 | 4765.5 | 17155.6628 | 3818 | 13744.69 | Distributed from 923 Generation And Fuel | 1966
2976 | 2022 | CA | Middle Gorge | 401 | 1 |  | OP | HY | WAT | 37.5 | 0.079 | 25958 | 93448.0524 | 13066 | 47037.2237 | Distributed from 923 Generation And Fuel | 1952
2977 | 2022 | CA | Mid-Set Cogeneration | 10501 | K100 |  | OS | GT | NG | 39.1 |  | GENYRONL: 1989
2978 | 2022 | CA | Midway Peaking LLC | 56639 | 1 |  | OP | GT | NG | 69.9 | 0.018 | 11262 | 40542.8757 | 4302 | 15487.0761 | Distributed from 923 Generation And Fuel | 2009
2979 | 2022 | CA | Midway Peaking LLC | 56639 | 2 |  | OP | GT | NG | 69.9 | 0.018 | 11262 | 40542.8757 | 4302 | 15487.0761 | Distributed from 923 Generation And Fuel | 2009
2980 | 2022 | CA | Midway Solar Farm 1 | 60336 | MSF1 |  | OP | PV | SUN | 50 | 0.282 | 123423 | 444319.2454 | 60867 | 219119.447 | Distributed from 923 Generation And Fuel | 2018
2981 | 2022 | CA | Midway Solar Farm II | 60237 | MSF2 |  | OP | PV | SUN | 30 | 0.273 | 71796 | 258463.5323 | 35987 | 129552.1636 | Distributed from 923 Generation And Fuel | 2017
2982 | 2022 | CA | Midway Solar Farm III | 60315 | MSF3 |  | OP | PV | SUN | 20 | 0.28 | 48980 | 176326.5894 | 25756 | 92720.8582 | Distributed from 923 Generation And Fuel | 2018
2983 | 2022 | CA | Midway Sunset Cogen | 52169 | A |  | OP | GT | NG | 78 | 0.029 | 19507.333 | 70225.837 | 13972.333 | 50299.9964 | Distributed from 923 Generation And Fuel | 1989
2984 | 2022 | CA | Midway Sunset Cogen | 52169 | B |  | OP | GT | NG | 78 | 0.029 | 19507.333 | 70225.837 | 13972.333 | 50299.9964 | Distributed from 923 Generation And Fuel | 1989
2985 | 2022 | CA | Midway Sunset Cogen | 52169 | C |  | OP | GT | NG | 78 | 0.029 | 19507.333 | 70225.837 | 13972.333 | 50299.9964 | Distributed from 923 Generation And Fuel | 1989
2986 | 2022 | CA | Mill Creek 3 | 7147 | 3 |  | OP | HY | WAT | 1 | 0.234 | 2053 | 7390.7409 | 1033.333 | 3719.969 | Distributed from 923 Generation And Fuel | 1903
2987 | 2022 | CA | Mill Creek 3 | 7147 | 4 |  | OP | HY | WAT | 1 | 0.234 | 2053 | 7390.7409 | 1033.333 | 3719.969 | Distributed from 923 Generation And Fuel | 1904
2988 | 2022 | CA | Mill Creek 3 | 7147 | 5 |  | OP | HY | WAT | 1 | 0.234 | 2053 | 7390.7409 | 1033.333 | 3719.969 | Distributed from 923 Generation And Fuel | 1904
2989 | 2022 | CA | Mira Loma | 58698 | D960 |  | OP | PV | SUN | 1 | 0.109 | 958 | 3448.7724 | 503.667 | 1813.1867 | Distributed from 923 Generation And Fuel | 2011
2990 | 2022 | CA | Mira Loma | 58698 | D9611 |  | OP | PV | SUN | 1.5 | 0.109 | 1437 | 5173.1586 | 755.5 | 2719.7782 | Distributed from 923 Generation And Fuel | 2011
2991 | 2022 | CA | Mira Loma | 58698 | D9612 |  | OP | PV | SUN | 0.5 | 0.109 | 479 | 1724.3862 | 251.833 | 906.5915 | Distributed from 923 Generation And Fuel | 2011
2992 | 2022 | CA | Mira Loma Energy Storage Facility | 60661 | 013A |  | OP | BA | MWH | 10 | 0 | 0 | 0 | 0 | 0 | Distributed from 923 Generation And Fuel | 2016
2993 | 2022 | CA | Mira Loma Energy Storage Facility | 60661 | 013B |  | OP | BA | MWH | 10 | 0 | 0 | 0 | 0 | 0 | Distributed from 923 Generation And Fuel | 2016
2994 | 2022 | CA | Mira Loma Peaker | 56473 | 1 |  | OP | GT | NG | 49.8 | 0.065 | 28370 | 102131.183 | 15179 | 54643.9628 | Distributed from 923 Generation And Fuel | 2007
2995 | 2022 | CA | Miramar Energy Facility | 56232 | 1 |  | OP | GT | NG | 53 | 0.036 | 16744.5 | 60279.7178 | 7230 | 26027.7918 | Distributed from 923 Generation And Fuel | 2005
2996 | 2022 | CA | Miramar Energy Facility | 56232 | 2 |  | OP | GT | NG | 53 | 0.036 | 16744.5 | 60279.7178 | 7230 | 26027.7918 | Distributed from 923 Generation And Fuel | 2009
2997 | 2022 | CA | Mission College Blvd. Fuel Cell | 62697 | NTL3A |  | OP | FC | NG | 2.4 | 0.79 | 16614.72 | 59812.5135 | 7533.12 | 27119.015 | Distributed from 923 Generation And Fuel | 2017
2998 | 2022 | CA | Mission College Blvd. Fuel Cell | 62697 | NTL3B |  | OP | FC | NG | 2.6 | 0.79 | 17999.28 | 64796.8896 | 8160.88 | 29378.933 | Distributed from 923 Generation And Fuel | 2017
2999 | 2022 | CA | Mission Solar LLC | 59267 | PV9 |  | OP | PV | SUN | 1.5 | 0.327 | 4303 | 15490.6761 | 2263 | 8146.7348 | Distributed from 923 Generation And Fuel | 2014
3000 | 2022 | CA | Mitchell Solar, LLC | 59411 | SNL18 |  | OP | PV | SUN | 1.5 | 0.286 | 3756 | 13521.4918 | 1975 | 7109.9431 | Distributed from 923 Generation And Fuel | 2014
3001 | 2022 | CA | MM Lopez Energy | 55161 | UNT1 |  | OP | IC | LFG | 3 | 1.01 | 26551 | 95582.8353 | 11036 | 39729.2822 | Distributed from 923 Generation And Fuel | 1998
3002 | 2022 | CA | MM San Diego-Miramar | 55094 | UNT1 |  | OP | IC | LFG | 1.6 | 0.777 | 10887.25 | 39193.7864 | 4525.5 | 16291.6697 | Distributed from 923 Generation And Fuel | 1997
3003 | 2022 | CA | MM San Diego-Miramar | 55094 | UNT2 |  | OP | IC | LFG | 1.6 | 0.777 | 10887.25 | 39193.7864 | 4525.5 | 16291.6697 | Distributed from 923 Generation And Fuel | 1997
3004 | 2022 | CA | MM San Diego-Miramar | 55094 | UNT3 |  | OP | IC | LFG | 1.6 | 0.777 | 10887.25 | 39193.7864 | 4525.5 | 16291.6697 | Distributed from 923 Generation And Fuel | 1997
3005 | 2022 | CA | MM San Diego-Miramar | 55094 | UNT4 |  | OP | IC | LFG | 1.6 | 0.777 | 10887.25 | 39193.7864 | 4525.5 | 16291.6697 | Distributed from 923 Generation And Fuel | 1997
3006 | 2022 | CA | MM Tulare Energy | 55160 | UNT1 |  | SB | IC | LFG | 0.9 | 0.52 | 4096 | 14745.482 | 1702.5 | 6128.951 | Distributed from 923 Generation And Fuel | 1998
3007 | 2022 | CA | MM Tulare Energy | 55160 | UNT2 |  | SB | IC | LFG | 0.9 | 0.52 | 4096 | 14745.482 | 1702.5 | 6128.951 | Distributed from 923 Generation And Fuel | 1998
3008 | 2022 | CA | MM West Covina | 54015 | GEN2 |  | OP | ST | LFG | 6.8 | 0.655 | 39017 | 140460.0763 | 16220.184 | 58392.1953 | EIA-923 Generator File | 1993
3009 | 2022 | CA | MM Yolo Power | 54567 | 1 |  | OP | IC | LFG | 0.6 | 0.577 | 3031.167 | 10912.1139 | 1260 | 4535.9637 | Distributed from 923 Generation And Fuel | 1990
3010 | 2022 | CA | MM Yolo Power | 54567 | 2 |  | OP | IC | LFG | 0.6 | 0.577 | 3031.167 | 10912.1139 | 1260 | 4535.9637 | Distributed from 923 Generation And Fuel | 1990
3011 | 2022 | CA | MM Yolo Power | 54567 | 3 |  | OA | IC | LFG | 0.6 | 0.577 | 3031.167 | 10912.1139 | 1260 | 4535.9637 | Distributed from 923 Generation And Fuel | 1990
3012 | 2022 | CA | MM Yolo Power | 54567 | 4 |  | OP | IC | LFG | 0.9 | 0.577 | 4546.75 | 16368.1691 | 1890 | 6803.9456 | Distributed from 923 Generation And Fuel | 1993
3013 | 2022 | CA | MM Yolo Power | 54567 | 5 |  | OP | IC | LFG | 0.9 | 0.577 | 4546.75 | 16368.1691 | 1890 | 6803.9456 | Distributed from 923 Generation And Fuel | 1998
3014 | 2022 | CA | Moccasin | 381 | 1 |  | OP | HY | WAT | 50 | 0.341 | 149292 | 537446.9004 | 75784.5 | 272822.0174 | Distributed from 923 Generation And Fuel | 1969
3015 | 2022 | CA | Moccasin | 381 | 2 |  | OP | HY | WAT | 50 | 0.341 | 149292 | 537446.9004 | 75784.5 | 272822.0174 | Distributed from 923 Generation And Fuel | 1969
3016 | 2022 | CA | Moccasin Low Head Hydro Project | 751 | 1 |  | OP | HY | WAT | 2.9 | 0 | 0 | 0 | 0 | 0 | Distributed from 923 Generation And Fuel | 1987
3017 | 2022 | CA | Mojave 16/17/18 | 50821 | GEN1 |  | OP | WT | WND | 88.5 | 0.098 | 76192 | 274289.0057 | 40333 | 145197.6384 | Distributed from 923 Generation And Fuel | 1989
3018 | 2022 | CA | Mojave 3/4/5 | 52142 | GEN1 |  | OP | WT | WND | 75 | 0.176 | 115760 | 416732.6661 | 61279 | 220602.6352 | Distributed from 923 Generation And Fuel | 1990
3019 | 2022 | CA | Mojave Siphon | 7072 | 1 |  | OP | HY | WAT | 10.9 | 0.022 | 2136.333 | 7690.7373 | 1075.333 | 3871.1678 | Distributed from 923 Generation And Fuel | 1996
3020 | 2022 | CA | Mojave Siphon | 7072 | 2 |  | OP | HY | WAT | 10.9 | 0.022 | 2136.333 | 7690.7373 | 1075.333 | 3871.1678 | Distributed from 923 Generation And Fuel | 1996
3021 | 2022 | CA | Mojave Siphon | 7072 | 3 |  | OP | HY | WAT | 10.9 | 0.022 | 2136.333 | 7690.7373 | 1075.333 | 3871.1678 | Distributed from 923 Generation And Fuel | 1996
3022 | 2022 | CA | Mojave Solar Project | 57331 | MSP1 | 1 | OP | ST | SUN | 140 | 0.243 | 297851 | 1072255.022 | 175434.5 | 631559.1475 | Distributed from 923 Generation And Fuel | 2014
3023 | 2022 | CA | Mojave Solar Project | 57331 | MSP2 | 1 | OP | ST | SUN | 140 | 0.243 | 297851 | 1072255.022 | 175434.5 | 631559.1475 | Distributed from 923 Generation And Fuel | 2014
3024 | 2022 | CA | Monterey One Water | 54951 | EG1 |  | OP | IC | OBG | 0.6 | 0.553 | 2909 | 10472.3162 | 1235.667 | 4448.3656 | Distributed from 923 Generation And Fuel | 1988
3025 | 2022 | CA | Monterey One Water | 54951 | EG2 |  | OP | IC | OBG | 0.6 | 0.553 | 2909 | 10472.3162 | 1235.667 | 4448.3656 | Distributed from 923 Generation And Fuel | 1988
3026 | 2022 | CA | Monterey One Water | 54951 | EG3 |  | OP | IC | OBG | 0.6 | 0.553 | 2909 | 10472.3162 | 1235.667 | 4448.3656 | Distributed from 923 Generation And Fuel | 1988
3027 | 2022 | CA | Monterey Regional Water Pollution Control Agency | 58633 | 1 |  | OP | PV | SUN | 1 | 0.132 | 1158 | 4168.7666 | 609 | 2192.3825 | Distributed from 923 Generation And Fuel | 2010
3028 | 2022 | CA | Montezuma Wind II | 57701 | 1 |  | OP | WT | WND | 78.2 | 0.308 | 211274 | 760580.3154 | 111841 | 402624.379 | Distributed from 923 Generation And Fuel | 2012
3029 | 2022 | CA | Montgomery Creek Hydro | 55009 | GEN1 |  | OP | HY | WAT | 2.6 | 0.162 | 3687 | 13273.0938 | 1856 | 6681.5465 | Distributed from 923 Generation And Fuel | 1987
3030 | 2022 | CA | Monticello Dam | 7646 | 1 |  | OP | HY | WAT | 5 | 0.349 | 15298.696 | 55074.865 | 7700.87 | 27722.9102 | Distributed from 923 Generation And Fuel | 1983
3031 | 2022 | CA | Monticello Dam | 7646 | 2 |  | OP | HY | WAT | 5 | 0.349 | 15298.696 | 55074.865 | 7700.87 | 27722.9102 | Distributed from 923 Generation And Fuel | 1983
3032 | 2022 | CA | Monticello Dam | 7646 | 3 |  | OP | HY | WAT | 1.5 | 0.349 | 4589.609 | 16522.4602 | 2310.261 | 8316.8731 | Distributed from 923 Generation And Fuel | 1983
3033 | 2022 | CA | Moonlight Packing - Phase 2 | 63514 | MLO2 |  | OP | PV | SUN | 1.4 | 0.227 | 2783 | 10018.7199 | 1463 | 5266.7579 | Distributed from 923 Generation And Fuel | 2019
3034 | 2022 | CA | Morelos del Sol | 60007 | MORLS |  | OP | PV | SUN | 15 | 0.261 | 34251 | 123302.6136 | 18011 | 64839.0813 | Distributed from 923 Generation And Fuel | 2015
3035 | 2022 | CA | Morgan Lancaster 1 | 59942 | ML1 |  | OP | PV | SUN | 1.5 | 0.179 | 2350 | 8459.9323 | 1236 | 4449.5644 | Distributed from 923 Generation And Fuel | 2015
3036 | 2022 | CA | Mount Signal Solar Farm II | 61353 | IVS2 |  | OP | PV | SUN | 153.5 | 0.267 | 358928 | 1292130.463 | 180838 | 651011.5919 | Distributed from 923 Generation And Fuel | 2020
3037 | 2022 | CA | Mount Signal Solar Farm V | 61202 | MTSG3 |  | OP | PV | SUN | 252.3 | 0.282 | 623390 | 2244186.0465 | 329218 | 1185175.3186 | Distributed from 923 Generation And Fuel | 2018
3038 | 2022 | CA | Mountain View III | 56112 | V47 |  | OP | WT | WND | 22.4 | 0.268 | 52670 | 189610.4831 | 27882 | 100374.397 | Distributed from 923 Generation And Fuel | 2003
3039 | 2022 | CA | Mountain View IV | 57459 | 1 |  | OP | WT | WND | 49 | 0.326 | 139845 | 503437.9725 | 74029 | 266502.268 | Distributed from 923 Generation And Fuel | 2012
3040 | 2022 | CA | Mountainview Generating Station | 358 | MV3A |  | OP | CT | NG | 164.6 | 0.407 | 586481.4 | 2111316.1495 | 316999.88 | 1141190.4385 | EIA-923 Generator File | 2005
3041 | 2022 | CA | Mountainview Generating Station | 358 | MV3B |  | OP | CT | NG | 164.6 | 0.38 | 547888.01 | 1972381.057 | 309595.87 | 1114536.2157 | EIA-923 Generator File | 2005
3042 | 2022 | CA | Mountainview Generating Station | 358 | MV3C | 2 | OP | CA | NG | 189.2 | 0.445 | 738247.6 | 2657670.0986 | 412285.89 | 1484217.3303 | EIA-923 Generator File | 2005
3043 | 2022 | CA | Mountainview Generating Station | 358 | MV4A |  | OP | CT | NG | 164.6 | 0.408 | 588478.63 | 2118506.12 | 329345.07 | 1185632.7669 | EIA-923 Generator File | 2006
3044 | 2022 | CA | Mountainview Generating Station | 358 | MV4B |  | OP | CT | NG | 164.6 | 0.391 | 564206.32 | 2031126.503 | 302885.41 | 1090378.753 | EIA-923 Generator File | 2006
3045 | 2022 | CA | Mountainview Generating Station | 358 | MV4C | 2 | OP | CA | NG | 189.2 | 0.441 | 730263.53 | 2628927.6766 | 404063.2 | 1454615.8831 | EIA-923 Generator File | 2006
3046 | 2022 | CA | Mt Poso Cogeneration | 54626 | TG01 | 1 | OP | ST | WDS | 62 | 0.274 | 148792 | 535646.9148 | 93036 | 334926.9206 | EIA-923 Generator File | 1989
3047 | 2022 | CA | Muck Valley Hydroelectric | 10458 | GEN1 |  | OP | HY | WAT | 29.9 | 0.065 | 17132 | 61674.7066 | 8624 | 31046.1516 | Distributed from 923 Generation And Fuel | 1988
3048 | 2022 | CA | Municipal Cogen Plant | 50674 | GEN1A |  | OP | IC | NG | 1.2 | 0.596 | 6267 | 22561.0195 | 3431 | 12351.5012 | Distributed from 923 Generation And Fuel | 2015
3049 | 2022 | CA | Munro Valley Solar | 60412 | MUN |  | OP | PV | SUN | 4 | 0.284 | 9934 | 35762.1139 | 5224 | 18806.2496 | Distributed from 923 Generation And Fuel | 2016
3050 | 2022 | CA | Murphys | 261 | 1 |  | OP | HY | WAT | 3.6 | 0.303 | 9553 | 34390.5249 | 4809 | 17312.2615 | Distributed from 923 Generation And Fuel | 1954
3051 | 2022 | CA | Mustang Hills LLC | 57833 | AW06 |  | OP | WT | WND | 150 | 0.215 | 283047 | 1018961.0483 | 149836 | 539405.2848 | Distributed from 923 Generation And Fuel | 2012
3052 | 2022 | CA | Mustang Two | 62015 | M2BAR |  | OP | PV | SUN | 50 | 0.273 | 119710.333 | 430953.7512 | 59935.667 | 215766.6751 | Distributed from 923 Generation And Fuel | 2020
3053 | 2022 | CA | Mustang Two | 62015 | M2WHI |  | OP | PV | SUN | 100 | 0.273 | 239420.667 | 861907.5059 | 119871.333 | 431533.3465 | Distributed from 923 Generation And Fuel | 2020
3054 | 2022 | CA | Nacimiento Hydro Project | 50352 | 1 |  | OP | HY | WAT | 4 | 0.016 | 570.909 | 2055.256 | 287.273 | 1034.1745 | Distributed from 923 Generation And Fuel | 1987
3055 | 2022 | CA | Nacimiento Hydro Project | 50352 | 2 |  | OP | HY | WAT | 0.4 | 0.016 | 57.091 | 205.526 | 28.727 | 103.4164 | Distributed from 923 Generation And Fuel | 1987
3056 | 2022 | CA | Narrows 2 | 455 | 1 |  | OP | HY | WAT | 46.7 | 0.13 | 53362 | 192101.6632 | 26861 | 96698.8264 | Distributed from 923 Generation And Fuel | 1969
3057 | 2022 | CA | Narrows PH | 262 | 1 |  | OP | HY | WAT | 10.2 | 0.757 | 67679 | 243642.4509 | 34068 | 122643.8188 | Distributed from 923 Generation And Fuel | 1942
3058 | 2022 | CA | National Raisin | 61894 | CR1 |  | OP | PV | SUN | 1 | 0.193 | 1694.138 | 6098.848 | 890.69 | 3206.4583 | Distributed from 923 Generation And Fuel | 2015
3059 | 2022 | CA | National Raisin | 61894 | CR2 |  | OP | PV | SUN | 1 | 0.193 | 1694.138 | 6098.848 | 890.69 | 3206.4583 | Distributed from 923 Generation And Fuel | 2015
3060 | 2022 | CA | National Raisin | 61894 | CR3 |  | OP | PV | SUN | 0.6 | 0.193 | 1016.483 | 3659.3095 | 534.414 | 1923.875 | Distributed from 923 Generation And Fuel | 2015
3061 | 2022 | CA | National Raisin | 61894 | CR4 |  | OP | PV | SUN | 0.3 | 0.193 | 508.241 | 1829.653 | 267.207 | 961.9375 | Distributed from 923 Generation And Fuel | 2015
3062 | 2022 | CA | Navajo Solar Power Generation Station 1 LLC | 58610 | NSP1 |  | OP | PV | SUN | 1.5 | 0.332 | 4364 | 15710.2743 | 2295 | 8261.9339 | Distributed from 923 Generation And Fuel | 2013
3063 | 2022 | CA | Naval Air Weapons Station China Lake | 57764 | 1 |  | OP | PV | SUN | 11.1 | 0.243 | 23624 | 85045.7196 | 12422 | 44718.8422 | Distributed from 923 Generation And Fuel | 2012
3064 | 2022 | CA | Naval Hospital Medical Center | 50963 | 4TG |  | OP | GT | NG | 5.3 | 0.26 | 12058 | 43408.4527 | 5817 | 20941.0325 | Distributed from 923 Generation And Fuel | 2003
3065 | 2022 | CA | Nelson Creek | 50223 | 1296 |  | OP | HY | WAT | 1.2 | 0.087 | 913 | 3286.7737 | 460 | 1655.9868 | Distributed from 923 Generation And Fuel | 1989
3066 | 2022 | CA | New Hogan Power Plant | 50755 | GEN1 |  | OP | HY | WAT | 2 | 0.214 | 3750.667 | 13502.2932 | 1888 | 6796.7456 | Distributed from 923 Generation And Fuel | 1989
3067 | 2022 | CA | New Hogan Power Plant | 50755 | GEN2 |  | OP | HY | WAT | 1 | 0.214 | 1875.333 | 6751.1448 | 944 | 3398.3728 | Distributed from 923 Generation And Fuel | 1989
3068 | 2022 | CA | New Melones | 6158 | 1 |  | OP | HY | WAT | 150 | 0.102 | 134138 | 482892.9369 | 80818.5 | 290944.2724 | Distributed from 923 Generation And Fuel | 1979
3069 | 2022 | CA | New Melones | 6158 | 2 |  | OP | HY | WAT | 150 | 0.102 | 134138 | 482892.9369 | 80818.5 | 290944.2724 | Distributed from 923 Generation And Fuel | 1979
3070 | 2022 | CA | Newberry Solar 1 LLC | 58226 | 1 |  | OP | PV | SUN | 1.5 | 0.22 | 2897 | 10429.1166 | 1523 | 5482.7561 | Distributed from 923 Generation And Fuel | 2013
3071 | 2022 | CA | Newcastle | 632 | 1 |  | OP | HY | WAT | 12.7 | 0.088 | 9777 | 35196.9184 | 4921 | 17715.4583 | Distributed from 923 Generation And Fuel | 1986
3072 | 2022 | CA | New-Indy Ontario Mill | 10427 | GEN2 |  | OP | GT | NG | 16.5 | 0.872 | 125988 | 453553.1716 | 52479 | 188922.8886 | Distributed from 923 Generation And Fuel | 2019
3073 | 2022 | CA | New-Indy Ontario Mill | 10427 | GEN3 |  | OP | GT | NG | 16.5 | 0.872 | 125988 | 453553.1716 | 52479 | 188922.8886 | Distributed from 923 Generation And Fuel | 2019
3074 | 2022 | CA | NextEra Westside PV | 60981 | WS526 |  | OP | PV | SUN | 20 | 0.282 | 49365 | 177712.5783 | 25958 | 93448.0524 | Distributed from 923 Generation And Fuel | 2017
3075 | 2022 | CA | Niagara Bottling - Rialto | 65652 | NBRIA |  | OP | PV | SUN | 4.2 | 0.234 | 8616 | 31017.3519 | 4531 | 16311.4695 | Distributed from 923 Generation And Fuel | 2021
3076 | 2022 | CA | Niagara Bottling Stockton | 63363 | NBS |  | OP | PV | SUN | 1 | 0.178 | 1558 | 5608.7551 | 819 | 2948.3764 | Distributed from 923 Generation And Fuel | 2018
3077 | 2022 | CA | Nickel 1 Solar Facility | 58034 | 1 |  | OP | PV | SUN | 1.5 | 0.204 | 2675 | 9629.923 | 1407 | 5065.1595 | Distributed from 923 Generation And Fuel | 2012
3078 | 2022 | CA | Nicolis Solar PV Plant | 59600 | GEN1 |  | OP | PV | SUN | 20 | 0.233 | 40761 | 146738.4261 | 21434 | 77161.7827 | Distributed from 923 Generation And Fuel | 2016
3079 | 2022 | CA | Niland Gas Turbine Plant | 56569 | 1 |  | OP | GT | NG | 60.5 | 0.095 | 50112 | 180401.7568 | 25612 | 92202.4624 | Distributed from 923 Generation And Fuel | 2008
3080 | 2022 | CA | Niland Gas Turbine Plant | 56569 | 2 |  | OP | GT | NG | 60.5 | 0.095 | 50112 | 180401.7568 | 25612 | 92202.4624 | Distributed from 923 Generation And Fuel | 2008
3081 | 2022 | CA | Nimbus | 444 | 1 |  | OP | HY | WAT | 6.7 | 0.393 | 23041 | 82946.9364 | 11598 | 41752.466 | Distributed from 923 Generation And Fuel | 1955
3082 | 2022 | CA | Nimbus | 444 | 2 |  | OP | HY | WAT | 6.7 | 0.393 | 23041 | 82946.9364 | 11598 | 41752.466 | Distributed from 923 Generation And Fuel | 1955
3083 | 2022 | CA | NLP Granger | 60516 | PV1 |  | OP | PV | SUN | 3 | 0.289 | 7605 | 27377.781 | 3999 | 14396.2848 | Distributed from 923 Generation And Fuel | 2016
3084 | 2022 | CA | Nordhoff Place | 59652 | W4162 |  | OP | PV | SUN | 0.9 | 0.153 | 1210 | 4355.9652 | 636 | 2289.5817 | Distributed from 923 Generation And Fuel | 2014
3085 | 2022 | CA | North Bay Solar 1 | 58748 | NBWT |  | OP | PV | SUN | 1 | 0.222 | 1946 | 7005.544 | 1023 | 3682.7705 | Distributed from 923 Generation And Fuel | 2013
3086 | 2022 | CA | North Brawley Geothermal Plant | 56832 | GE1 |  | OP | BT | GEO | 16 | 0.051 | 7133.2 | 25679.3146 | 2989.6 | 10762.4739 | Distributed from 923 Generation And Fuel | 2009
3087 | 2022 | CA | North Brawley Geothermal Plant | 56832 | GE2 |  | OP | BT | GEO | 16 | 0.051 | 7133.2 | 25679.3146 | 2989.6 | 10762.4739 | Distributed from 923 Generation And Fuel | 2009
3088 | 2022 | CA | North Brawley Geothermal Plant | 56832 | GE3 |  | OP | BT | GEO | 16 | 0.051 | 7133.2 | 25679.3146 | 2989.6 | 10762.4739 | Distributed from 923 Generation And Fuel | 2009
3089 | 2022 | CA | North Brawley Geothermal Plant | 56832 | GE4 |  | OP | BT | GEO | 16 | 0.051 | 7133.2 | 25679.3146 | 2989.6 | 10762.4739 | Distributed from 923 Generation And Fuel | 2009
3090 | 2022 | CA | North Brawley Geothermal Plant | 56832 | GE5 |  | OP | BT | GEO | 16 | 0.051 | 7133.2 | 25679.3146 | 2989.6 | 10762.4739 | Distributed from 923 Generation And Fuel | 2009
3091 | 2022 | CA | North City - Landfill Gas Engine North | 60571 | NCEP |  | OS | IC | LFG | 1.6 | 0.3 | 4199 | 15116.2791 | 1745 | 6281.9497 | Distributed from 923 Generation And Fuel | 2013
3092 | 2022 | CA | North City - Landfill Gas Engines South | 55602 | UNT1 |  | OS | IC | LFG | 0.9 | 0.053 | 416.25 | 1498.488 | 175.5 | 631.7949 | Distributed from 923 Generation And Fuel | 1999
3093 | 2022 | CA | North City - Landfill Gas Engines South | 55602 | UNT2 |  | OS | IC | LFG | 0.9 | 0.053 | 416.25 | 1498.488 | 175.5 | 631.7949 | Distributed from 923 Generation And Fuel | 1999
3094 | 2022 | CA | North City - Landfill Gas Engines South | 55602 | UNT3 |  | OS | IC | LFG | 0.9 | 0.053 | 416.25 | 1498.488 | 175.5 | 631.7949 | Distributed from 923 Generation And Fuel | 1999
3095 | 2022 | CA | North City - Landfill Gas Engines South | 55602 | UNT4 |  | OS | IC | LFG | 0.9 | 0.053 | 416.25 | 1498.488 | 175.5 | 631.7949 | Distributed from 923 Generation And Fuel | 1999
3096 | 2022 | CA | North Hollywood | 57854 | 1PT1 |  | OS | HY | WAT | 1.8 | 0 | 0 | 0 | 0 | 0 | Distributed from 923 Generation And Fuel | 1993
3097 | 2022 | CA | North Hollywood | 57854 | 1PT2 |  | SB | HY | WAT | 1.8 | 0 | 0 | 0 | 0 | 0 | Distributed from 923 Generation And Fuel | 1993
3098 | 2022 | CA | North Hollywood | 57854 | 1PT3 |  | SB | HY | WAT | 1.8 | 0 | 0 | 0 | 0 | 0 | Distributed from 923 Generation And Fuel | 1993
3099 | 2022 | CA | North Hollywood | 57854 | 3T1 |  | SB | HY | WAT | 0.5 | 0 | 0 | 0 | 0 | 0 | Distributed from 923 Generation And Fuel | 1993
3100 | 2022 | CA | North Hollywood | 57854 | 3T2 |  | SB | HY | WAT | 0.2 | 0 | 0 | 0 | 0 | 0 | Distributed from 923 Generation And Fuel | 1993
3101 | 2022 | CA | North Kern State Prison Phase II | 63651 | 5812 |  | OP | PV | SUN | 4 | 0.22 | 7707 | 27744.978 | 4053 | 14590.6833 | Distributed from 923 Generation And Fuel | 2012
3102 | 2022 | CA | North Lancaster Ranch | 59962 | NLR |  | OP | PV | SUN | 20 | 0.16 | 28001 | 100802.7936 | 14724 | 53005.976 | Distributed from 923 Generation And Fuel | 2016
3103 | 2022 | CA | North Midway Cogen | 52078 | GEN7 |  | OS | GT | NG | 3.5 |  | GENYRONL: 1986
3104 | 2022 | CA | North Midway Cogen | 52078 | GEN8 |  | OS | GT | NG | 3.5 |  | GENYRONL: 1986
3105 | 2022 | CA | North Midway Cogen | 52078 | GEN9 |  | OS | GT | NG | 3.5 |  | GENYRONL: 1986
3106 | 2022 | CA | North Palm Springs 1A | 57743 | 1 |  | OP | PV | SUN | 2.5 | 0.232 | 5078 | 18280.6538 | 2670 | 9611.9231 | Distributed from 923 Generation And Fuel | 2012
3107 | 2022 | CA | North Palm Springs 4A | 57722 | 1 |  | OP | PV | SUN | 4 | 0.266 | 9304 | 33494.132 | 4892 | 17611.0591 | Distributed from 923 Generation And Fuel | 2012
3108 | 2022 | CA | North Rosamond Solar LLC | 59879 | GEN01 |  | OP | PV | SUN | 151.1 | 0.246 | 325594 | 1172129.023 | 185110 | 666390.6689 | Distributed from 923 Generation And Fuel | 2019
3109 | 2022 | CA | North Sky River Energy LLC | 58154 | GEN1 |  | OP | WT | WND | 162 | 0.283 | 402093 | 1447523.2198 | 212855 | 766271.8698 | Distributed from 923 Generation And Fuel | 2012
3110 | 2022 | CA | North Star Solar | 58713 | NSTR |  | OP | PV | SUN | 61.6 | 0.26 | 140465 | 505669.9546 | 73862 | 265901.0728 | Distributed from 923 Generation And Fuel | 2015
3111 | 2022 | CA | Nove Power Plant | 50831 | GEN1 |  | OP | IC | LFG | 1 | 0.001 | 11.667 | 42.0009 | 5 | 17.9999 | Distributed from 923 Generation And Fuel | 1985
3112 | 2022 | CA | Nove Power Plant | 50831 | GEN2 |  | OP | IC | LFG | 1 | 0.001 | 11.667 | 42.0009 | 5 | 17.9999 | Distributed from 923 Generation And Fuel | 1987
3113 | 2022 | CA | Nove Power Plant | 50831 | GEN3 |  | OP | IC | LFG | 1 | 0.001 | 11.667 | 42.0009 | 5 | 17.9999 | Distributed from 923 Generation And Fuel | 1985
3114 | 2022 | CA | Nunn | 58448 | 1 |  | OP | PV | SUN | 1 | 0.284 | 2489 | 8960.3283 | 1309 | 4712.3623 | Distributed from 923 Generation And Fuel | 2013
3115 | 2022 | CA | Oak Creek Energy Systems I | 50754 | GEN1 |  | OP | WT | WND | 3.5 | 0.184 | 5640.986 | 20307.3871 | 2986.159 | 10750.0864 | Distributed from 923 Generation And Fuel | 1982
3116 | 2022 | CA | Oak Creek Energy Systems I | 50754 | GEN2 |  | OP | WT | WND | 4.2 | 0.184 | 6769.183 | 24368.8638 | 3583.391 | 12900.1044 | Distributed from 923 Generation And Fuel | 1993
3117 | 2022 | CA | Oak Creek Energy Systems I | 50754 | GEN3 |  | OP | WT | WND | 23.1 | 0.184 | 37230.504 | 134028.7422 | 19708.652 | 70950.5796 | Distributed from 923 Generation And Fuel | 1999
3118 | 2022 | CA | Oak Creek Energy Systems I | 50754 | GEN4 |  | OP | WT | WND | 3.7 | 0.184 | 5963.328 | 21467.8091 | 3156.797 | 11364.3783 | Distributed from 923 Generation And Fuel | 1999
3119 | 2022 | CA | Oak Flat | 626 | 1 |  | OP | HY | WAT | 1.4 | 0 | 0 | 0 | 0 | 0 | Distributed from 923 Generation And Fuel | 1985
3120 | 2022 | CA | Oakley Solar Project | 58376 | 1 |  | OP | PV | SUN | 1.5 | 0.147 | 1930 | 6947.9444 | 1015 | 3653.9708 | Distributed from 923 Generation And Fuel | 2013
3121 | 2022 | CA | Oasis Alta | 63941 | OA1 |  | OP | WT | WND | 14.4 | 0.402 | 50748 | 182691.3385 | 26864 | 96709.6263 | Distributed from 923 Generation And Fuel | 2021
3122 | 2022 | CA | Oasis Wind | 56302 | 1 |  | OP | WT | WND | 60.3 | 0.396 | 209010 | 752429.9806 | 110643 | 398311.6135 | Distributed from 923 Generation And Fuel | 2004
3123 | 2022 | CA | Occidental College Solar Project | 57311 | 1 |  | OP | PV | SUN | 1 |  | GENYRONL: 2013
3124 | 2022 | CA | Ocotillo Express LLC | 57514 | WTG |  | OP | WT | WND | 265.4 | 0.156 | 362881 | 1306361.1491 | 185492 | 667765.8579 | Distributed from 923 Generation And Fuel | 2012
3125 | 2022 | CA | OCSD | 63616 | OCSD1 |  | OP | BA | MWH | 4.9 |  | GENYRONL: 2019
3126 | 2022 | CA | OK Produce Fresno Carport | 65229 | OKPVC |  | OP | PV | SUN | 2 | 0.085 | 1488 | 5356.7571 | 782 | 2815.1775 | Distributed from 923 Generation And Fuel | 2019
3127 | 2022 | CA | Olive | 6013 | O1 | 1 | SB | ST | NG | 50 | 0 | 0 | 0 | 0 | 0 | EIA-923 Generator File | 1959
3128 | 2022 | CA | Olive | 6013 | O2 | 1 | SB | ST | NG | 59.7 | 0 | 0 | 0 | 0 | 0 | EIA-923 Generator File | 1964
3129 | 2022 | CA | Olive View Medical Center | 10884 | CTC1 |  | OP | GT | NG | 2.8 | 0.216 | 5288 | 19036.6477 | 2911 | 10479.5162 | Distributed from 923 Generation And Fuel | 1987
3130 | 2022 | CA | Olive View Medical Center | 10884 | CTC2 |  | OP | GT | NG | 2.8 | 0.216 | 5288 | 19036.6477 | 2911 | 10479.5162 | Distributed from 923 Generation And Fuel | 1987
3131 | 2022 | CA | OLS Energy Chino | 50850 | GEN1 |  | OP | CT | NG | 23.5 | 0.045 | 9174 | 33026.1358 | 4159.512 | 14974.1234 | EIA-923 Generator File | 1987
3132 | 2022 | CA | OLS Energy Chino | 50850 | GEN2 |  | OP | CA | NG | 7.3 | 0.042 | 2708 | 9748.722 | 1227.813 | 4420.0914 | EIA-923 Generator File | 1987
3133 | 2022 | CA | Olsen | 50180 | GEN1 |  | OP | HY | WAT | 5 | 0.14 | 6126 | 22053.4236 | 3084 | 11102.3112 | Distributed from 923 Generation And Fuel | 1990
3134 | 2022 | CA | Oltmans SCE at Champagne | 58581 | 1 |  | OP | PV | SUN | 1 | 0.153 | 1342 | 4831.1614 | 706 | 2541.5797 | Distributed from 923 Generation And Fuel | 2013
3135 | 2022 | CA | Oltmans SCE at Jurupa | 58582 | 1 |  | OP | PV | SUN | 1.5 | 0.158 | 2073 | 7462.7403 | 1090 | 3923.9686 | Distributed from 923 Generation And Fuel | 2013
3136 | 2022 | CA | One Market Plaza | 58607 | 1 |  | OP | IC | NG | 0.5 | 0.272 | 1190.667 | 4286.3669 | 540 | 1943.9844 | Distributed from 923 Generation And Fuel | 2003
3137 | 2022 | CA | One Market Plaza | 58607 | 2 |  | OP | IC | NG | 0.5 | 0.272 | 1190.667 | 4286.3669 | 540 | 1943.9844 | Distributed from 923 Generation And Fuel | 2003
3138 | 2022 | CA | One Market Plaza | 58607 | 3 |  | OP | IC | NG | 0.5 | 0.272 | 1190.667 | 4286.3669 | 540 | 1943.9844 | Distributed from 923 Generation And Fuel | 2003
3139 | 2022 | CA | One Ten Partners PV | 61419 | OTP |  | OP | PV | SUN | 2 | 0.295 | 5163 | 18586.6513 | 2715 | 9773.9218 | Distributed from 923 Generation And Fuel | 2017
3140 | 2022 | CA | ONeill | 446 | 1 |  | OP | PS | WAT | 4.2 | -0.149 | -5495.333 | -19783.0405 | -1573.5 | -5664.5547 | Distributed from 923 Generation And Fuel | 1968
3141 | 2022 | CA | ONeill | 446 | 2 |  | OP | PS | WAT | 4.2 | -0.149 | -5495.333 | -19783.0405 | -1573.5 | -5664.5547 | Distributed from 923 Generation And Fuel | 1968
3142 | 2022 | CA | ONeill | 446 | 3 |  | OP | PS | WAT | 4.2 | -0.149 | -5495.333 | -19783.0405 | -1573.5 | -5664.5547 | Distributed from 923 Generation And Fuel | 1967
3143 | 2022 | CA | ONeill | 446 | 4 |  | OP | PS | WAT | 4.2 | -0.149 | -5495.333 | -19783.0405 | -1573.5 | -5664.5547 | Distributed from 923 Generation And Fuel | 1967
3144 | 2022 | CA | ONeill | 446 | 5 |  | OP | PS | WAT | 4.2 | -0.149 | -5495.333 | -19783.0405 | -1573.5 | -5664.5547 | Distributed from 923 Generation And Fuel | 1968
3145 | 2022 | CA | ONeill | 446 | 6 |  | OP | PS | WAT | 4.2 | -0.149 | -5495.333 | -19783.0405 | -1573.5 | -5664.5547 | Distributed from 923 Generation And Fuel | 1967
3146 | 2022 | CA | Orange Coast College PH2 Solar Project | 65614 | OCCBA |  | OP | BA | MWH | 2.1 | 0 | 0 | 0 | 0 | 0 | Distributed from 923 Generation And Fuel | 2022
3147 | 2022 | CA | Orange Coast College PH2 Solar Project | 65614 | OCCSP |  | OP | PV | SUN | 3.1 | 0 | 0 | 0 | 0 | 0 | Distributed from 923 Generation And Fuel | 2022
3148 | 2022 | CA | Orange County Energy Storage 2 | 62497 | OCES2 |  | OP | BA | MWH | 9 |  | GENYRONL: 2021
3149 | 2022 | CA | Orange County Energy Storage 3 | 62499 | OCES3 |  | OP | BA | MWH | 6 |  | GENYRONL: 2021
3150 | 2022 | CA | Orange Grove Peaking Facility | 56914 | CTG1 |  | OP | GT | NG | 59 | 0.019 | 9707 | 34944.9204 | 6164.5 | 22192.0225 | Distributed from 923 Generation And Fuel | 2010
3151 | 2022 | CA | Orange Grove Peaking Facility | 56914 | CTG2 |  | OP | GT | NG | 59 | 0.019 | 9707 | 34944.9204 | 6164.5 | 22192.0225 | Distributed from 923 Generation And Fuel | 2010
3152 | 2022 | CA | Orion Solar I | 58718 | PV1 |  | OP | PV | SUN | 12 | 0.279 | 29329 | 105583.5553 | 15422 | 55518.7558 | Distributed from 923 Generation And Fuel | 2014
3153 | 2022 | CA | Orion Solar II | 58721 | ORION |  | OP | PV | SUN | 8 | 0.265 | 18561 | 66819.0654 | 9760 | 35135.7189 | Distributed from 923 Generation And Fuel | 2014
3154 | 2022 | CA | Ormesa I | 50766 | ITLU1 |  | OP | BT | GEO | 12 | 0.457 | 48044.091 | 172957.3439 | 20135.455 | 72487.0581 | Distributed from 923 Generation And Fuel | 2003
3155 | 2022 | CA | Ormesa I | 50766 | ITLU2 |  | OP | BT | GEO | 12 | 0.457 | 48044.091 | 172957.3439 | 20135.455 | 72487.0581 | Distributed from 923 Generation And Fuel | 2003
3156 | 2022 | CA | Ormesa I | 50766 | OE31 |  | OP | BT | GEO | 1.2 | 0.457 | 4804.409 | 17295.734 | 2013.545 | 7248.704 | Distributed from 923 Generation And Fuel | 1986
3157 | 2022 | CA | Ormesa I | 50766 | OE32 |  | OP | BT | GEO | 1.2 | 0.457 | 4804.409 | 17295.734 | 2013.545 | 7248.704 | Distributed from 923 Generation And Fuel | 1986
3158 | 2022 | CA | Ormesa II | 54724 | OEC21 |  | OP | BT | GEO | 12 | 0.47 | 49402 | 177845.7772 | 20704.5 | 74535.6037 | Distributed from 923 Generation And Fuel | 1989
3159 | 2022 | CA | Ormesa II | 54724 | OEC22 |  | OP | BT | GEO | 12 | 0.47 | 49402 | 177845.7772 | 20704.5 | 74535.6037 | Distributed from 923 Generation And Fuel | 2007
3160 | 2022 | CA | Ormesa III | 10763 | GBU |  | OP | BT | GEO | 8 | 0.339 | 23743.667 | 85476.5174 | 9951 | 35823.3134 | Distributed from 923 Generation And Fuel | 2007
3161 | 2022 | CA | Ormesa III | 10763 | GEN1 |  | OS | ST | GEO | 21.6 | 0 | 0 | 0 | 0 | 0 | Distributed from 923 Generation And Fuel | 1989
3162 | 2022 | CA | Ormesa III | 10763 | OE301 |  | OP | BT | GEO | 16 | 0.339 | 47487.333 | 170953.0312 | 19902 | 71646.6268 | Distributed from 923 Generation And Fuel | 2020
3163 | 2022 | CA | Ormond Beach | 350 | 1 | 1 | OP | ST | NG | 806 | 0.014 | 101752 | 366304.2696 | 92435 | 332763.3379 | EIA-923 Generator File | 1971 | 2027
3164 | 2022 | CA | Ormond Beach | 350 | 2 | 1 | OP | ST | NG | 806 | 0.029 | 201879 | 726758.5859 | 196839 | 708614.7311 | EIA-923 Generator File | 1973 | 2027
3165 | 2022 | CA | Oro Loma | 59915 | ORCA |  | OP | PV | SUN | 20 | 0.302 | 52952 | 190625.675 | 27844 | 100237.5981 | Distributed from 923 Generation And Fuel | 2017
3166 | 2022 | CA | Oroville Cogeneration LP | 54477 | GEN1 |  | SB | IC | NG | 1.1 | 0.003 | 30.143 | 108.5139 | 13.714 | 49.37 | Distributed from 923 Generation And Fuel | 1990 | 2025
3167 | 2022 | CA | Oroville Cogeneration LP | 54477 | GEN2 |  | SB | IC | NG | 1.1 | 0.003 | 30.143 | 108.5139 | 13.714 | 49.37 | Distributed from 923 Generation And Fuel | 1990 | 2025
3168 | 2022 | CA | Oroville Cogeneration LP | 54477 | GEN3 |  | SB | IC | NG | 1.1 | 0.003 | 30.143 | 108.5139 | 13.714 | 49.37 | Distributed from 923 Generation And Fuel | 1990 | 2025
3169 | 2022 | CA | Oroville Cogeneration LP | 54477 | GEN4 |  | SB | IC | NG | 1.1 | 0.003 | 30.143 | 108.5139 | 13.714 | 49.37 | Distributed from 923 Generation And Fuel | 1990 | 2025
3170 | 2022 | CA | Oroville Cogeneration LP | 54477 | GEN5 |  | SB | IC | NG | 1.1 | 0.003 | 30.143 | 108.5139 | 13.714 | 49.37 | Distributed from 923 Generation And Fuel | 1990 | 2025
3171 | 2022 | CA | Oroville Cogeneration LP | 54477 | GEN6 |  | SB | IC | NG | 1.1 | 0.003 | 30.143 | 108.5139 | 13.714 | 49.37 | Distributed from 923 Generation And Fuel | 1990 | 2025
3172 | 2022 | CA | Oroville Cogeneration LP | 54477 | GEN7 |  | SB | IC | NG | 1.1 | 0.003 | 30.143 | 108.5139 | 13.714 | 49.37 | Distributed from 923 Generation And Fuel | 1990 | 2025
3173 | 2022 | CA | Ortega Highway Energy Storage | 60567 | SES1 |  | OP | BA | MWH | 1 | 0 | -1.5 | -5.4 | -0.5 | -1.8 | Distributed from 923 Generation And Fuel | 2015
3174 | 2022 | CA | Ortega Highway Energy Storage | 60567 | SES2 |  | OA | BA | MWH | 1 | 0 | -1.5 | -5.4 | -0.5 | -1.8 | Distributed from 923 Generation And Fuel | 2015
3175 | 2022 | CA | Otay Mesa Generating Project | 55345 | 1-01 |  | OP | CT | NG | 198.9 | 0.464 | 808053 | 2908967.5283 | 314532 | 1132306.1416 | EIA-923 Generator File | 2009
3176 | 2022 | CA | Otay Mesa Generating Project | 55345 | 1-02 |  | OP | CT | NG | 198.9 | 0.469 | 816626 | 2939830.0814 | 299544 | 1078349.7732 | EIA-923 Generator File | 2009
3177 | 2022 | CA | Otay Mesa Generating Project | 55345 | 1-03 | 2 | OP | CA | NG | 290.7 | 0.379 | 964351 | 3471635.8269 | 366068 | 1317834.2573 | EIA-923 Generator File | 2009
3178 | 2022 | CA | Otoe Solar Power Generation Station 1 LLC | 58612 | 1 |  | OP | PV | SUN | 1.5 | 0.271 | 3562 | 12823.0974 | 1873 | 6742.7461 | Distributed from 923 Generation And Fuel | 2013
3179 | 2022 | CA | Owens Valley Solar Project 11 | 60953 | W5381 |  | OP | PV | SUN | 1 | 0.291 | 2548 | 9172.7266 | 1340 | 4823.9614 | Distributed from 923 Generation And Fuel | 2016
3180 | 2022 | CA | Oxbow (CA) | 426 | 1 |  | OP | HY | WAT | 6.1 | 0.01 | 546 | 1965.5843 | 275 | 989.9921 | Distributed from 923 Generation And Fuel | 1966
3181 | 2022 | CA | Oxnard | 50464 | GEN1 |  | OP | GT | NG | 19.2 | 0.846 | 142268.926 | 512164.0363 | 61279.86 | 220605.7312 | Distributed from 923 Generation And Fuel | 1982
3182 | 2022 | CA | Oxnard | 50464 | GEN2 |  | OP | GT | NG | 49.5 | 0.846 | 366787.074 | 1320422.903 | 157987.14 | 568749.154 | Distributed from 923 Generation And Fuel | 1989
3183 | 2022 | CA | Oxnard Paper Mill | 57585 | 1 |  | OP | GT | NG | 29 | 0.759 | 192712 | 693757.6499 | 82823 | 298160.4147 | Distributed from 923 Generation And Fuel | 1986
3184 | 2022 | CA | Oxnard Wastewater Treatment Plant | 50224 | 7610 |  | OP | IC | OBG | 0.5 | 0.478 | 2095.333 | 7543.1385 | 906 | 3261.5739 | Distributed from 923 Generation And Fuel | 1981
3185 | 2022 | CA | Oxnard Wastewater Treatment Plant | 50224 | 7710 |  | OP | IC | OBG | 0.5 | 0.478 | 2095.333 | 7543.1385 | 906 | 3261.5739 | Distributed from 923 Generation And Fuel | 1981
3186 | 2022 | CA | Oxnard Wastewater Treatment Plant | 50224 | 7810 |  | OP | IC | OBG | 0.5 | 0.478 | 2095.333 | 7543.1385 | 906 | 3261.5739 | Distributed from 923 Generation And Fuel | 1981
3187 | 2022 | CA | P Plant | 59456 | P-TG4 |  | OP | GT | NG | 4.6 | 0.425 | 17142.5 | 61712.5063 | 7091 | 25527.3958 | Distributed from 923 Generation And Fuel | 2007
3188 | 2022 | CA | P Plant | 59456 | P-TG5 |  | OP | GT | NG | 4.6 | 0.425 | 17142.5 | 61712.5063 | 7091 | 25527.3958 | Distributed from 923 Generation And Fuel | 2015
3189 | 2022 | CA | Pacific Cruise Ship Terminals Berth 93 | 57309 | 1 |  | OS | PV | SUN | 1 | 0 | 0 | 0 | 0 | 0 | Distributed from 923 Generation And Fuel | 2010
3190 | 2022 | CA | Pacific Ethanol Madera Solar Array | 61989 | PV |  | OP | PV | SUN | 4.3 | 0.045 | 1694 | 6098.3512 | 891 | 3207.5743 | Distributed from 923 Generation And Fuel | 2018
3191 | 2022 | CA | Pacific Union College BESS | 61795 | 12649 |  | OP | BA | MWH | 1 |  | GENYRONL: 2020
3192 | 2022 | CA | Pacific Wind LLC | 57757 | 1 |  | OP | WT | WND | 151.7 | 0.514 | 683633 | 2461059.1115 | 361892 | 1302800.7776 | Distributed from 923 Generation And Fuel | 2012
3193 | 2022 | CA | Pacific-Ultrapower Chinese Station | 50560 | GEN1 | 1 | OP | ST | WDS | 25 | 0.581 | 127292 | 458247.534 | 53433 | 192357.2611 | EIA-923 Generator File | 1986
3194 | 2022 | CA | Painted Hills Wind Park | 50533 | PHW |  | OP | WT | WND | 46.8 | 0.343 | 140427 | 505533.1557 | 71477 | 257315.1415 | Distributed from 923 Generation And Fuel | 2021
3195 | 2022 | CA | Pala Energy Storage Yard | 60566 | SES2 |  | OS | BA | MWH | 1 | 0 | 0 | 0 | 0 | 0 | Distributed from 923 Generation And Fuel | 2015
3196 | 2022 | CA | Palo Verde College | 57773 | 1 |  | OP | PV | SUN | 1.2 | 0.194 | 2037 | 7333.1413 | 1071 | 3855.5692 | Distributed from 923 Generation And Fuel | 2009
3197 | 2022 | CA | Palomar Energy | 55985 | CTG1 |  | OP | CT | NG | 165 | 0.437 | 631669 | 2273990.2081 | 334450 | 1204010.3679 | EIA-923 Generator File | 2005
3198 | 2022 | CA | Palomar Energy | 55985 | CTG2 |  | OP | CT | NG | 165 | 0.597 | 863420 | 3108287.1337 | 398632 | 1435063.7195 | EIA-923 Generator File | 2005
3199 | 2022 | CA | Palomar Energy | 55985 | STG | 2 | OP | CA | NG | 229 | 0.442 | 886441 | 3191162.0707 | 442415 | 1592681.2585 | EIA-923 Generator File | 2006
3200 | 2022 | CA | Panoche Energy Center | 56803 | 1 |  | OP | GT | NG | 108 | 0.193 | 182876 | 658348.3332 | 81550 | 293577.6514 | Distributed from 923 Generation And Fuel | 2009
3201 | 2022 | CA | Panoche Energy Center | 56803 | 2 |  | OP | GT | NG | 108 | 0.193 | 182876 | 658348.3332 | 81550 | 293577.6514 | Distributed from 923 Generation And Fuel | 2009
3202 | 2022 | CA | Panoche Energy Center | 56803 | 3 |  | OP | GT | NG | 108 | 0.193 | 182876 | 658348.3332 | 81550 | 293577.6514 | Distributed from 923 Generation And Fuel | 2009
3203 | 2022 | CA | Panoche Energy Center | 56803 | 4 |  | OP | GT | NG | 108 | 0.193 | 182876 | 658348.3332 | 81550 | 293577.6514 | Distributed from 923 Generation And Fuel | 2009
3204 | 2022 | CA | Panoche Valley Solar Farm | 57340 | 1 |  | OP | PV | SUN | 140 | 0.258 | 316731 | 1140222.4782 | 168905 | 608053.1356 | Distributed from 923 Generation And Fuel | 2018
3205 | 2022 | CA | Paramount Refinery | 58058 | 1 |  | OS | GT | NG | 6.7 |  | GENYRONL: 2002
3206 | 2022 | CA | Pardee | 376 | 1 |  | OP | HY | WAT | 7.5 | 0.375 | 24634.64 | 88683.9945 | 12400.424 | 44641.1693 | Distributed from 923 Generation And Fuel | 1930
3207 | 2022 | CA | Pardee | 376 | 2 |  | OP | HY | WAT | 7.5 | 0.375 | 24634.64 | 88683.9945 | 12400.424 | 44641.1693 | Distributed from 923 Generation And Fuel | 1930
3208 | 2022 | CA | Pardee | 376 | 3 |  | OP | HY | WAT | 8.6 | 0.375 | 28247.72 | 101690.9785 | 14219.153 | 51188.5413 | Distributed from 923 Generation And Fuel | 1983
3209 | 2022 | CA | Park Meridian #1 | 59539 | 1 |  | OP | PV | SUN | 1.5 | 0.214 | 2817 | 10141.1189 | 1481 | 5331.5573 | Distributed from 923 Generation And Fuel | 2015
3210 | 2022 | CA | Parker | 428 | 1 |  | OP | HY | WAT | 2.7 | 0.158 | 3732 | 13435.0925 | 1879 | 6764.3459 | Distributed from 923 Generation And Fuel | 1982
3211 | 2022 | CA | Parker Dam | 447 | 1 |  | OP | HY | WAT | 30 | 0.405 | 106365.25 | 382911.8367 | 51852 | 186665.7067 | Distributed from 923 Generation And Fuel | 1942
3212 | 2022 | CA | Parker Dam | 447 | 2 |  | OP | HY | WAT | 30 | 0.405 | 106365.25 | 382911.8367 | 51852 | 186665.7067 | Distributed from 923 Generation And Fuel | 1943
3213 | 2022 | CA | Parker Dam | 447 | 3 |  | OP | HY | WAT | 30 | 0.405 | 106365.25 | 382911.8367 | 51852 | 186665.7067 | Distributed from 923 Generation And Fuel | 1942
3214 | 2022 | CA | Parker Dam | 447 | 4 |  | OP | HY | WAT | 30 | 0.405 | 106365.25 | 382911.8367 | 51852 | 186665.7067 | Distributed from 923 Generation And Fuel | 1943
3215 | 2022 | CA | Parnassus Central Utility Plant | 58198 | GTG1 |  | OP | CT | NG | 4.8 | 0.642 | 27015 | 97253.222 | 11937 | 42972.8562 | EIA-923 Generator File | 1996
3216 | 2022 | CA | Parnassus Central Utility Plant | 58198 | GTG2 |  | OP | CT | NG | 4.8 | 0.866 | 36402 | 131046.1516 | 15398 | 55432.3565 | EIA-923 Generator File | 1996
3217 | 2022 | CA | Parnassus Central Utility Plant | 58198 | STG1 | 1 | OP | CA | NG | 3.8 | 0.193 | 6431 | 23151.4148 | 2317 | 8341.1333 | EIA-923 Generator File | 1996
3218 | 2022 | CA | Pastoria Energy Facility, LLC | 55656 | CT01 |  | OP | CT | NG | 168 | 0.441 | 648763 | 2335528.1158 | 331267 | 1192551.6596 | EIA-923 Generator File | 2005
3219 | 2022 | CA | Pastoria Energy Facility, LLC | 55656 | CT02 |  | OP | CT | NG | 168 | 0.433 | 636970 | 2293073.6554 | 319204 | 1149125.207 | EIA-923 Generator File | 2005
3220 | 2022 | CA | Pastoria Energy Facility, LLC | 55656 | CT04 |  | OP | CT | NG | 168 | 0.599 | 882171 | 3175790.1937 | 388914 | 1400079.1994 | EIA-923 Generator File | 2005
3221 | 2022 | CA | Pastoria Energy Facility, LLC | 55656 | ST03 | 2 | OP | CA | NG | 185 | 0.417 | 675065 | 2430214.5583 | 339240 | 1221254.23 | EIA-923 Generator File | 2005
3222 | 2022 | CA | Pastoria Energy Facility, LLC | 55656 | ST05 | 1 | OP | CA | NG | 90 | 0.572 | 451338 | 1624803.8016 | 200038 | 720131.039 | EIA-923 Generator File | 2005
3223 | 2022 | CA | PE Berkeley | 50849 | GEN1 |  | OP | CT | NG | 23 | 0.785 | 158070 | 569047.4476 | 68662 | 247181.2226 | EIA-923 Generator File | 1987
3224 | 2022 | CA | PE Berkeley | 50849 | GEN2 |  | OP | CA | NG | 5.5 | 0.314 | 15134 | 54481.9641 | 7095 | 25541.7957 | EIA-923 Generator File | 1987
3225 | 2022 | CA | Pebbly Beach Generating Station Hybrid | 6704 | 10 |  | OP | IC | DFO | 1.1 | 0.346 | 3338.851 | 12019.7674 | 1479.968 | 5327.8422 | Distributed from 923 Generation And Fuel | 1966
3226 | 2022 | CA | Pebbly Beach Generating Station Hybrid | 6704 | 12 |  | OP | IC | DFO | 1.6 | 0.346 | 4856.511 | 17483.2997 | 2152.681 | 7749.5896 | Distributed from 923 Generation And Fuel | 1976
3227 | 2022 | CA | Pebbly Beach Generating Station Hybrid | 6704 | 14 |  | OP | IC | DFO | 1.4 | 0.346 | 4249.447 | 15297.8868 | 1883.596 | 6780.8914 | Distributed from 923 Generation And Fuel | 1986
3228 | 2022 | CA | Pebbly Beach Generating Station Hybrid | 6704 | 15 |  | OP | IC | DFO | 2.8 | 0.346 | 8498.894 | 30595.7736 | 3767.191 | 13561.7791 | Distributed from 923 Generation And Fuel | 1995
3229 | 2022 | CA | Pebbly Beach Generating Station Hybrid | 6704 | 7 |  | OP | IC | DFO | 1 | 0.346 | 3035.319 | 10927.061 | 1345.426 | 4843.4949 | Distributed from 923 Generation And Fuel | 1958
3230 | 2022 | CA | Pebbly Beach Generating Station Hybrid | 6704 | 8 |  | OP | IC | DFO | 1.5 | 0.346 | 4552.979 | 16390.5933 | 2018.138 | 7265.2387 | Distributed from 923 Generation And Fuel | 1963
3231 | 2022 | CA | Pebbly Beach Generating Station Hybrid | 6704 | MT01 |  | OP | GT | PG | 0.1 | 0.071 | 62.087 | 223.5114 | 27.522 | 99.0784 | Distributed from 923 Generation And Fuel | 2011
3232 | 2022 | CA | Pebbly Beach Generating Station Hybrid | 6704 | MT02 |  | OP | GT | PG | 0.1 | 0.071 | 62.087 | 223.5114 | 27.522 | 99.0784 | Distributed from 923 Generation And Fuel | 2011
3233 | 2022 | CA | Pebbly Beach Generating Station Hybrid | 6704 | MT03 |  | OP | GT | PG | 0.1 | 0.071 | 62.087 | 223.5114 | 27.522 | 99.0784 | Distributed from 923 Generation And Fuel | 2011
3234 | 2022 | CA | Pebbly Beach Generating Station Hybrid | 6704 | MT04 |  | OP | GT | PG | 0.1 | 0.071 | 62.087 | 223.5114 | 27.522 | 99.0784 | Distributed from 923 Generation And Fuel | 2011
3235 | 2022 | CA | Pebbly Beach Generating Station Hybrid | 6704 | MT05 |  | OP | GT | PG | 0.1 | 0.071 | 62.087 | 223.5114 | 27.522 | 99.0784 | Distributed from 923 Generation And Fuel | 2011
3236 | 2022 | CA | Pebbly Beach Generating Station Hybrid | 6704 | MT06 |  | OS | GT | PG | 0.1 | 0.071 | 62.087 | 223.5114 | 27.522 | 99.0784 | Distributed from 923 Generation And Fuel | 2011
3237 | 2022 | CA | Pebbly Beach Generating Station Hybrid | 6704 | MT07 |  | OP | GT | PG | 0.1 | 0.071 | 62.087 | 223.5114 | 27.522 | 99.0784 | Distributed from 923 Generation And Fuel | 2011
3238 | 2022 | CA | Pebbly Beach Generating Station Hybrid | 6704 | MT08 |  | OP | GT | PG | 0.1 | 0.071 | 62.087 | 223.5114 | 27.522 | 99.0784 | Distributed from 923 Generation And Fuel | 2011
3239 | 2022 | CA | Pebbly Beach Generating Station Hybrid | 6704 | MT09 |  | OP | GT | PG | 0.1 | 0.071 | 62.087 | 223.5114 | 27.522 | 99.0784 | Distributed from 923 Generation And Fuel | 2011
3240 | 2022 | CA | Pebbly Beach Generating Station Hybrid | 6704 | MT10 |  | OP | GT | PG | 0.1 | 0.071 | 62.087 | 223.5114 | 27.522 | 99.0784 | Distributed from 923 Generation And Fuel | 2011
3241 | 2022 | CA | Pebbly Beach Generating Station Hybrid | 6704 | MT11 |  | OP | GT | PG | 0.1 | 0.071 | 62.087 | 223.5114 | 27.522 | 99.0784 | Distributed from 923 Generation And Fuel | 2011
3242 | 2022 | CA | Pebbly Beach Generating Station Hybrid | 6704 | MT14 |  | OP | GT | PG | 0.1 | 0.071 | 62.087 | 223.5114 | 27.522 | 99.0784 | Distributed from 923 Generation And Fuel | 2011
3243 | 2022 | CA | Pebbly Beach Generating Station Hybrid | 6704 | MT15 |  | OP | GT | PG | 0.1 | 0.071 | 62.087 | 223.5114 | 27.522 | 99.0784 | Distributed from 923 Generation And Fuel | 2011
3244 | 2022 | CA | Pebbly Beach Generating Station Hybrid | 6704 | MT16 |  | OS | GT | PG | 0.1 | 0.071 | 62.087 | 223.5114 | 27.522 | 99.0784 | Distributed from 923 Generation And Fuel | 2011
3245 | 2022 | CA | Pebbly Beach Generating Station Hybrid | 6704 | MT17 |  | OS | GT | PG | 0.1 | 0.071 | 62.087 | 223.5114 | 27.522 | 99.0784 | Distributed from 923 Generation And Fuel | 2011
3246 | 2022 | CA | Pebbly Beach Generating Station Hybrid | 6704 | MT18 |  | OP | GT | PG | 0.1 | 0.071 | 62.087 | 223.5114 | 27.522 | 99.0784 | Distributed from 923 Generation And Fuel | 2011
3247 | 2022 | CA | Pebbly Beach Generating Station Hybrid | 6704 | MT19 |  | OP | GT | PG | 0.1 | 0.071 | 62.087 | 223.5114 | 27.522 | 99.0784 | Distributed from 923 Generation And Fuel | 2011
3248 | 2022 | CA | Pebbly Beach Generating Station Hybrid | 6704 | MT20 |  | OP | GT | PG | 0.1 | 0.071 | 62.087 | 223.5114 | 27.522 | 99.0784 | Distributed from 923 Generation And Fuel | 2011
3249 | 2022 | CA | Pebbly Beach Generating Station Hybrid | 6704 | MT21 |  | OP | GT | PG | 0.1 | 0.071 | 62.087 | 223.5114 | 27.522 | 99.0784 | Distributed from 923 Generation And Fuel | 2011
3250 | 2022 | CA | Pebbly Beach Generating Station Hybrid | 6704 | MT22 |  | OS | GT | PG | 0.1 | 0.071 | 62.087 | 223.5114 | 27.522 | 99.0784 | Distributed from 923 Generation And Fuel | 2011
3251 | 2022 | CA | Pebbly Beach Generating Station Hybrid | 6704 | MT23 |  | OP | GT | PG | 0.1 | 0.071 | 62.087 | 223.5114 | 27.522 | 99.0784 | Distributed from 923 Generation And Fuel | 2011
3252 | 2022 | CA | Pebbly Beach Generating Station Hybrid | 6704 | MT24 |  | OP | GT | PG | 0.1 | 0.071 | 62.087 | 223.5114 | 27.522 | 99.0784 | Distributed from 923 Generation And Fuel | 2011
3253 | 2022 | CA | Pebbly Beach Generating Station Hybrid | 6704 | MT25 |  | OP | GT | PG | 0.1 | 0.071 | 62.087 | 223.5114 | 27.522 | 99.0784 | Distributed from 923 Generation And Fuel | 2011
3254 | 2022 | CA | Pebbly Beach Generating Station Hybrid | 6704 | NASB1 |  | OP | BA | MWH | 1 | 0 | 0 | 0 | 0 | 0 | Distributed from 923 Generation And Fuel | 2012
3255 | 2022 | CA | Perris | 481 | 1 |  | OP | HY | WAT | 7.9 | 0 | 0 | 0 | 0 | 0 | Distributed from 923 Generation And Fuel | 1983
3256 | 2022 | CA | PFMG Solar Grossmont Helix LLC | 62611 | HELIX |  | OP | PV | SUN | 1.2 | 0.212 | 2224 | 8006.3359 | 1169 | 4208.3663 | Distributed from 923 Generation And Fuel | 2018
3257 | 2022 | CA | Phelan Pinon Hills CSD Solar | 63376 | PPHS |  | OP | PV | SUN | 1.2 | 0.256 | 2693 | 9694.7224 | 1416 | 5097.5592 | Distributed from 923 Generation And Fuel | 2015
3258 | 2022 | CA | Phillips 66 Carbon Plant | 50388 | GEN1 | 2 | OP | ST | PC | 27.3 | 0.398 | 95078 | 342278.0618 | 41773 | 150381.5969 | Distributed from 923 Generation And Fuel | 1983 | 2023
3259 | 2022 | CA | Phillips 66 Rodeo Refinery | 50119 | GENA |  | OP | GT | OG | 18.3 | 0.768 | 123138.333 | 443294.4524 | 51461 | 185258.1179 | Distributed from 923 Generation And Fuel | 1987
3260 | 2022 | CA | Phillips 66 Rodeo Refinery | 50119 | GENB |  | OP | GT | OG | 18.3 | 0.768 | 123138.333 | 443294.4524 | 51461 | 185258.1179 | Distributed from 923 Generation And Fuel | 1987
3261 | 2022 | CA | Phillips 66 Rodeo Refinery | 50119 | GENC |  | OP | GT | OG | 18.3 | 0.768 | 123138.333 | 443294.4524 | 51461 | 185258.1179 | Distributed from 923 Generation And Fuel | 1987
3262 | 2022 | CA | Phoenix | 264 | 1 |  | OP | HY | WAT | 1.6 | 0.467 | 6550 | 23579.8114 | 3297 | 11869.105 | Distributed from 923 Generation And Fuel | 1940
3263 | 2022 | CA | Pierce College | 58248 | GEN1 |  | OP | PV | SUN | 1.9 | 0.186 | 3103 | 11170.7106 | 1632 | 5875.153 | Distributed from 923 Generation And Fuel | 2013
3264 | 2022 | CA | Pilot Knob | 388 | 1 |  | OP | HY | WAT | 16.5 | 0.098 | 14139 | 50899.9928 | 7117 | 25620.995 | Distributed from 923 Generation And Fuel | 1957
3265 | 2022 | CA | Pilot Knob | 388 | 2 |  | OP | HY | WAT | 16.5 | 0.098 | 14139 | 50899.9928 | 7117 | 25620.995 | Distributed from 923 Generation And Fuel | 1957
3266 | 2022 | CA | Pine Flat | 7907 | 1 |  | OP | HY | WAT | 55 | 0.076 | 36381.333 | 130971.751 | 36381.333 | 130971.751 | Distributed from 923 Generation And Fuel | 1984
3267 | 2022 | CA | Pine Flat | 7907 | 2 |  | OP | HY | WAT | 55 | 0.076 | 36381.333 | 130971.751 | 36381.333 | 130971.751 | Distributed from 923 Generation And Fuel | 1984
3268 | 2022 | CA | Pine Flat | 7907 | 3 |  | OP | HY | WAT | 55 | 0.076 | 36381.333 | 130971.751 | 36381.333 | 130971.751 | Distributed from 923 Generation And Fuel | 1984
3269 | 2022 | CA | Pine Tree Solar Project | 57306 | 1 |  | OP | PV | SUN | 8.5 | 0.171 | 12744 | 45878.033 | 6701 | 24123.407 | Distributed from 923 Generation And Fuel | 2013
3270 | 2022 | CA | Pine Tree Wind Power Project | 56433 | 1 |  | OP | WT | WND | 135 | 0.104 | 123185 | 443462.4523 | 65210 | 234754.122 | Distributed from 923 Generation And Fuel | 2009
3271 | 2022 | CA | Pinyon Pine I | 57834 | AW07 |  | OP | WT | WND | 168 | 0.201 | 295295 | 1063053.4956 | 156319 | 562743.898 | Distributed from 923 Generation And Fuel | 2012
3272 | 2022 | CA | Pinyon Pine II | 57837 | AW09 |  | OP | WT | WND | 132 | 0.189 | 218205 | 785531.7157 | 115510 | 415832.6733 | Distributed from 923 Generation And Fuel | 2012
3273 | 2022 | CA | Pio Pico Energy Center | 57555 | CTG1 |  | OP | GT | NG | 131.8 | 0.024 | 27644.667 | 99520.005 | 19546.667 | 70367.4383 | Distributed from 923 Generation And Fuel | 2016
3274 | 2022 | CA | Pio Pico Energy Center | 57555 | CTG2 |  | OP | GT | NG | 131.8 | 0.024 | 27644.667 | 99520.005 | 19546.667 | 70367.4383 | Distributed from 923 Generation And Fuel | 2016
3275 | 2022 | CA | Pio Pico Energy Center | 57555 | CTG3 |  | OP | GT | NG | 131.8 | 0.024 | 27644.667 | 99520.005 | 19546.667 | 70367.4383 | Distributed from 923 Generation And Fuel | 2016
3276 | 2022 | CA | Pit 1 | 265 | H1 |  | OP | HY | WAT | 34.6 | 0.179 | 54117 | 194819.6414 | 27241 | 98066.8155 | Distributed from 923 Generation And Fuel | 1922
3277 | 2022 | CA | Pit 1 | 265 | H2 |  | OP | HY | WAT | 34.6 | 0.179 | 54117 | 194819.6414 | 27241 | 98066.8155 | Distributed from 923 Generation And Fuel | 1922
3278 | 2022 | CA | Pit 3 | 266 | H1 |  | OP | HY | WAT | 26.7 | 0.16 | 37373.667 | 134544.1248 | 18812.667 | 67725.0594 | Distributed from 923 Generation And Fuel | 1925
3279 | 2022 | CA | Pit 3 | 266 | H2 |  | OP | HY | WAT | 26.7 | 0.16 | 37373.667 | 134544.1248 | 18812.667 | 67725.0594 | Distributed from 923 Generation And Fuel | 1925
3280 | 2022 | CA | Pit 3 | 266 | H3 |  | OP | HY | WAT | 26.7 | 0.16 | 37373.667 | 134544.1248 | 18812.667 | 67725.0594 | Distributed from 923 Generation And Fuel | 1925
3281 | 2022 | CA | Pit 4 | 267 | 1 |  | OP | HY | WAT | 51.7 | 0.301 | 136476 | 491309.6695 | 48766 | 175556.1956 | Distributed from 923 Generation And Fuel | 1955
3282 | 2022 | CA | Pit 4 | 267 | 2 |  | OP | HY | WAT | 51.7 | 0.301 | 136476 | 491309.6695 | 48766 | 175556.1956 | Distributed from 923 Generation And Fuel | 1955
3283 | 2022 | CA | Pit 5 | 268 | H1 |  | OP | HY | WAT | 38.2 | 0.38 | 127179.832 | 457843.7325 | 41324.792 | 148768.0611 | Distributed from 923 Generation And Fuel | 1944
3284 | 2022 | CA | Pit 5 | 268 | H2 |  | OP | HY | WAT | 38.2 | 0.38 | 127179.832 | 457843.7325 | 41324.792 | 148768.0611 | Distributed from 923 Generation And Fuel | 1944
3285 | 2022 | CA | Pit 5 | 268 | H3 |  | OP | HY | WAT | 33.2 | 0.38 | 110533.257 | 397916.5419 | 35915.788 | 129295.8024 | Distributed from 923 Generation And Fuel | 1944
3286 | 2022 | CA | Pit 5 | 268 | H4 |  | OP | HY | WAT | 32 | 0.38 | 106538.079 | 383534.0161 | 34617.627 | 124622.4602 | Distributed from 923 Generation And Fuel | 1944
3287 | 2022 | CA | Pit 6 | 269 | H1 |  | OP | HY | WAT | 39.6 | 0.246 | 85323.5 | 307162.1427 | 42949.5 | 154616.9631 | Distributed from 923 Generation And Fuel | 1965
3288 | 2022 | CA | Pit 6 | 269 | H2 |  | OP | HY | WAT | 39.6 | 0.246 | 85323.5 | 307162.1427 | 42949.5 | 154616.9631 | Distributed from 923 Generation And Fuel | 1965
3289 | 2022 | CA | Pit 7 | 270 | H1 |  | OP | HY | WAT | 57.6 | 0.216 | 108917.508 | 392099.892 | 23133.377 | 83279.491 | Distributed from 923 Generation And Fuel | 1965
3290 | 2022 | CA | Pit 7 | 270 | H2 |  | OP | HY | WAT | 52.2 | 0.216 | 98706.492 | 355340.5285 | 20964.623 | 75472.039 | Distributed from 923 Generation And Fuel | 1965
3291 | 2022 | CA | Pixar - Emeryville | 59803 | PXR00 |  | OP | FC | NG | 1.1 | 0.711 | 6848 | 24652.6028 | 3105 | 11177.9106 | Distributed from 923 Generation And Fuel | 2014
3292 | 2022 | CA | Plant No 1 Orange County | 50696 | GEN1 |  | OP | IC | OBG | 2.5 | 0.607 | 13287 | 47832.8173 | 5559.667 | 20014.6411 | Distributed from 923 Generation And Fuel | 1993
3293 | 2022 | CA | Plant No 1 Orange County | 50696 | GEN2 |  | OP | IC | OBG | 2.5 | 0.607 | 13287 | 47832.8173 | 5559.667 | 20014.6411 | Distributed from 923 Generation And Fuel | 1993
3294 | 2022 | CA | Plant No 1 Orange County | 50696 | GEN3 |  | OP | IC | OBG | 2.5 | 0.607 | 13287 | 47832.8173 | 5559.667 | 20014.6411 | Distributed from 923 Generation And Fuel | 1993
3295 | 2022 | CA | Plant No 2 Orange County | 52099 | GEN1 |  | OP | IC | OBG | 3 | 0.359 | 9436.6 | 33971.4882 | 3978.4 | 14322.1254 | Distributed from 923 Generation And Fuel | 1993
3296 | 2022 | CA | Plant No 2 Orange County | 52099 | GEN2 |  | OP | IC | OBG | 3 | 0.359 | 9436.6 | 33971.4882 | 3978.4 | 14322.1254 | Distributed from 923 Generation And Fuel | 1993
3297 | 2022 | CA | Plant No 2 Orange County | 52099 | GEN3 |  | OP | IC | OBG | 3 | 0.359 | 9436.6 | 33971.4882 | 3978.4 | 14322.1254 | Distributed from 923 Generation And Fuel | 1993
3298 | 2022 | CA | Plant No 2 Orange County | 52099 | GEN4 |  | OP | IC | OBG | 3 | 0.359 | 9436.6 | 33971.4882 | 3978.4 | 14322.1254 | Distributed from 923 Generation And Fuel | 1993
3299 | 2022 | CA | Plant No 2 Orange County | 52099 | GEN5 |  | OP | IC | OBG | 3 | 0.359 | 9436.6 | 33971.4882 | 3978.4 | 14322.1254 | Distributed from 923 Generation And Fuel | 1993
3300 | 2022 | CA | Plant No 2 Orange County | 52099 | GEN6 |  | OP | ST | OTH | 1 | 0.032 | 282 | 1015.1919 | 122.538 | 441.1333 | EIA-923 Generator File | 1993
3301 | 2022 | CA | Pleasant Valley Hydro | 402 | 1 |  | OP | HY | WAT | 3.2 | 0.062 | 1742 | 6271.1498 | 877 | 3157.1747 | Distributed from 923 Generation And Fuel | 1958
3302 | 2022 | CA | Pleasanton - Amador Valley High School | 63630 | AVHS |  | OP | PV | SUN | 1.1 | 0.16 | 1544 | 5558.3555 | 812 | 2923.1766 | Distributed from 923 Generation And Fuel | 2019
3303 | 2022 | CA | Poe | 272 | 1 |  | OP | HY | WAT | 71.4 | 0.264 | 165304 | 595089.6393 | 64570.5 | 232451.9404 | Distributed from 923 Generation And Fuel | 1958
3304 | 2022 | CA | Poe | 272 | 2 |  | OP | HY | WAT | 71.4 | 0.264 | 165304 | 595089.6393 | 64570.5 | 232451.9404 | Distributed from 923 Generation And Fuel | 1958
3305 | 2022 | CA | Point Wind | 63482 | PW1 |  | OP | WT | WND | 64.5 | 0.365 | 206091 | 741921.6646 | 100440 | 361581.1074 | Distributed from 923 Generation And Fuel | 2021
3306 | 2022 | CA | POM Beverage Solar | 65707 | PBS |  | OP | PV | SUN | 1.8 | 0.047 | 740 | 2663.9787 | 389 | 1400.3888 | Distributed from 923 Generation And Fuel | 2021
3307 | 2022 | CA | POM Juice Solar | 65706 | PJS |  | OP | PV | SUN | 1.5 | 0.011 | 150 | 539.9957 | 79 | 284.3977 | Distributed from 923 Generation And Fuel | 2021
3308 | 2022 | CA | POM Plant 1 | 66188 | POMP1 |  | OP | PV | SUN | 2.4 | 0 | 0 | 0 | 0 | 0 | Distributed from 923 Generation And Fuel | 2021
3309 | 2022 | CA | POM Plant 2 | 66189 | POMP2 |  | OP | PV | SUN | 1.6 | 0 | 0 | 0 | 0 | 0 | Distributed from 923 Generation And Fuel | 2021
3310 | 2022 | CA | Ponderosa Bailey Creek | 10709 | GEN1 |  | OP | HY | WAT | 1.1 | 0.039 | 373 | 1342.7893 | 188 | 676.7946 | Distributed from 923 Generation And Fuel | 1990
3311 | 2022 | CA | Poole | 353 | 1 |  | OP | HY | WAT | 11.3 | 0.148 | 14633 | 52678.3786 | 7366 | 26517.3879 | Distributed from 923 Generation And Fuel | 1924
3312 | 2022 | CA | Port of LA Solar FiT Project | 61319 | W4885 |  | OP | PV | SUN | 1.1 | 0.187 | 1802 | 6487.1481 | 948 | 3412.7727 | Distributed from 923 Generation And Fuel | 2015
3313 | 2022 | CA | Portal | 354 | 1 |  | OP | HY | WAT | 10.8 | 0.205 | 19379 | 69763.8419 | 9755 | 35117.7191 | Distributed from 923 Generation And Fuel | 1956
3314 | 2022 | CA | Portal Ridge Solar B, LLC | 60310 | GEN01 |  | OP | PV | SUN | 20 | 0.233 | 40757 | 146724.0262 | 21432 | 77154.5828 | Distributed from 923 Generation And Fuel | 2017
3315 | 2022 | CA | Portal Ridge Solar C, LLC | 60311 | GEN01 |  | OP | PV | SUN | 11.4 | 0.241 | 24063 | 86626.107 | 12653 | 45550.4356 | Distributed from 923 Generation And Fuel | 2017
3316 | 2022 | CA | Porterville 6 and 7 | 59219 | PV1 |  | OP | PV | SUN | 1.5 | 0.203 | 2668 | 9604.7232 | 1403 | 5050.7596 | Distributed from 923 Generation And Fuel | 2014
3317 | 2022 | CA | Porterville 6 and 7 | 59219 | PV2 |  | OP | PV | SUN | 1.5 | 0.203 | 2668 | 9604.7232 | 1403 | 5050.7596 | Distributed from 923 Generation And Fuel | 2014
3318 | 2022 | CA | Porterville Solar | 58309 | 1 |  | OP | PV | SUN | 1 | 0.203 | 1775.429 | 6391.4933 | 933.714 | 3361.3435 | Distributed from 923 Generation And Fuel | 2014
3319 | 2022 | CA | Porterville Solar | 58309 | 2 |  | OP | PV | SUN | 1 | 0.203 | 1775.429 | 6391.4933 | 933.714 | 3361.3435 | Distributed from 923 Generation And Fuel | 2014
3320 | 2022 | CA | Porterville Solar | 58309 | 5 |  | OP | PV | SUN | 1.5 | 0.203 | 2663.143 | 9587.2381 | 1400.571 | 5042.0153 | Distributed from 923 Generation And Fuel | 2014
3321 | 2022 | CA | Potrero Hills Energy Producers | 59952 | 1 |  | OP | IC | LFG | 1.6 | 0.891 | 12487.4 | 44954.2804 | 5190.6 | 18686.0105 | Distributed from 923 Generation And Fuel | 2016
3322 | 2022 | CA | Potrero Hills Energy Producers | 59952 | 2 |  | OP | IC | LFG | 1.6 | 0.891 | 12487.4 | 44954.2804 | 5190.6 | 18686.0105 | Distributed from 923 Generation And Fuel | 2016
3323 | 2022 | CA | Potrero Hills Energy Producers | 59952 | 3 |  | OP | IC | LFG | 1.6 | 0.891 | 12487.4 | 44954.2804 | 5190.6 | 18686.0105 | Distributed from 923 Generation And Fuel | 2016
3324 | 2022 | CA | Potrero Hills Energy Producers | 59952 | 4 |  | OP | IC | LFG | 1.6 | 0.891 | 12487.4 | 44954.2804 | 5190.6 | 18686.0105 | Distributed from 923 Generation And Fuel | 2016
3325 | 2022 | CA | Potrero Hills Energy Producers | 59952 | 5 |  | OP | IC | LFG | 1.6 | 0.891 | 12487.4 | 44954.2804 | 5190.6 | 18686.0105 | Distributed from 923 Generation And Fuel | 2016
3326 | 2022 | CA | Potter Valley | 274 | 1 |  | OS | HY | WAT | 4.4 | 0 | 0 | 0 | 0 | 0 | Distributed from 923 Generation And Fuel | 1939
3327 | 2022 | CA | Potter Valley | 274 | 2 |  | OS | HY | WAT | 2 | 0 | 0 | 0 | 0 | 0 | Distributed from 923 Generation And Fuel | 1910
3328 | 2022 | CA | Potter Valley | 274 | 3 |  | OS | HY | WAT | 3 | 0 | 0 | 0 | 0 | 0 | Distributed from 923 Generation And Fuel | 1917
3329 | 2022 | CA | Power Generation Station (PGS) 2 | 57696 | 1 |  | OP | GT | OBG | 4.6 | 0.528 | 21282 | 76614.5871 | 8846 | 31845.3452 | Distributed from 923 Generation And Fuel | 2011
3330 | 2022 | CA | Powhatan Solar Power Generation Station 1 LLC | 58611 | 1 |  | OP | PV | SUN | 1.5 | 0.321 | 4219 | 15188.2785 | 2219 | 7988.3361 | Distributed from 923 Generation And Fuel | 2013
3331 | 2022 | CA | PPA Grand | 60760 | PE101 |  | OP | BA | MWH | 2 | -0.012 | -218 | -784.7937 | -93 | -334.7973 | Distributed from 923 Generation And Fuel | 2016
3332 | 2022 | CA | Prairie | 64846 | PR000 |  | OP | PV | SUN | 1.8 | 0.207 | 3263 | 11746.706 | 1716 | 6177.5506 | Distributed from 923 Generation And Fuel | 2021
3333 | 2022 | CA | PRC-Desoto Intl/PPG Aerospace | 58085 | CATR1 |  | SB | IC | DFO | 0.5 |  | GENYRONL: 1999
3334 | 2022 | CA | PRC-Desoto Intl/PPG Aerospace | 58085 | CATR2 |  | SB | IC | DFO | 1 |  | GENYRONL: 2000
3335 | 2022 | CA | Preferred Freezer San Leandro | 62578 | SLPV1 |  | OP | PV | SUN | 2 | 0.192 | 3360 | 12095.9032 | 1767 | 6361.1491 | Distributed from 923 Generation And Fuel | 2017
3336 | 2022 | CA | Prima Plant | 55601 | UNT1 |  | RE | IC | LFG | 3 | 0.639 | 16806 | 60501.116 | 9294.5 | 33459.9323 | Distributed from 923 Generation And Fuel | 1999 | 2022
3337 | 2022 | CA | Prima Plant | 55601 | UNT2 |  | RE | IC | LFG | 3 | 0.639 | 16806 | 60501.116 | 9294.5 | 33459.9323 | Distributed from 923 Generation And Fuel | 1999 | 2022
3338 | 2022 | CA | Prologis L.P | 64600 | PLDPL |  | OP | PV | SUN | 3 | 0 | 0 | 0 | 0 | 0 | Distributed from 923 Generation And Fuel | 2018
3339 | 2022 | CA | PSREC/SIAD Solar | 63493 | SIAD |  | OP | PV | SUN | 2.5 | 0.276 | 6054 | 21794.2256 | 3183 | 11458.7083 | Distributed from 923 Generation And Fuel | 2018
3340 | 2022 | CA | Puente Hills Energy Recovery | 10472 | GEN1 | 2 | OP | ST | LFG | 50 | 0.39 | 171035 | 615721.0742 | 74696 | 268903.4488 | EIA-923 Generator File | 1986
3341 | 2022 | CA | Pumpjack Solar I | 59322 | GEN1 |  | OP | PV | SUN | 20 | 0.283 | 49620 | 178630.571 | 26092 | 93930.4486 | Distributed from 923 Generation And Fuel | 2015
3342 | 2022 | CA | Putah Creek Solar Farm | 59550 | PCSF |  | OP | PV | SUN | 2 | 0.298 | 5225 | 18809.8495 | 2748 | 9892.7209 | Distributed from 923 Generation And Fuel | 2014
3343 | 2022 | CA | Putah Creek Solar Farm North | 66088 | PCEF |  | OP | PV | SUN | 3 | 0.199 | 5224 | 18806.2496 | 0 | 0 | Distributed from 923 Generation And Fuel | 2022
3344 | 2022 | CA | PVN Milliken, LLC | 60790 | PV |  | OP | PV | SUN | 3 | 0.202 | 5307 | 19105.0472 | 2791 | 10047.5196 | Distributed from 923 Generation And Fuel | 2017 | 2047
3345 | 2022 | CA | Q Plant | 59457 | Q-TG1 |  | OP | GT | NG | 4.6 | 0.88 | 35452 | 127626.179 | 14569 | 52447.9804 | Distributed from 923 Generation And Fuel | 2013
3346 | 2022 | CA | Quinto Solar PV Project | 59339 | SSC13 |  | OP | PV | SUN | 108 | 0.298 | 281916 | 1014889.4809 | 148243 | 533670.5306 | Distributed from 923 Generation And Fuel | 2015
3347 | 2022 | CA | R C Kirkwood | 382 | 1 |  | OP | HY | WAT | 39.5 | 0.39 | 134922.424 | 485716.8407 | 67207.113 | 241943.6713 | Distributed from 923 Generation And Fuel | 1967
3348 | 2022 | CA | R C Kirkwood | 382 | 2 |  | OP | HY | WAT | 39.5 | 0.39 | 134922.424 | 485716.8407 | 67207.113 | 241943.6713 | Distributed from 923 Generation And Fuel | 1967
3349 | 2022 | CA | R C Kirkwood | 382 | 3 |  | OP | HY | WAT | 36.5 | 0.39 | 124675.152 | 448826.9566 | 62102.775 | 223568.2015 | Distributed from 923 Generation And Fuel | 1987
3350 | 2022 | CA | R E Badger Filtration Plant | 50147 | 1 |  | OS | HY | WAT | 1.4 | 0 | 0 | 0 | 0 | 0 | Distributed from 923 Generation And Fuel | 1987
3351 | 2022 | CA | Rabbitbrush Solar, LLC | 64630 | GEN01 |  | OP | PV | SUN | 100 | 0.057 | 50232 | 180833.7533 | 0 | 0 | Distributed from 923 Generation And Fuel | 2022
3352 | 2022 | CA | Rabbitbrush Solar, LLC | 64630 | RBBAT |  | OP | BA | MWH | 20 | -0.002 | -269 | -968.3923 | 0 | 0 | Distributed from 923 Generation And Fuel | 2022
3353 | 2022 | CA | Radiance Solar 4 | 58354 | 1 |  | OP | PV | SUN | 1.5 | 0.253 | 3323 | 11962.7043 | 1747 | 6289.1497 | Distributed from 923 Generation And Fuel | 2013
3354 | 2022 | CA | Radiance Solar 5 | 58355 | 1 |  | OP | PV | SUN | 1.5 | 0.251 | 3300 | 11879.905 | 1735 | 6245.95 | Distributed from 923 Generation And Fuel | 2013
3355 | 2022 | CA | Ralston | 427 | 1 |  | OP | HY | WAT | 79.2 | 0.011 | 7436 | 26769.3858 | 3743 | 13474.6922 | Distributed from 923 Generation And Fuel | 1966
3356 | 2022 | CA | Ramona 1 | 58909 | RAM1 |  | OP | PV | SUN | 2 | 0.257 | 4501 | 16203.4704 | 2367 | 8521.1318 | Distributed from 923 Generation And Fuel | 2013
3357 | 2022 | CA | Ramona 2 | 58911 | RAM2 |  | OP | PV | SUN | 5 | 0.258 | 11297 | 40668.8746 | 5940 | 21383.8289 | Distributed from 923 Generation And Fuel | 2013
3358 | 2022 | CA | Ramona Solar Energy | 60995 | 1 |  | OP | PV | SUN | 4.3 | 0.001 | 20.79 | 74.8434 | 10.931 | 39.3513 | Data from EIA-923 Generator File overwritten with distributed data from EIA-923 Generation and Fuel | 2017
3359 | 2022 | CA | Rancho Cordova Medical Offices | 65384 | 7101 |  | OP | PV | SUN | 1.1 | 0.237 | 2279 | 8204.3344 | 1198 | 4312.7655 | Distributed from 923 Generation And Fuel | 2021
3360 | 2022 | CA | Rancho Cucamonga Dist #1 | 59540 | 2 |  | OP | PV | SUN | 1.8 | 0.217 | 3419 | 12308.3015 | 1798 | 6472.7482 | Distributed from 923 Generation And Fuel | 2015
3361 | 2022 | CA | Rancho Penasquitos | 56615 | G100 |  | RE | HY | WAT | 4.6 | 0.4 | 16135 | 58085.5353 | 9297 | 33468.9322 | Distributed from 923 Generation And Fuel | 2007 | 2022
3362 | 2022 | CA | Rancho Seco Solar II, LLC | 63387 | RSS2 |  | OP | PV | SUN | 160 | 0.155 | 216715 | 780167.7587 | 129322 | 465555.4756 | Distributed from 923 Generation And Fuel | 2021
3363 | 2022 | CA | Rancho Seco Solar, LLC | 60226 | GEN01 |  | OP | PV | SUN | 10.8 | 0.187 | 17667 | 63600.6912 | 9290 | 33443.7325 | Distributed from 923 Generation And Fuel | 2016
3364 | 2022 | CA | Ratkovich Alhambra | 62458 | RAT00 |  | OP | FC | NG | 1 | 0.519 | 4548 | 16372.669 | 2062 | 7423.1406 | Distributed from 923 Generation And Fuel | 2018
3365 | 2022 | CA | RCWD PV Project | 60426 | RCWD |  | OP | PV | SUN | 4.1 | 0.267 | 9584 | 34502.124 | 5040 | 18143.8548 | Distributed from 923 Generation And Fuel | 2016
3366 | 2022 | CA | RE Adams East, LLC | 58984 | 1 |  | OP | PV | SUN | 19 | 0.248 | 41265 | 148552.8116 | 21699 | 78115.7751 | Distributed from 923 Generation And Fuel | 2014
3367 | 2022 | CA | RE Astoria | 59976 | ASTR1 |  | OP | PV | SUN | 100 | 0.332 | 290547 | 1045960.8323 | 155334 | 559197.9264 | Distributed from 923 Generation And Fuel | 2016
3368 | 2022 | CA | RE Astoria 2 | 59977 | ASTR2 |  | OP | PV | SUN | 75 | 0.353 | 232231 | 836024.9118 | 120536 | 433926.1286 | Distributed from 923 Generation And Fuel | 2016
3369 | 2022 | CA | RE Barren Ridge 1 | 60389 | REBR1 |  | OP | PV | SUN | 60 | 0.322 | 169346 | 609640.7229 | 89049 | 320573.8354 | Distributed from 923 Generation And Fuel | 2016
3370 | 2022 | CA | RE Bruceville 1 LLC | 57783 | BRU1 |  | OP | PV | SUN | 5 | 0.254 | 11111 | 39999.28 | 5843 | 21034.6317 | Distributed from 923 Generation And Fuel | 2012
3371 | 2022 | CA | RE Bruceville 2 LLC | 57784 | BRU2 |  | OP | PV | SUN | 5 | 0.25 | 10941 | 39387.2849 | 5753 | 20710.6343 | Distributed from 923 Generation And Fuel | 2012
3372 | 2022 | CA | RE Bruceville 3 LLC | 57785 | BRU3 |  | OP | PV | SUN | 5 | 0.262 | 11464 | 41270.0698 | 6028 | 21700.6264 | Distributed from 923 Generation And Fuel | 2012
3373 | 2022 | CA | RE Camelot LLC | 58983 | 1 |  | OP | PV | SUN | 45 | 0.306 | 120516 | 433854.1292 | 63372 | 228137.3749 | Distributed from 923 Generation And Fuel | 2014
3374 | 2022 | CA | RE Columbia 3 LLC | 58502 | COL3 |  | OP | PV | SUN | 10 | 0.237 | 20803 | 74890.2009 | 10939 | 39380.085 | Distributed from 923 Generation And Fuel | 2014
3375 | 2022 | CA | RE Columbia Two, LLC | 58990 | 1 |  | OP | PV | SUN | 15 | 0.297 | 39009 | 140431.2765 | 20513 | 73846.2092 | Distributed from 923 Generation And Fuel | 2014
3376 | 2022 | CA | RE Dillard 1 LLC | 57777 | DL1 |  | OP | PV | SUN | 3 | 0.251 | 6585 | 23705.8104 | 3463 | 12466.7003 | Distributed from 923 Generation And Fuel | 2012
3377 | 2022 | CA | RE Dillard 2 LLC | 57779 | DIL2 |  | OP | PV | SUN | 3 | 0.256 | 6726 | 24213.4063 | 3537 | 12733.0981 | Distributed from 923 Generation And Fuel | 2012
3378 | 2022 | CA | RE Dillard 3 LLC | 57781 | DIL3 |  | OP | PV | SUN | 3 | 0.255 | 6714 | 24170.2066 | 3530 | 12707.8983 | Distributed from 923 Generation And Fuel | 2012
3379 | 2022 | CA | RE Dillard 4 LLC | 57806 | DIL4 |  | OP | PV | SUN | 0.4 |  | GENYRONL: 2012
3380 | 2022 | CA | RE Garland | 60233 | BESS1 |  | OP | BA | MWH | 45 | -0.018 | -7157.045 | -25765.1559 | -3061.023 | -11019.5946 | Distributed from 923 Generation And Fuel | 2021
3381 | 2022 | CA | RE Garland | 60233 | BESS2 |  | OP | BA | MWH | 43 | -0.018 | -6838.955 | -24620.041 | -2924.977 | -10529.833 | Distributed from 923 Generation And Fuel | 2021
3382 | 2022 | CA | RE Garland | 60233 | PV2 |  | OP | PV | SUN | 185.1 | 0.276 | 446900 | 1608827.1294 | 234998 | 845986.0321 | Distributed from 923 Generation And Fuel | 2016
3383 | 2022 | CA | RE Garland A | 60386 | PV1 |  | OP | PV | SUN | 20.2 | 0.273 | 48290 | 173842.6093 | 25393 | 91414.0687 | Distributed from 923 Generation And Fuel | 2016
3384 | 2022 | CA | RE Kammerer 1 LLC | 57778 | KAM1 |  | OP | PV | SUN | 5 | 0.258 | 11319 | 40748.074 | 5952 | 21427.0286 | Distributed from 923 Generation And Fuel | 2012
3385 | 2022 | CA | RE Kammerer 2 LLC | 57780 | KAM2 |  | OP | PV | SUN | 5 | 0.26 | 11377 | 40956.8723 | 5982 | 21535.0277 | Distributed from 923 Generation And Fuel | 2012
3386 | 2022 | CA | RE Kammerer 3 LLC | 57782 | KAM3 |  | OP | PV | SUN | 5 | 0.258 | 11312 | 40722.8742 | 5948 | 21412.6287 | Distributed from 923 Generation And Fuel | 2012
3387 | 2022 | CA | RE Kansas Solar, LLC | 58985 | 1 |  | OP | PV | SUN | 20 | 0.247 | 43245 | 155680.7546 | 22740 | 81863.3451 | Distributed from 923 Generation And Fuel | 2014
3388 | 2022 | CA | RE Kansas South LLC | 58148 | KS |  | OP | PV | SUN | 20 | 0.304 | 53247 | 191687.6665 | 27999 | 100795.5936 | Distributed from 923 Generation And Fuel | 2013
3389 | 2022 | CA | RE Kent South, LLC | 58991 | 1 |  | OP | PV | SUN | 20 | 0.281 | 49267 | 177359.7811 | 25907 | 93264.4539 | Distributed from 923 Generation And Fuel | 2014
3390 | 2022 | CA | RE McKenzie 1 LLC | 57816 | MCK1 |  | OP | PV | SUN | 5 | 0.274 | 11995 | 43181.6545 | 6307 | 22705.0184 | Distributed from 923 Generation And Fuel | 2012
3391 | 2022 | CA | RE McKenzie 2 LLC | 57817 | MCK2 |  | OP | PV | SUN | 5 | 0.269 | 11769 | 42368.0611 | 6189 | 22280.2218 | Distributed from 923 Generation And Fuel | 2012
3392 | 2022 | CA | RE McKenzie 3 LLC | 57818 | MCK3 |  | OP | PV | SUN | 5 | 0.27 | 11835 | 42605.6592 | 6223 | 22402.6208 | Distributed from 923 Generation And Fuel | 2012
3393 | 2022 | CA | RE McKenzie 4 LLC | 57819 | MCK4 |  | OP | PV | SUN | 5 | 0.27 | 11806 | 42501.26 | 6208 | 22348.6212 | Distributed from 923 Generation And Fuel | 2012
3394 | 2022 | CA | RE McKenzie 5 LLC | 57820 | MCK5 |  | OP | PV | SUN | 5 | 0.272 | 11930 | 42947.6564 | 6273 | 22582.6193 | Distributed from 923 Generation And Fuel | 2012
3395 | 2022 | CA | RE McKenzie 6 LLC | 57821 | MCK6 |  | OP | PV | SUN | 5 | 0.273 | 11959 | 43052.0556 | 6289 | 22640.2189 | Distributed from 923 Generation And Fuel | 2012
3396 | 2022 | CA | RE Mustang LLC | 59150 | BESS1 |  | OP | BA | MWH | 75 | -0.024 | -15717 | -56580.7474 | -6722 | -24199.0064 | Distributed from 923 Generation And Fuel | 2021
3397 | 2022 | CA | RE Mustang LLC | 59150 | PV1 |  | OP | PV | SUN | 100 | 0.249 | 218523 | 786676.5066 | 114908 | 413665.4907 | Distributed from 923 Generation And Fuel | 2016
3398 | 2022 | CA | RE Old River One, LLC | 58986 | 1 |  | OP | PV | SUN | 20 | 0.265 | 46358 | 166887.4649 | 24377 | 87756.4979 | Distributed from 923 Generation And Fuel | 2014
3399 | 2022 | CA | RE Rio Grande Solar LLC | 58500 | RIO |  | OP | PV | SUN | 5 | 0.217 | 9515 | 34253.726 | 5003 | 18010.6559 | Distributed from 923 Generation And Fuel | 2013
3400 | 2022 | CA | RE Rosamond One LLC | 58498 | RONE |  | OP | PV | SUN | 20 | 0.323 | 56673 | 204021.1678 | 29801 | 107282.7417 | Distributed from 923 Generation And Fuel | 2014
3401 | 2022 | CA | RE Rosamond Two LLC | 58499 | RTWO |  | OP | PV | SUN | 20 | 0.229 | 40035 | 144124.847 | 21052 | 75786.5937 | Distributed from 923 Generation And Fuel | 2014
3402 | 2022 | CA | RE Tranquillity | 59939 | BESS1 |  | OP | BA | MWH | 37 | -0.016 | -5228.819 | -18823.5978 | -2236.444 | -8051.134 | Distributed from 923 Generation And Fuel | 2021
3403 | 2022 | CA | RE Tranquillity | 59939 | BESS2 |  | OP | BA | MWH | 35 | -0.016 | -4946.181 | -17806.1092 | -2115.556 | -7615.9407 | Distributed from 923 Generation And Fuel | 2022
3404 | 2022 | CA | RE Tranquillity | 59939 | TQ |  | OP | PV | SUN | 205.3 | 0.242 | 435092 | 1566318.6695 | 228789 | 823633.8109 | Distributed from 923 Generation And Fuel | 2016
3405 | 2022 | CA | RE Victor Phelan Solar One LLC | 58202 | VPS1 |  | OP | PV | SUN | 20 | 0.24 | 42114 | 151609.1871 | 22145 | 79721.3622 | Distributed from 923 Generation And Fuel | 2013
3406 | 2022 | CA | Red Bluff | 56184 | IC1 |  | OP | IC | NG | 2.9 | 0.036 | 924.313 | 3327.5002 | 419.063 | 1508.6147 | Distributed from 923 Generation And Fuel | 2001
3407 | 2022 | CA | Red Bluff | 56184 | IC10 |  | OP | IC | NG | 2.9 | 0.036 | 924.313 | 3327.5002 | 419.063 | 1508.6147 | Distributed from 923 Generation And Fuel | 2001
3408 | 2022 | CA | Red Bluff | 56184 | IC11 |  | OP | IC | NG | 2.9 | 0.036 | 924.313 | 3327.5002 | 419.063 | 1508.6147 | Distributed from 923 Generation And Fuel | 2001
3409 | 2022 | CA | Red Bluff | 56184 | IC12 |  | OP | IC | NG | 2.9 | 0.036 | 924.313 | 3327.5002 | 419.063 | 1508.6147 | Distributed from 923 Generation And Fuel | 2001
3410 | 2022 | CA | Red Bluff | 56184 | IC13 |  | OP | IC | NG | 2.9 | 0.036 | 924.313 | 3327.5002 | 419.063 | 1508.6147 | Distributed from 923 Generation And Fuel | 2001
3411 | 2022 | CA | Red Bluff | 56184 | IC14 |  | OP | IC | NG | 2.9 | 0.036 | 924.313 | 3327.5002 | 419.063 | 1508.6147 | Distributed from 923 Generation And Fuel | 2001
3412 | 2022 | CA | Red Bluff | 56184 | IC15 |  | OP | IC | NG | 2.9 | 0.036 | 924.313 | 3327.5002 | 419.063 | 1508.6147 | Distributed from 923 Generation And Fuel | 2001
3413 | 2022 | CA | Red Bluff | 56184 | IC16 |  | OP | IC | NG | 2.9 | 0.036 | 924.313 | 3327.5002 | 419.063 | 1508.6147 | Distributed from 923 Generation And Fuel | 2001
3414 | 2022 | CA | Red Bluff | 56184 | IC2 |  | OP | IC | NG | 2.9 | 0.036 | 924.313 | 3327.5002 | 419.063 | 1508.6147 | Distributed from 923 Generation And Fuel | 2001
3415 | 2022 | CA | Red Bluff | 56184 | IC3 |  | OP | IC | NG | 2.9 | 0.036 | 924.313 | 3327.5002 | 419.063 | 1508.6147 | Distributed from 923 Generation And Fuel | 2001
3416 | 2022 | CA | Red Bluff | 56184 | IC4 |  | OP | IC | NG | 2.9 | 0.036 | 924.313 | 3327.5002 | 419.063 | 1508.6147 | Distributed from 923 Generation And Fuel | 2001
3417 | 2022 | CA | Red Bluff | 56184 | IC5 |  | OP | IC | NG | 2.9 | 0.036 | 924.313 | 3327.5002 | 419.063 | 1508.6147 | Distributed from 923 Generation And Fuel | 2001
3418 | 2022 | CA | Red Bluff | 56184 | IC6 |  | OP | IC | NG | 2.9 | 0.036 | 924.313 | 3327.5002 | 419.063 | 1508.6147 | Distributed from 923 Generation And Fuel | 2001
3419 | 2022 | CA | Red Bluff | 56184 | IC7 |  | OP | IC | NG | 2.9 | 0.036 | 924.313 | 3327.5002 | 419.063 | 1508.6147 | Distributed from 923 Generation And Fuel | 2001
3420 | 2022 | CA | Red Bluff | 56184 | IC8 |  | OP | IC | NG | 2.9 | 0.036 | 924.313 | 3327.5002 | 419.063 | 1508.6147 | Distributed from 923 Generation And Fuel | 2001
3421 | 2022 | CA | Red Bluff | 56184 | IC9 |  | OP | IC | NG | 2.9 | 0.036 | 924.313 | 3327.5002 | 419.063 | 1508.6147 | Distributed from 923 Generation And Fuel | 2001
3422 | 2022 | CA | Red Mountain | 484 | 1 |  | OP | HY | WAT | 5.9 | 0.356 | 18421 | 66315.0695 | 9273 | 33382.5329 | Distributed from 923 Generation And Fuel | 1985
3423 | 2022 | CA | Redcrest Solar Farm | 58831 | PV-1 |  | OP | PV | SUN | 16.6 | 0.187 | 27233 | 98038.0157 | 14320 | 51551.5876 | Distributed from 923 Generation And Fuel | 2015
3424 | 2022 | CA | Redding Power | 7307 | 1 |  | OP | GT | NG | 18 | 0.011 | 1720.976 | 6195.464 | 1629.512 | 5866.1963 | Distributed from 923 Generation And Fuel | 1996
3425 | 2022 | CA | Redding Power | 7307 | 2 |  | OP | GT | NG | 27.9 | 0.011 | 2667.512 | 9602.9664 | 2525.744 | 9092.6057 | Distributed from 923 Generation And Fuel | 1996
3426 | 2022 | CA | Redding Power | 7307 | 3 |  | OP | GT | NG | 27.9 | 0.011 | 2667.512 | 9602.9664 | 2525.744 | 9092.6057 | Distributed from 923 Generation And Fuel | 1996
3427 | 2022 | CA | Redding Power | 7307 | 4 | 1 | OP | CA | NG | 26.8 | 0.51 | 119776 | 431190.1505 | 56831 | 204589.9633 | EIA-923 Generator File | 1989
3428 | 2022 | CA | Redding Power | 7307 | 5 |  | OP | CT | NG | 40 | 0.5 | 175232 | 630830.1534 | 76644 | 275916.1927 | EIA-923 Generator File | 2002
3429 | 2022 | CA | Redding Power | 7307 | 6 |  | OP | CT | NG | 42.5 | 0.335 | 124854 | 449470.8042 | 66833 | 240596.8752 | EIA-923 Generator File | 2011
3430 | 2022 | CA | Redlands Community Hospital | 66458 | RCH00 |  | OP | FC | NG | 1.1 | 0.96 | 9253 | 33310.5335 | 4195 | 15101.8792 | Distributed from 923 Generation And Fuel | 2021
3431 | 2022 | CA | Redwood 4 Solar Farm | 60490 | RW4SF |  | OP | PV | SUN | 20 | 0.279 | 48806 | 175700.1944 | 25664 | 92389.6609 | Distributed from 923 Generation And Fuel | 2017
3432 | 2022 | CA | Redwood Coast Airport Microgrid | 64766 | RCAM1 |  | OP | PV | SUN | 2.2 | 0.036 | 693 | 2494.78 | 364 | 1310.3895 | Distributed from 923 Generation And Fuel | 2021
3433 | 2022 | CA | Redwood Coast Airport Microgrid | 64766 | RCAM2 |  | OP | BA | MWH | 2.2 | -0.015 | -296 | -1065.5915 | -127 | -457.1963 | Distributed from 923 Generation And Fuel | 2021
3434 | 2022 | CA | Reedley Community College Solar | 63074 | 234 |  | OP | PV | SUN | 2.6 | 0.172 | 3915 | 14093.8872 | 2059 | 7412.3407 | Distributed from 923 Generation And Fuel | 2018
3435 | 2022 | CA | Regional Wastewater Control Facility | 56134 | 0101 |  | OP | IC | OBG | 1 | 0.139 | 1215.625 | 4376.215 | 506.667 | 1823.9866 | Distributed from 923 Generation And Fuel | 2000
3436 | 2022 | CA | Regional Wastewater Control Facility | 56134 | 0301 |  | OP | IC | OBG | 1 | 0.139 | 1215.625 | 4376.215 | 506.667 | 1823.9866 | Distributed from 923 Generation And Fuel | 2000
3437 | 2022 | CA | Regional Wastewater Control Facility | 56134 | 0401 |  | OP | IC | OBG | 1 | 0.139 | 1215.625 | 4376.215 | 506.667 | 1823.9866 | Distributed from 923 Generation And Fuel | 2000
3438 | 2022 | CA | Regional Wastewater Control Facility | 56134 | 0501 |  | SB | IC | DFO | 1.8 | 0.139 | 2188.125 | 7877.187 | 912 | 3283.1737 | Distributed from 923 Generation And Fuel | 2000
3439 | 2022 | CA | Regulus Solar Project | 57650 | FRV4 |  | OP | PV | SUN | 60 | 0.301 | 158279 | 569799.8416 | 83230 | 299625.603 | Distributed from 923 Generation And Fuel | 2014
3440 | 2022 | CA | Renew Solar ABC Sacramento LLC | 62545 | SACRA |  | OP | PV | SUN | 1.7 | 0.231 | 3439 | 12380.301 | 1808 | 6508.7479 | Distributed from 923 Generation And Fuel | 2020
3441 | 2022 | CA | RE-VFO LLC | 63455 | INV1 |  | OP | PV | SUN | 0.5 | 0.221 | 968.5 | 3486.5721 | 509.5 | 1834.1853 | Distributed from 923 Generation And Fuel | 2009
3442 | 2022 | CA | RE-VFO LLC | 63455 | INV2 |  | OP | PV | SUN | 0.5 | 0.221 | 968.5 | 3486.5721 | 509.5 | 1834.1853 | Distributed from 923 Generation And Fuel | 2009
3443 | 2022 | CA | Rialto - High School | 63986 | 10136 |  | OP | PV | SUN | 0.9 |  | GENYRONL: 2017
3444 | 2022 | CA | Richard J Donovan Correctional Facility | 54936 | 03 |  | OS | GT | NG | 2.6 | 0 | 0 | 0 | 0 | 0 | Distributed from 923 Generation And Fuel | 1987
3445 | 2022 | CA | Richmond Cogen | 52109 | GEN1 |  | OP | CT | NG | 62.6 | 0.727 | 398873 | 1435931.3125 | 155281 | 559007.1279 | EIA-923 Generator File | 1992
3446 | 2022 | CA | Richmond Cogen | 52109 | GEN2 |  | OP | CT | NG | 62.6 | 0.671 | 367753 | 1323900.2088 | 113856 | 409878.321 | EIA-923 Generator File | 1992
3447 | 2022 | CA | Richmond Cogen | 52109 | GEN5 | 2 | OP | CA | NG | 30.4 | 0.478 | 127403 | 458647.1308 | 47492 | 170969.8322 | EIA-923 Generator File | 2006
3448 | 2022 | CA | Richmond Cogen | 52109 | GEN6 |  | OP | ST | WH | 17.9 | 0 | 0 | 0 | 0 | 0 | Distributed from 923 Generation And Fuel | 2019
3449 | 2022 | CA | Ridgetop | 54931 | WGN1 |  | OP | WT | WND | 46.8 | 0.33 | 135462 | 487659.2987 | 71709 | 258150.3348 | Distributed from 923 Generation And Fuel | 1994
3450 | 2022 | CA | Ridgetop Energy LLC | 10597 | WGN1 |  | OP | WT | WND | 29 | 0.142 | 36077 | 129876.161 | 19098 | 68752.25 | Distributed from 923 Generation And Fuel | 1984
3451 | 2022 | CA | Rio Bravo Fresno | 10767 | GEN1 | 1 | OP | ST | WDS | 28 | 0.562 | 137895 | 496418.0287 | 59244 | 213276.6938 | EIA-923 Generator File | 1988
3452 | 2022 | CA | Rio Bravo Hydro Project | 50037 | UNT1 |  | SB | HY | WAT | 7 | 0.049 | 3008 | 10828.7134 | 1514 | 5450.3564 | Distributed from 923 Generation And Fuel | 1989
3453 | 2022 | CA | Rio Bravo Hydro Project | 50037 | UNT2 |  | SB | HY | WAT | 7 | 0.049 | 3008 | 10828.7134 | 1514 | 5450.3564 | Distributed from 923 Generation And Fuel | 1989
3454 | 2022 | CA | Rio Bravo Rocklin | 10772 | GEN1 | 1 | OP | ST | WDS | 27.9 | 0.707 | 172849 | 622251.422 | 77228 | 278018.5759 | EIA-923 Generator File | 1989
3455 | 2022 | CA | Rio Bravo Solar 1 LLC | 59249 | PV1 |  | OP | PV | SUN | 20 | 0.264 | 46330 | 166786.6657 | 24362 | 87702.4984 | Distributed from 923 Generation And Fuel | 2016
3456 | 2022 | CA | Rio Bravo Solar II LLC | 59250 | PV1 |  | OP | PV | SUN | 20 | 0.268 | 46934 | 168961.0483 | 24680 | 88847.2892 | Distributed from 923 Generation And Fuel | 2016
3457 | 2022 | CA | Rio Hondo | 482 | 1 |  | OP | HY | WAT | 1.9 | 0.144 | 2404 | 8654.3308 | 1210 | 4355.9652 | Distributed from 923 Generation And Fuel | 1984
3458 | 2022 | CA | Ripon Generation Station | 56135 | 1 |  | OP | GT | NG | 60.5 | 0.019 | 9831 | 35391.3169 | 7303.5 | 26292.3897 | Distributed from 923 Generation And Fuel | 2006
3459 | 2022 | CA | Ripon Generation Station | 56135 | 2 |  | OP | GT | NG | 60.5 | 0.019 | 9831 | 35391.3169 | 7303.5 | 26292.3897 | Distributed from 923 Generation And Fuel | 2006
3460 | 2022 | CA | Rising Tree Wind Farm | 57621 | GEN1 |  | OP | WT | WND | 79.2 | 0.33 | 229092 | 824724.6022 | 121274 | 436582.9073 | Distributed from 923 Generation And Fuel | 2015
3461 | 2022 | CA | Rising Tree Wind Farm II | 59235 | GEN1 |  | OP | WT | WND | 19.8 | 0.304 | 52644 | 189516.8839 | 27868 | 100323.9974 | Distributed from 923 Generation And Fuel | 2015
3462 | 2022 | CA | Rising Tree Wind Farm III | 59236 | GEN1 |  | OP | WT | WND | 99 | 0.302 | 261731 | 942224.0622 | 138552 | 498783.2097 | Distributed from 923 Generation And Fuel | 2015
3463 | 2022 | CA | Riverside Energy Resource Center | 56143 | 1 |  | OP | GT | NG | 50 | 0.046 | 20039.796 | 72142.6885 | 15221.173 | 54795.7844 | Distributed from 923 Generation And Fuel | 2006
3464 | 2022 | CA | Riverside Energy Resource Center | 56143 | 2 |  | OP | GT | NG | 50 | 0.046 | 20039.796 | 72142.6885 | 15221.173 | 54795.7844 | Distributed from 923 Generation And Fuel | 2006
3465 | 2022 | CA | Riverside Energy Resource Center | 56143 | 3 |  | OP | GT | NG | 48 | 0.046 | 19238.204 | 69256.9803 | 14612.327 | 52603.9564 | Distributed from 923 Generation And Fuel | 2011
3466 | 2022 | CA | Riverside Energy Resource Center | 56143 | 4 |  | OP | GT | NG | 48 | 0.046 | 19238.204 | 69256.9803 | 14612.327 | 52603.9564 | Distributed from 923 Generation And Fuel | 2011
3467 | 2022 | CA | Riverside RWQCP Fuel Cell | 59877 | MB20 |  | OP | FC | OBG | 1.4 | 0.874 | 10714 | 38570.0914 | 4597 | 16549.0676 | Distributed from 923 Generation And Fuel | 2016
3468 | 2022 | CA | Riverview Energy Center | 55963 | CTG1 |  | OP | GT | NG | 47 | 0.043 | 17871 | 64335.0853 | 11048 | 39772.4818 | Distributed from 923 Generation And Fuel | 2003
3469 | 2022 | CA | Roaring Creek Water Power | 10881 | GEN1 |  | OP | HY | WAT | 2 | 0.153 | 2684 | 9662.3227 | 1351 | 4863.5611 | Distributed from 923 Generation And Fuel | 1986
3470 | 2022 | CA | Robbs Peak | 433 | 1 |  | OP | HY | WAT | 25.5 | 0.087 | 19350 | 69659.4427 | 9740 | 35063.7195 | Distributed from 923 Generation And Fuel | 1965
3471 | 2022 | CA | Robert O Schulz Solar Farm | 57579 | 1 |  | OP | PV | SUN | 0.9 | 0.187 | 1476 | 5313.5575 | 776.077 | 2793.8548 | Distributed from 923 Generation And Fuel | 2008
3472 | 2022 | CA | Robert O Schulz Solar Farm | 57579 | 2 |  | OP | PV | SUN | 0.4 | 0.187 | 656 | 2361.5811 | 344.923 | 1241.7129 | Distributed from 923 Generation And Fuel | 2009
3473 | 2022 | CA | Rock Creek | 275 | H1 |  | OP | HY | WAT | 63 | 0.24 | 132250.5 | 476097.9912 | 61235 | 220444.2364 | Distributed from 923 Generation And Fuel | 1950
3474 | 2022 | CA | Rock Creek | 275 | H2 |  | OP | HY | WAT | 63 | 0.24 | 132250.5 | 476097.9912 | 61235 | 220444.2364 | Distributed from 923 Generation And Fuel | 1950
3475 | 2022 | CA | Rock Creek LP | 50892 | GEN1 |  | OP | HY | WAT | 1.5 | 0.023 | 304 | 1094.3912 | 153 | 550.7956 | Distributed from 923 Generation And Fuel | 1986
3476 | 2022 | CA | Rock Creek LP | 50892 | GEN2 |  | OP | HY | WAT | 1.5 | 0.023 | 304 | 1094.3912 | 153 | 550.7956 | Distributed from 923 Generation And Fuel | 1986
3477 | 2022 | CA | Rockwood | 7824 | 1 |  | OP | GT | NG | 24.9 | 0.007 | 1445 | 5201.9584 | 511.5 | 1841.3853 | Distributed from 923 Generation And Fuel | 1979
3478 | 2022 | CA | Rockwood | 7824 | 2 |  | OP | GT | DFO | 24.9 | 0.007 | 1445 | 5201.9584 | 511.5 | 1841.3853 | Distributed from 923 Generation And Fuel | 1980
3479 | 2022 | CA | Rodeo Solar C2 | 58751 | RSC2 |  | OP | PV | SUN | 1.5 | 0.295 | 3881 | 13971.4882 | 2041 | 7347.5412 | Distributed from 923 Generation And Fuel | 2014
3480 | 2022 | CA | Rodeo Solar D2 | 58752 | RSD2 |  | OP | PV | SUN | 1.5 | 0.24 | 3157 | 11365.1091 | 1660 | 5975.9522 | Distributed from 923 Generation And Fuel | 2014
3481 | 2022 | CA | Roll Delano | 58297 | ROL4 |  | OP | FC | NG | 1.2 | 0.678 | 7125 | 25649.7948 | 3230 | 11627.907 | Distributed from 923 Generation And Fuel | 2012
3482 | 2022 | CA | Roll Delano 2 | 58296 | ROL6 |  | OP | FC | NG | 1.6 | 0.577 | 8086 | 29109.3671 | 3666 | 13197.4944 | Distributed from 923 Generation And Fuel | 2012
3483 | 2022 | CA | Roll Lost Hills | 58298 | ROL3 |  | OP | FC | NG | 1.1 | 0.675 | 6501 | 23403.4128 | 2948 | 10612.7151 | Distributed from 923 Generation And Fuel | 2012
3484 | 2022 | CA | Rollins | 34 | 1P |  | OP | HY | WAT | 12.1 | 0.505 | 53559 | 192810.8575 | 26960 | 97055.2236 | Distributed from 923 Generation And Fuel | 1980
3485 | 2022 | CA | Roseburg Forest Products Biomass | 56469 | 1 | 1 | OP | ST | WDS | 13.4 | 0.29 | 34042 | 122550.2196 | 11704 | 42134.0629 | EIA-923 Generator File | 2010
3486 | 2022 | CA | Roseville Energy Park | 56298 | 0001 |  | OP | CT | NG | 40 | 0.564 | 197691 | 711681.9065 | 85577 | 308074.7354 | EIA-923 Generator File | 2007
3487 | 2022 | CA | Roseville Energy Park | 56298 | 0002 |  | OP | CT | NG | 40 | 0.535 | 187398 | 674627.403 | 81135 | 292083.6633 | EIA-923 Generator File | 2007
3488 | 2022 | CA | Roseville Energy Park | 56298 | 0003 | 2 | OP | CA | NG | 85 | 0.298 | 221735 | 798239.6141 | 101068 | 363841.8893 | EIA-923 Generator File | 2007
3489 | 2022 | CA | Roseville Energy Park | 56298 | 0004 |  | SB | GT | NG | 30 | 0.001 | 328 | 1180.7906 | 302 | 1087.1913 | Distributed from 923 Generation And Fuel | 2022
3490 | 2022 | CA | Roseville Energy Park | 56298 | 0005 |  | SB | GT | NG | 30 | 0.001 | 328 | 1180.7906 | 302 | 1087.1913 | Distributed from 923 Generation And Fuel | 2022
3491 | 2022 | CA | Roseville Power Plant #2 | 7452 | 1 |  | SB | GT | NG | 33 | 0.01 | 2913 | 10486.7161 | 1320 | 4751.962 | Distributed from 923 Generation And Fuel | 1986
3492 | 2022 | CA | Roseville Power Plant #2 | 7452 | 2 |  | SB | GT | NG | 33 | 0.01 | 2913 | 10486.7161 | 1320 | 4751.962 | Distributed from 923 Generation And Fuel | 1986
3493 | 2022 | CA | RPUWD Scheuer Well Solar Project | 61824 | RPU2 |  | OP | PV | SUN | 3 | 0.228 | 6003 | 21610.6271 | 3157 | 11365.1091 | Distributed from 923 Generation And Fuel | 2018
3494 | 2022 | CA | Rudy Solar, LLC | 59410 | SNL19 |  | OP | PV | SUN | 1.5 | 0.154 | 2021 | 7275.5418 | 1063 | 3826.7694 | Distributed from 923 Generation And Fuel | 2014
3495 | 2022 | CA | Rush Creek | 357 | 1 |  | OP | HY | WAT | 5.9 | 0.285 | 14706.313 | 52942.3033 | 7402.924 | 26650.3132 | Distributed from 923 Generation And Fuel | 1916
3496 | 2022 | CA | Rush Creek | 357 | 2 |  | OP | HY | WAT | 7.2 | 0.285 | 17946.687 | 64607.5563 | 9034.076 | 32522.4134 | Distributed from 923 Generation And Fuel | 1917
3497 | 2022 | CA | Russell City Energy Center | 56467 | CTG1 |  | OP | CT | NG | 200 | 0.181 | 317854 | 1144265.2459 | 159686 | 574865.0011 | EIA-923 Generator File | 2013
3498 | 2022 | CA | Russell City Energy Center | 56467 | CTG2 |  | OP | CT | NG | 200 | 0.2 | 350145 | 1260511.9159 | 177105 | 637572.8994 | EIA-923 Generator File | 2013
3499 | 2022 | CA | Russell City Energy Center | 56467 | STG1 | 2 | OP | CA | NG | 255 | 0.165 | 369389 | 1329789.7617 | 186758 | 672323.4214 | EIA-923 Generator File | 2013
3500 | 2022 | CA | Rutan | 58449 | 1 |  | OP | PV | SUN | 1.5 | 0.093 | 1222.5 | 4400.9648 | 642.75 | 2313.8815 | Distributed from 923 Generation And Fuel | 2014
3501 | 2022 | CA | Rutan | 58449 | 2 |  | OP | PV | SUN | 1.5 | 0.093 | 1222.5 | 4400.9648 | 642.75 | 2313.8815 | Distributed from 923 Generation And Fuel | 2014
3502 | 2022 | CA | Rutan | 58449 | 3 |  | OP | PV | SUN | 1 | 0.093 | 815 | 2933.9765 | 428.5 | 1542.5877 | Distributed from 923 Generation And Fuel | 2014
3503 | 2022 | CA | Sacramento (SMUD) | 59323 | SMUPV |  | OP | PV | SUN | 1.5 | 0.171 | 2244 | 8078.3354 | 1180 | 4247.966 | Distributed from 923 Generation And Fuel | 2014
3504 | 2022 | CA | Sacramento Fairbain Water Treatment Plant | 58636 | 1 |  | OP | PV | SUN | 1 | 0.155 | 1356 | 4881.5609 | 713 | 2566.7795 | Distributed from 923 Generation And Fuel | 2013
3505 | 2022 | CA | Sacramento Point West Medical Offices | 64994 | 6115 |  | OP | PV | SUN | 1.3 | 0.211 | 2398 | 8632.7309 | 1261 | 4539.5637 | Distributed from 923 Generation And Fuel | 2020
3506 | 2022 | CA | Sacramento Regional County Sanitation PV | 61209 | PV1 |  | OP | PV | SUN | 3.5 | 0.232 | 7100 | 25559.7955 | 3733 | 13438.6925 | Distributed from 923 Generation And Fuel | 2017
3507 | 2022 | CA | Sacramento Soleil LLC | 56875 | TBD |  | OP | PV | SUN | 1 |  | GENYRONL: 2008
3508 | 2022 | CA | Saint Agnes Medical Center | 54800 | 9911 |  | OP | GT | NG | 3.5 | 0.383 | 11734 | 42242.0621 | 4699 | 16916.2647 | Distributed from 923 Generation And Fuel | 2001
3509 | 2022 | CA | Saint Agnes Medical Center | 54800 | 9929 |  | OP | GT | NG | 3.5 | 0.383 | 11734 | 42242.0621 | 4699 | 16916.2647 | Distributed from 923 Generation And Fuel | 2001
3510 | 2022 | CA | Saint Johns Health Center | 50610 | 01 |  | OP | GT | NG | 1.2 |  | GENYRONL: 1992
3511 | 2022 | CA | Salinas River Cogeneration | 50865 | K100 |  | OP | GT | NG | 38.9 | 0.786 | 267748 | 963885.0889 | 100576 | 362070.7034 | Distributed from 923 Generation And Fuel | 1991
3512 | 2022 | CA | Salt Springs | 279 | 1 |  | OP | HY | WAT | 12.3 | 0.348 | 37527.593 | 135098.254 | 18890.164 | 68004.0464 | Distributed from 923 Generation And Fuel | 1931
3513 | 2022 | CA | Salt Springs | 279 | 2 |  | OP | HY | WAT | 29.7 | 0.348 | 90615.407 | 326212.8555 | 45612.836 | 164204.896 | Distributed from 923 Generation And Fuel | 1953
3514 | 2022 | CA | Salton Sea Power Gen Co - Unit 2 | 10879 | GEN1 |  | OP | ST | GEO | 11.5 | 0.442 | 44565.375 | 160434.0665 | 18677.15 | 67237.2021 | Distributed from 923 Generation And Fuel | 1990
3515 | 2022 | CA | Salton Sea Power Gen Co - Unit 2 | 10879 | GEN2 |  | OP | ST | GEO | 5 | 0.442 | 19376.25 | 69753.942 | 8120.5 | 29233.5661 | Distributed from 923 Generation And Fuel | 1990
3516 | 2022 | CA | Salton Sea Power Gen Co - Unit 2 | 10879 | GEN3 |  | OP | ST | GEO | 3.5 | 0.442 | 13563.375 | 48827.7594 | 5684.35 | 20463.4963 | Distributed from 923 Generation And Fuel | 1990
3517 | 2022 | CA | Salton Sea Power Gen Co - Unit 3 | 10759 | GEN1 |  | OP | ST | GEO | 53.9 | 0.644 | 304127 | 1094848.4412 | 127459 | 458848.7292 | Distributed from 923 Generation And Fuel | 1989
3518 | 2022 | CA | Salton Sea Power Gen Co - Unit 4 | 54996 | 4100 |  | OP | ST | GEO | 47.5 | 0.777 | 323495 | 1164572.6834 | 135577 | 488073.2954 | Distributed from 923 Generation And Fuel | 1996
3519 | 2022 | CA | Salton Sea Power Gen Co Unit 1 | 10878 | EE11 |  | OP | ST | GEO | 10 | 0.904 | 79158 | 284966.5203 | 33175 | 119429.0446 | Distributed from 923 Generation And Fuel | 1982
3520 | 2022 | CA | Salton Sea Power LLC - Unit 5 | 55983 | TG51 |  | OP | ST | GEO | 58.3 | 0.548 | 279629 | 1006656.3467 | 117192 | 421887.8249 | Distributed from 923 Generation And Fuel | 2000
3521 | 2022 | CA | San Antonio Regional Hospital | 50234 | 2074 |  | OP | IC | NG | 0.9 | 0 | 0 | 0 | 0 | 0 | Distributed from 923 Generation And Fuel | 1985
3522 | 2022 | CA | San Antonio Regional Hospital | 50234 | 2075 |  | OP | IC | NG | 0.9 | 0 | 0 | 0 | 0 | 0 | Distributed from 923 Generation And Fuel | 1985
3523 | 2022 | CA | San Antonio Regional Hospital | 50234 | 2076 |  | OP | IC | NG | 0.9 | 0 | 0 | 0 | 0 | 0 | Distributed from 923 Generation And Fuel | 2001
3524 | 2022 | CA | San Antonio West Solar Rooftop | 57904 | CHNO |  | OP | PV | SUN | 1.5 | 0.117 | 1541 | 5547.5556 | 810 | 2915.9767 | Distributed from 923 Generation And Fuel | 2012
3525 | 2022 | CA | San Diego - EMDF at San Diego | 64028 | EMDF |  | OP | PV | SUN | 2.9 | 0.194 | 4922 | 17719.0582 | 2588 | 9316.7255 | Distributed from 923 Generation And Fuel | 2021
3526 | 2022 | CA | San Diego - NCRC at Vista | 64049 | NCRC |  | OP | PV | SUN | 1.8 | 0.201 | 3163 | 11386.7089 | 1663 | 5986.7521 | Distributed from 923 Generation And Fuel | 2021
3527 | 2022 | CA | San Diego Community College | 66143 | SDC01 |  | OP | FC | NG | 1 | 0.894 | 7833 | 28198.5744 | 3552 | 12787.0977 | Distributed from 923 Generation And Fuel | 2020
3528 | 2022 | CA | San Diego International Airport BESS | 62754 | BA |  | OP | BA | MWH | 2 |  | GENYRONL: 2021
3529 | 2022 | CA | San Diego State University | 50061 | GEN2 |  | OP | CT | NG | 5.1 | 0.717 | 32050 | 115379.077 | 14322 | 51558.7875 | EIA-923 Generator File | 2002
3530 | 2022 | CA | San Diego State University | 50061 | GEN3 |  | OP | CT | NG | 5.1 | 0.659 | 29428 | 105939.9525 | 11823 | 42562.4595 | EIA-923 Generator File | 2002
3531 | 2022 | CA | San Diego State University | 50061 | GEN4 |  | OP | CA | NG | 4.1 | 0.013 | 483 | 1738.7861 | 0 | 0 | EIA-923 Generator File | 2002
3532 | 2022 | CA | San Diego State University | 50061 | GEN5 |  | OP | PV | SUN | 0.1 | 0.21 | 184.125 | 662.8447 | 105 | 377.997 | Distributed from 923 Generation And Fuel | 2009
3533 | 2022 | CA | San Diego State University | 50061 | GEN6 |  | OP | PV | SUN | 0.3 | 0.21 | 552.375 | 1988.5341 | 315 | 1133.9909 | Distributed from 923 Generation And Fuel | 2011
3534 | 2022 | CA | San Diego State University | 50061 | GEN7 |  | OP | PV | SUN | 0.3 | 0.21 | 552.375 | 1988.5341 | 315 | 1133.9909 | Distributed from 923 Generation And Fuel | 2012
3535 | 2022 | CA | San Diego State University | 50061 | GEN8 |  | OP | PV | SUN | 0.1 | 0.21 | 184.125 | 662.8447 | 105 | 377.997 | Distributed from 923 Generation And Fuel | 2014
3536 | 2022 | CA | San Dimas | 6646 | 1 |  | OP | HY | WAT | 9.9 | 0.047 | 4035 | 14525.8838 | 2031 | 7311.5415 | Distributed from 923 Generation And Fuel | 1981
3537 | 2022 | CA | San Dimas Wash Generating Station | 50233 | 4011 |  | SB | HY | WAT | 1 | 0 | 0 | 0 | 0 | 0 | Distributed from 923 Generation And Fuel | 1986
3538 | 2022 | CA | San Fernando | 403 | 1 |  | OP | HY | WAT | 2.8 | 0.006 | 137 | 493.1961 | 69 | 248.398 | Distributed from 923 Generation And Fuel | 1922
3539 | 2022 | CA | San Fernando | 403 | 2 |  | OA | HY | WAT | 2.8 | 0.006 | 137 | 493.1961 | 69 | 248.398 | Distributed from 923 Generation And Fuel | 1922
3540 | 2022 | CA | San Francisquito 1 | 6479 | 1A |  | OP | HY | WAT | 22.5 | 0.078 | 15342.252 | 55231.6653 | 7722.824 | 27801.944 | Distributed from 923 Generation And Fuel | 1983
3541 | 2022 | CA | San Francisquito 1 | 6479 | 3 |  | OP | HY | WAT | 9.9 | 0.078 | 6750.591 | 24301.9332 | 3398.043 | 12232.8569 | Distributed from 923 Generation And Fuel | 1917
3542 | 2022 | CA | San Francisquito 1 | 6479 | 4 |  | OP | HY | WAT | 10.6 | 0.078 | 7227.905 | 26020.2498 | 3638.308 | 13097.804 | Distributed from 923 Generation And Fuel | 1923
3543 | 2022 | CA | San Francisquito 1 | 6479 | 6 |  | OP | HY | WAT | 22.5 | 0.078 | 15342.252 | 55231.6653 | 7722.824 | 27801.944 | Distributed from 923 Generation And Fuel | 1987
3544 | 2022 | CA | San Francisquito 2 | 6480 | 1 |  | OS | HY | WAT | 14 | 0.026 | 3244.043 | 11678.4614 | 1632.826 | 5878.1266 | Distributed from 923 Generation And Fuel | 1920
3545 | 2022 | CA | San Francisquito 2 | 6480 | 2 |  | OA | HY | WAT | 14 | 0.026 | 3244.043 | 11678.4614 | 1632.826 | 5878.1266 | Distributed from 923 Generation And Fuel | 1920
3546 | 2022 | CA | San Francisquito 2 | 6480 | 3 |  | OP | HY | WAT | 18 | 0.026 | 4170.913 | 15015.1667 | 2099.348 | 7557.5923 | Distributed from 923 Generation And Fuel | 1932
3547 | 2022 | CA | San Gabriel Hydro Project | 54017 | U1 |  | OP | HY | WAT | 3.9 | 0.076 | 2586.48 | 9311.2535 | 1301.82 | 4686.5145 | Distributed from 923 Generation And Fuel | 1987
3548 | 2022 | CA | San Gabriel Hydro Project | 54017 | U2 |  | OP | HY | WAT | 1.1 | 0.076 | 729.52 | 2626.251 | 367.18 | 1321.8374 | Distributed from 923 Generation And Fuel | 1987
3549 | 2022 | CA | San Gorgonio Farms Wind Farm | 50281 | WGEN |  | OP | WT | WND | 31 | 0.23 | 62393 | 224613.0031 | 33029 | 118903.4488 | Distributed from 923 Generation And Fuel | 1983
3550 | 2022 | CA | San Gorgonio Westwinds II LLC | 50690 | GEN1 |  | OP | WT | WND | 43.4 | 0.286 | 108801 | 391680.4666 | 57596 | 207343.9412 | Distributed from 923 Generation And Fuel | 1999
3551 | 2022 | CA | San Gorgonio Windplant WPP1993 | 54454 | GEN11 |  | OP | WT | WND | 49.5 | 0.373 | 161564 | 581625.747 | 85527 | 307894.7368 | Distributed from 923 Generation And Fuel | 2011
3552 | 2022 | CA | San Joaquin 2 | 276 | 1 |  | OP | HY | WAT | 2.8 | 0.057 | 1391 | 5007.5599 | 700 | 2519.9798 | Distributed from 923 Generation And Fuel | 1917
3553 | 2022 | CA | San Joaquin 3 | 277 | 3 |  | OS | HY | WAT | 4 |  | GENYRONL: 1923
3554 | 2022 | CA | San Joaquin Solar | 60678 | SJ1A |  | OP | PV | SUN | 19.8 | 0.168 | 29166.423 | 104998.2828 | 15337.099 | 55213.1147 | Distributed from 923 Generation And Fuel | 2018
3555 | 2022 | CA | San Joaquin Solar | 60678 | SJ1B |  | OP | PV | SUN | 1.5 | 0.168 | 2209.577 | 7954.4136 | 1161.901 | 4182.8101 | Distributed from 923 Generation And Fuel | 2019
3556 | 2022 | CA | San Jose Cogeneration | 10548 | GEN1 |  | OP | GT | NG | 6 | 0.46 | 24165 | 86993.3041 | 13673 | 49222.4062 | Distributed from 923 Generation And Fuel | 1984 | 2030
3557 | 2022 | CA | San Manuel Central Plant Cogens | 66472 | CGEN1 |  | OP | IC | NG | 2.7 | 0 | 0 | 0 | 0 | 0 | Distributed from 923 Generation And Fuel | 2021
3558 | 2022 | CA | San Manuel Central Plant Cogens | 66472 | CGEN2 |  | OP | IC | NG | 2.7 | 0 | 0 | 0 | 0 | 0 | Distributed from 923 Generation And Fuel | 2021
3559 | 2022 | CA | San Pablo Raceway | 62004 | SPRWY |  | OP | PV | SUN | 100 | 0.292 | 255476 | 919706.2424 | 124226 | 447210.0223 | Distributed from 923 Generation And Fuel | 2019
3560 | 2022 | CA | Sanborn BESS 1 | 64712 | ESSB1 |  | OP | BA | MWH | 100 | -0.018 | -15714 | -56569.9474 | -7108 | -25588.5953 | Distributed from 923 Generation And Fuel | 2021
3561 | 2022 | CA | Sanborn BESS 2 | 64713 | ESSB2 |  | OP | BA | MWH | 100 | -0.025 | -21828 | -78580.1714 | -9417 | -33900.9288 | Distributed from 923 Generation And Fuel | 2021
3562 | 2022 | CA | Sand Bar Power Plant | 50400 | GEN1 |  | OP | HY | WAT | 16.2 | 0.492 | 69772 | 251177.1906 | 35121 | 126434.5885 | Distributed from 923 Generation And Fuel | 1986
3563 | 2022 | CA | Sand Drag LLC | 57361 | 1 |  | OP | PV | SUN | 19 | 0.213 | 35506 | 127820.5774 | 18671 | 67215.0623 | Distributed from 923 Generation And Fuel | 2011
3564 | 2022 | CA | Santa Ana 1 | 361 | 1 |  | OP | HY | WAT | 0.8 | -0.001 | -7.75 | -27.8998 | -4 | -14.3999 | Distributed from 923 Generation And Fuel | 1899
3565 | 2022 | CA | Santa Ana 1 | 361 | 2 |  | OP | HY | WAT | 0.8 | -0.001 | -7.75 | -27.8998 | -4 | -14.3999 | Distributed from 923 Generation And Fuel | 1899
3566 | 2022 | CA | Santa Ana 1 | 361 | 3 |  | OP | HY | WAT | 0.8 | -0.001 | -7.75 | -27.8998 | -4 | -14.3999 | Distributed from 923 Generation And Fuel | 1899
3567 | 2022 | CA | Santa Ana 1 | 361 | 4 |  | OP | HY | WAT | 0.8 | -0.001 | -7.75 | -27.8998 | -4 | -14.3999 | Distributed from 923 Generation And Fuel | 1899
3568 | 2022 | CA | Santa Ana 3 | 363 | 1 |  | OP | HY | WAT | 3.1 | 0.071 | 1931 | 6951.5444 | 972 | 3499.172 | Distributed from 923 Generation And Fuel | 1999
3569 | 2022 | CA | Santa Ana Storage 2 | 64921 | SAP2 |  | OP | BA | MWH | 20 | -0.033 | -5851 | -21063.4315 | -3340 | -12023.9038 | Distributed from 923 Generation And Fuel | 2022
3570 | 2022 | CA | Santa Clara Cogen | 7232 | 1 |  | OP | GT | NG | 3.9 | 0.404 | 13817 | 49740.8021 | 6264.5 | 22552.0196 | Distributed from 923 Generation And Fuel | 1982
3571 | 2022 | CA | Santa Clara Cogen | 7232 | 2 |  | OP | GT | NG | 3.9 | 0.404 | 13817 | 49740.8021 | 6264.5 | 22552.0196 | Distributed from 923 Generation And Fuel | 1982
3572 | 2022 | CA | Santa Cruz Energy | 57876 | UNT1 |  | OP | IC | LFG | 1.6 | 0.705 | 9886 | 35589.3153 | 4109 | 14792.2817 | Distributed from 923 Generation And Fuel | 2009
3573 | 2022 | CA | Santa Fe Springs Rooftop Solar BLDG H | 58913 | 1 |  | OP | PV | SUN | 1.5 | 0.209 | 2751 | 9903.5208 | 1447 | 5209.1583 | Distributed from 923 Generation And Fuel | 2015
3574 | 2022 | CA | Santa Fe Springs Rooftop Solar BLDG M | 58912 | 1 |  | OP | PV | SUN | 1.8 | 0.195 | 3073 | 11062.7115 | 1616 | 5817.5535 | Distributed from 923 Generation And Fuel | 2015
3575 | 2022 | CA | Santa Felicia Dam | 50076 | UNT1 |  | OP | HY | WAT | 0.2 | 0 | 0 | 0 | 0 | 0 | Distributed from 923 Generation And Fuel | 1987
3576 | 2022 | CA | Santa Felicia Dam | 50076 | UNT2 |  | OP | HY | WAT | 1.1 | 0 | 0 | 0 | 0 | 0 | Distributed from 923 Generation And Fuel | 1987
3577 | 2022 | CA | Santa Maria EPG | 56284 | EPG |  | RE | ST | OG | 5.5 | 0 | 0 | 0 | 0 | 0 | EIA-923 Generator File | 1995 | 2022
3578 | 2022 | CA | Santa Maria LFG Power Plant | 57100 | EN01 |  | OP | IC | LFG | 1.1 |  | GENYRONL: 2008
3579 | 2022 | CA | Santa Rita Jail Fuel Cell | 60385 | MB-18 |  | OP | FC | NG | 1.4 | 0.9 | 11042 | 39750.882 | 5006 | 18021.4558 | Distributed from 923 Generation And Fuel | 2016
3580 | 2022 | CA | Santa Rita Jail Hybrid | 58625 | SRFC2 |  | OP | FC | NG | 1.4 | 0.904 | 11091 | 39927.2806 | 5029 | 18104.2552 | Distributed from 923 Generation And Fuel | 2017
3581 | 2022 | CA | Santa Rita Jail Hybrid | 58625 | SRJBA |  | OS | BA | MWH | 2 | 0 | 0 | 0 | 0 | 0 | Distributed from 923 Generation And Fuel | 2012
3582 | 2022 | CA | Santa Rita Jail Hybrid | 58625 | SRPV2 |  | OP | PV | SUN | 1 | 0.187 | 1638 | 5896.7528 | 861.333 | 3100.774 | Distributed from 923 Generation And Fuel | 2016
3583 | 2022 | CA | Santa Rita Jail Hybrid | 58625 | SRPV3 |  | OP | PV | SUN | 0.5 | 0.187 | 819 | 2948.3764 | 430.667 | 1550.3888 | Distributed from 923 Generation And Fuel | 2017
3584 | 2022 | CA | Santa Rosa Junior College Petaluma Solar | 62039 | SRJCP |  | OP | PV | SUN | 1.2 | 0.001 | 10 | 35.9997 | 5 | 17.9999 | Distributed from 923 Generation And Fuel | 2018
3585 | 2022 | CA | Sargent Canyon Cogeneration | 50864 | K100 |  | OS | GT | NG | 38.2 |  | GENYRONL: 1991
3586 | 2022 | CA | Saticoy | 63891 | SATCY |  | OP | BA | MWH | 100 | -0.021 | -18576 | -66873.065 | -7278 | -26200.5904 | Distributed from 923 Generation And Fuel | 2021
3587 | 2022 | CA | SB Water Reclamation Fuel Cell | 64027 | MB19 |  | OP | FC | OBG | 1.4 | 0.8 | 9813 | 35326.5174 | 4093 | 14734.6821 | Distributed from 923 Generation And Fuel | 2021
3588 | 2022 | CA | SC 1 Data Center, Phase 2 | 59074 | 14B |  | SB | IC | DFO | 2.3 | 0.001 | 25.817 | 92.9405 | 24.432 | 87.9545 | Distributed from 923 Generation And Fuel | 2014
3589 | 2022 | CA | SC 1 Data Center, Phase 2 | 59074 | 17A |  | SB | IC | DFO | 2.3 | 0.001 | 25.817 | 92.9405 | 24.432 | 87.9545 | Distributed from 923 Generation And Fuel | 2017
3590 | 2022 | CA | SC 1 Data Center, Phase 2 | 59074 | 17B |  | SB | IC | DFO | 2.3 | 0.001 | 25.817 | 92.9405 | 24.432 | 87.9545 | Distributed from 923 Generation And Fuel | 2017
3591 | 2022 | CA | SC 1 Data Center, Phase 2 | 59074 | 18A |  | SB | IC | DFO | 2.3 | 0.001 | 25.817 | 92.9405 | 24.432 | 87.9545 | Distributed from 923 Generation And Fuel | 2017
3592 | 2022 | CA | SC 1 Data Center, Phase 2 | 59074 | 18B |  | SB | IC | DFO | 2.3 | 0.001 | 25.817 | 92.9405 | 24.432 | 87.9545 | Distributed from 923 Generation And Fuel | 2017
3593 | 2022 | CA | SC 1 Data Center, Phase 2 | 59074 | 19A |  | SB | IC | DFO | 2.3 | 0.001 | 25.817 | 92.9405 | 24.432 | 87.9545 | Distributed from 923 Generation And Fuel | 2017
3594 | 2022 | CA | SC 1 Data Center, Phase 2 | 59074 | 19B |  | SB | IC | DFO | 2.3 | 0.001 | 25.817 | 92.9405 | 24.432 | 87.9545 | Distributed from 923 Generation And Fuel | 2017
3595 | 2022 | CA | SC 1 Data Center, Phase 2 | 59074 | 20A |  | SB | IC | DFO | 2.3 | 0.001 | 25.817 | 92.9405 | 24.432 | 87.9545 | Distributed from 923 Generation And Fuel | 2017
3596 | 2022 | CA | SC 1 Data Center, Phase 2 | 59074 | 20B |  | SB | IC | DFO | 2.3 | 0.001 | 25.817 | 92.9405 | 24.432 | 87.9545 | Distributed from 923 Generation And Fuel | 2017
3597 | 2022 | CA | SC 1 Data Center, Phase 2 | 59074 | 21A |  | SB | IC | DFO | 2.3 | 0.001 | 25.817 | 92.9405 | 24.432 | 87.9545 | Distributed from 923 Generation And Fuel | 2017
3598 | 2022 | CA | SC 1 Data Center, Phase 2 | 59074 | 21B |  | SB | IC | DFO | 2.3 | 0.001 | 25.817 | 92.9405 | 24.432 | 87.9545 | Distributed from 923 Generation And Fuel | 2017
3599 | 2022 | CA | SC 1 Data Center, Phase 2 | 59074 | 22A |  | SB | IC | DFO | 2.3 | 0.001 | 25.817 | 92.9405 | 24.432 | 87.9545 | Distributed from 923 Generation And Fuel | 2017
3600 | 2022 | CA | SC 1 Data Center, Phase 2 | 59074 | 22B |  | SB | IC | DFO | 2.3 | 0.001 | 25.817 | 92.9405 | 24.432 | 87.9545 | Distributed from 923 Generation And Fuel | 2017
3601 | 2022 | CA | SC 1 Data Center, Phase 2 | 59074 | EG10A |  | SB | IC | DFO | 2.3 | 0.001 | 25.817 | 92.9405 | 24.432 | 87.9545 | Distributed from 923 Generation And Fuel | 2014
3602 | 2022 | CA | SC 1 Data Center, Phase 2 | 59074 | EG10B |  | SB | IC | DFO | 2.3 | 0.001 | 25.817 | 92.9405 | 24.432 | 87.9545 | Distributed from 923 Generation And Fuel | 2014
3603 | 2022 | CA | SC 1 Data Center, Phase 2 | 59074 | EG11A |  | SB | IC | DFO | 2.3 | 0.001 | 25.817 | 92.9405 | 24.432 | 87.9545 | Distributed from 923 Generation And Fuel | 2014
3604 | 2022 | CA | SC 1 Data Center, Phase 2 | 59074 | EG11B |  | SB | IC | DFO | 2.3 | 0.001 | 25.817 | 92.9405 | 24.432 | 87.9545 | Distributed from 923 Generation And Fuel | 2014
3605 | 2022 | CA | SC 1 Data Center, Phase 2 | 59074 | EG12A |  | SB | IC | DFO | 2.3 | 0.001 | 25.817 | 92.9405 | 24.432 | 87.9545 | Distributed from 923 Generation And Fuel | 2014
3606 | 2022 | CA | SC 1 Data Center, Phase 2 | 59074 | EG12B |  | SB | IC | DFO | 2.3 | 0.001 | 25.817 | 92.9405 | 24.432 | 87.9545 | Distributed from 923 Generation And Fuel | 2014
3607 | 2022 | CA | SC 1 Data Center, Phase 2 | 59074 | EG13A |  | SB | IC | DFO | 2.3 | 0.001 | 25.817 | 92.9405 | 24.432 | 87.9545 | Distributed from 923 Generation And Fuel | 2014
3608 | 2022 | CA | SC 1 Data Center, Phase 2 | 59074 | EG13B |  | SB | IC | DFO | 2.3 | 0.001 | 25.817 | 92.9405 | 24.432 | 87.9545 | Distributed from 923 Generation And Fuel | 2014
3609 | 2022 | CA | SC 1 Data Center, Phase 2 | 59074 | EG14A |  | SB | IC | DFO | 2.3 | 0.001 | 25.817 | 92.9405 | 24.432 | 87.9545 | Distributed from 923 Generation And Fuel | 2014
3610 | 2022 | CA | SC 1 Data Center, Phase 2 | 59074 | EG15A |  | SB | IC | DFO | 2.3 | 0.001 | 25.817 | 92.9405 | 24.432 | 87.9545 | Distributed from 923 Generation And Fuel | 2015
3611 | 2022 | CA | SC 1 Data Center, Phase 2 | 59074 | EG15B |  | SB | IC | DFO | 2.3 | 0.001 | 25.817 | 92.9405 | 24.432 | 87.9545 | Distributed from 923 Generation And Fuel | 2015
3612 | 2022 | CA | SC 1 Data Center, Phase 2 | 59074 | EG16A |  | SB | IC | DFO | 2.3 | 0.001 | 25.817 | 92.9405 | 24.432 | 87.9545 | Distributed from 923 Generation And Fuel | 2015
3613 | 2022 | CA | SC 1 Data Center, Phase 2 | 59074 | EG16B |  | SB | IC | DFO | 2.3 | 0.001 | 25.817 | 92.9405 | 24.432 | 87.9545 | Distributed from 923 Generation And Fuel | 2015
3614 | 2022 | CA | SC 1 Data Center, Phase 2 | 59074 | EG1A |  | SB | IC | DFO | 2.2 | 0.001 | 24.695 | 88.9013 | 23.369 | 84.1277 | Distributed from 923 Generation And Fuel | 2011
3615 | 2022 | CA | SC 1 Data Center, Phase 2 | 59074 | EG1B |  | SB | IC | DFO | 2.2 | 0.001 | 24.695 | 88.9013 | 23.369 | 84.1277 | Distributed from 923 Generation And Fuel | 2011
3616 | 2022 | CA | SC 1 Data Center, Phase 2 | 59074 | EG2A |  | SB | IC | DFO | 2.2 | 0.001 | 24.695 | 88.9013 | 23.369 | 84.1277 | Distributed from 923 Generation And Fuel | 2011
3617 | 2022 | CA | SC 1 Data Center, Phase 2 | 59074 | EG2B |  | SB | IC | DFO | 2.2 | 0.001 | 24.695 | 88.9013 | 23.369 | 84.1277 | Distributed from 923 Generation And Fuel | 2011
3618 | 2022 | CA | SC 1 Data Center, Phase 2 | 59074 | EG3A |  | SB | IC | DFO | 2.2 | 0.001 | 24.695 | 88.9013 | 23.369 | 84.1277 | Distributed from 923 Generation And Fuel | 2011
3619 | 2022 | CA | SC 1 Data Center, Phase 2 | 59074 | EG3B |  | SB | IC | DFO | 2.2 | 0.001 | 24.695 | 88.9013 | 23.369 | 84.1277 | Distributed from 923 Generation And Fuel | 2011
3620 | 2022 | CA | SC 1 Data Center, Phase 2 | 59074 | EG4A |  | SB | IC | DFO | 2.2 | 0.001 | 24.695 | 88.9013 | 23.369 | 84.1277 | Distributed from 923 Generation And Fuel | 2011
3621 | 2022 | CA | SC 1 Data Center, Phase 2 | 59074 | EG4B |  | SB | IC | DFO | 2.2 | 0.001 | 24.695 | 88.9013 | 23.369 | 84.1277 | Distributed from 923 Generation And Fuel | 2011
3622 | 2022 | CA | SC 1 Data Center, Phase 2 | 59074 | EG5A |  | SB | IC | DFO | 2.2 | 0.001 | 24.695 | 88.9013 | 23.369 | 84.1277 | Distributed from 923 Generation And Fuel | 2011
3623 | 2022 | CA | SC 1 Data Center, Phase 2 | 59074 | EG5B |  | SB | IC | DFO | 2.2 | 0.001 | 24.695 | 88.9013 | 23.369 | 84.1277 | Distributed from 923 Generation And Fuel | 2011
3624 | 2022 | CA | SC 1 Data Center, Phase 2 | 59074 | EG6A |  | SB | IC | DFO | 2.2 | 0.001 | 24.695 | 88.9013 | 23.369 | 84.1277 | Distributed from 923 Generation And Fuel | 2011
3625 | 2022 | CA | SC 1 Data Center, Phase 2 | 59074 | EG6B |  | SB | IC | DFO | 2.2 | 0.001 | 24.695 | 88.9013 | 23.369 | 84.1277 | Distributed from 923 Generation And Fuel | 2011
3626 | 2022 | CA | SC 1 Data Center, Phase 2 | 59074 | EG7A |  | SB | IC | DFO | 2.2 | 0.001 | 24.695 | 88.9013 | 23.369 | 84.1277 | Distributed from 923 Generation And Fuel | 2011
3627 | 2022 | CA | SC 1 Data Center, Phase 2 | 59074 | EG7B |  | SB | IC | DFO | 2.2 | 0.001 | 24.695 | 88.9013 | 23.369 | 84.1277 | Distributed from 923 Generation And Fuel | 2011
3628 | 2022 | CA | SC 1 Data Center, Phase 2 | 59074 | EG8B |  | SB | IC | DFO | 2.2 | 0.001 | 24.695 | 88.9013 | 23.369 | 84.1277 | Distributed from 923 Generation And Fuel | 2011
3629 | 2022 | CA | SC 1 Data Center, Phase 2 | 59074 | EG9A |  | SB | IC | DFO | 2.3 | 0.001 | 25.817 | 92.9405 | 24.432 | 87.9545 | Distributed from 923 Generation And Fuel | 2015
3630 | 2022 | CA | SC 1 Data Center, Phase 2 | 59074 | EG9B |  | SB | IC | DFO | 2.3 | 0.001 | 25.817 | 92.9405 | 24.432 | 87.9545 | Distributed from 923 Generation And Fuel | 2014
3631 | 2022 | CA | SC 1 Data Center, Phase 2 | 59074 | GEN8A |  | SB | IC | DFO | 2.2 | 0.001 | 24.695 | 88.9013 | 23.369 | 84.1277 | Distributed from 923 Generation And Fuel | 2020
3632 | 2022 | CA | SCA Cogen 2 | 7551 | CCST | 2 | OP | CA | NG | 49.8 | 0.267 | 116263 | 418543.4517 | 55409 | 199470.8042 | EIA-923 Generator File | 1997
3633 | 2022 | CA | SCA Cogen 2 | 7551 | CT1A |  | OP | CT | NG | 49.8 | 0.661 | 288485 | 1038537.6917 | 126968 | 457081.1434 | EIA-923 Generator File | 1997
3634 | 2022 | CA | SCA Cogen 2 | 7551 | CT1B |  | OP | CT | NG | 49.8 | 0.648 | 282516 | 1017049.4636 | 129396 | 465821.8734 | EIA-923 Generator File | 1997
3635 | 2022 | CA | SCA Cogen 2 | 7551 | CT1C |  | OP | GT | NG | 44 | 0.05 | 19137 | 68892.6489 | 9615 | 34613.7231 | Distributed from 923 Generation And Fuel | 2001
3636 | 2022 | CA | Scattergood | 404 | 1 | 1 | OP | ST | NG | 163.2 | 0.031 | 44640 | 160702.7144 | 31495 | 113381.093 | EIA-923 Generator File | 1958 | 2024
3637 | 2022 | CA | Scattergood | 404 | 2 | 1 | OP | ST | NG | 163.2 | 0.012 | 16456 | 59241.1261 | 16456 | 59241.1261 | EIA-923 Generator File | 1959 | 2024
3638 | 2022 | CA | Scattergood | 404 | 4 |  | OP | CT | NG | 216.9 | 0.6 | 1140079 | 4104251.566 | 536324 | 1930750.954 | EIA-923 Generator File | 2015
3639 | 2022 | CA | Scattergood | 404 | 5 | 1 | OP | CA | NG | 118.9 | 0.574 | 598107 | 2153167.9747 | 274666 | 988789.6897 | EIA-923 Generator File | 2015
3640 | 2022 | CA | Scattergood | 404 | 6 |  | OP | GT | NG | 106.9 | 0.047 | 44399.5 | 159836.9213 | 32135.5 | 115686.8745 | Distributed from 923 Generation And Fuel | 2015
3641 | 2022 | CA | Scattergood | 404 | 7 |  | OP | GT | NG | 106.9 | 0.047 | 44399.5 | 159836.9213 | 32135.5 | 115686.8745 | Distributed from 923 Generation And Fuel | 2015
3642 | 2022 | CA | SCC - San Jose | 65196 | SCC02 |  | OP | FC | NG | 1 | 0.84 | 7355 | 26477.7882 | 3335 | 12005.904 | Distributed from 923 Generation And Fuel | 2014
3643 | 2022 | CA | SCCCD - Clovis Community College | 63021 | 232 |  | OP | PV | SUN | 1.2 | 0.199 | 2093 | 7534.7397 | 1101 | 3963.5683 | Distributed from 923 Generation And Fuel | 2018
3644 | 2022 | CA | SCCCD - Fresno Community College | 63068 | 231 |  | OP | PV | SUN | 2.2 | 0.2 | 3859 | 13892.2889 | 2029 | 7304.3416 | Distributed from 923 Generation And Fuel | 2018
3645 | 2022 | CA | SCDA Solar 1 | 61006 | SCAIR |  | OP | PV | SUN | 7 | 0.242 | 14864 | 53509.9719 | 7816 | 28137.3749 | Distributed from 923 Generation And Fuel | 2017
3646 | 2022 | CA | SCE-Snowline-Duncan Road (North) | 59359 | 10400 |  | OP | PV | SUN | 1.5 | 0.245 | 3216 | 11577.5074 | 1691 | 6087.5513 | Distributed from 923 Generation And Fuel | 2014
3647 | 2022 | CA | SCE-Snowline-Duncan Road (South) | 59360 | 11113 |  | OP | PV | SUN | 1 | 0.225 | 1974 | 7106.3431 | 1038 | 3736.7701 | Distributed from 923 Generation And Fuel | 2014
3648 | 2022 | CA | SCE-Snowline-White Rd (Central) | 59423 | 10402 |  | OP | PV | SUN | 1.5 | 0.269 | 3540 | 12743.898 | 1861 | 6699.5464 | Distributed from 923 Generation And Fuel | 2014
3649 | 2022 | CA | SCE-Snowline-White Road (North) | 59422 | 10401 |  | OP | PV | SUN | 1.5 | 0.228 | 2993 | 10774.7138 | 1574 | 5666.3547 | Distributed from 923 Generation And Fuel | 2014
3650 | 2022 | CA | SCE-Snowline-White Road (South) | 59421 | 11111 |  | OP | PV | SUN | 1.5 | 0.201 | 2636 | 9489.5241 | 1386 | 4989.5601 | Distributed from 923 Generation And Fuel | 2014
3651 | 2022 | CA | Scott Flat | 839 | 7P |  | OP | HY | WAT | 1 | 0.371 | 3252 | 11707.1063 | 1637 | 5893.1529 | Distributed from 923 Generation And Fuel | 1985
3652 | 2022 | CA | SCU000 El Camino Real Fuel Cell | 63715 | SCU00 |  | OP | FC | NG | 1.5 | 0.738 | 9703 | 34930.5206 | 4399 | 15836.2733 | Distributed from 923 Generation And Fuel | 2018
3653 | 2022 | CA | SDCCD - Miramar | 59138 | 57449 |  | OP | PV | SUN | 1 | 0.196 | 1719 | 6188.3505 | 904 | 3254.374 | Distributed from 923 Generation And Fuel | 2011
3654 | 2022 | CA | SDCWA - Twin Oaks | 59139 | 57449 |  | OP | PV | SUN | 1 | 0.198 | 1736 | 6249.55 | 913 | 3286.7737 | Distributed from 923 Generation And Fuel | 2011
3655 | 2022 | CA | SE Athos II, LLC | 64290 | IPAT2 |  | OP | PV | SUN | 200 | 0.351 | 615710 | 2216538.2677 | 313310 | 1127906.9767 | Distributed from 923 Generation And Fuel | 2021
3656 | 2022 | CA | Sealed Air Madera Solar Project | 65469 | SAMBA |  | OP | BA | MWH | 0.8 | 0 | -1 | -3.6 | 0 | 0 | Distributed from 923 Generation And Fuel | 2022
3657 | 2022 | CA | Sealed Air Madera Solar Project | 65469 | SAMSP |  | OP | PV | SUN | 3 | 0 | 3 | 10.7999 | 2 | 7.1999 | Distributed from 923 Generation And Fuel | 2022
3658 | 2022 | CA | SeaWorld Aquatica | 61843 | 10276 |  | OP | PV | SUN | 1.1 | 0.194 | 1873 | 6742.7461 | 985 | 3545.9716 | Distributed from 923 Generation And Fuel | 2018
3659 | 2022 | CA | Second Imperial Geothermal | 54111 | GE13 |  | OP | BT | GEO | 16 | 0.133 | 18650.906 | 67142.7245 | 7816.62 | 28139.6069 | Distributed from 923 Generation And Fuel | 2006
3660 | 2022 | CA | Second Imperial Geothermal | 54111 | GEN14 |  | OP | BT | GEO | 16 | 0.133 | 18650.906 | 67142.7245 | 7816.62 | 28139.6069 | Distributed from 923 Generation And Fuel | 2008
3661 | 2022 | CA | Second Imperial Geothermal | 54111 | OEC1 |  | OP | BT | GEO | 26.5 | 0.133 | 30890.563 | 111205.1372 | 12946.278 | 46606.228 | Distributed from 923 Generation And Fuel | 2022
3662 | 2022 | CA | Second Imperial Geothermal | 54111 | OEC2 |  | OP | BT | GEO | 16 | 0.133 | 18650.906 | 67142.7245 | 7816.62 | 28139.6069 | Distributed from 923 Generation And Fuel | 2022
3663 | 2022 | CA | Second Imperial Geothermal | 54111 | GE10 |  | RE | BT | GEO | 4.5 | 0.133 | 5245.567 | 18883.8901 | 2198.424 | 7914.2631 | Distributed from 923 Generation And Fuel | 1993 | 2022
3664 | 2022 | CA | Second Imperial Geothermal | 54111 | GE11 |  | RE | BT | GEO | 4.5 | 0.133 | 5245.567 | 18883.8901 | 2198.424 | 7914.2631 | Distributed from 923 Generation And Fuel | 1993 | 2022
3665 | 2022 | CA | Second Imperial Geothermal | 54111 | GE12 |  | RE | BT | GEO | 4.5 | 0.133 | 5245.567 | 18883.8901 | 2198.424 | 7914.2631 | Distributed from 923 Generation And Fuel | 1993 | 2022
3666 | 2022 | CA | Second Imperial Geothermal | 54111 | GEN1 |  | RE | BT | GEO | 3.5 | 0.133 | 4079.886 | 14687.4721 | 1709.886 | 6155.5404 | Distributed from 923 Generation And Fuel | 1993 | 2022
3667 | 2022 | CA | Second Imperial Geothermal | 54111 | GEN2 |  | RE | BT | GEO | 3.5 | 0.133 | 4079.886 | 14687.4721 | 1709.886 | 6155.5404 | Distributed from 923 Generation And Fuel | 1993 | 2022
3668 | 2022 | CA | Second Imperial Geothermal | 54111 | GEN3 |  | RE | BT | GEO | 3.5 | 0.133 | 4079.886 | 14687.4721 | 1709.886 | 6155.5404 | Distributed from 923 Generation And Fuel | 1993 | 2022
3669 | 2022 | CA | Second Imperial Geothermal | 54111 | GEN4 |  | RE | BT | GEO | 3.5 | 0.133 | 4079.886 | 14687.4721 | 1709.886 | 6155.5404 | Distributed from 923 Generation And Fuel | 1993 | 2022
3670 | 2022 | CA | Second Imperial Geothermal | 54111 | GEN5 |  | RE | BT | GEO | 3.5 | 0.133 | 4079.886 | 14687.4721 | 1709.886 | 6155.5404 | Distributed from 923 Generation And Fuel | 1993 | 2022
3671 | 2022 | CA | Second Imperial Geothermal | 54111 | GEN6 |  | RE | BT | GEO | 3.5 | 0.133 | 4079.886 | 14687.4721 | 1709.886 | 6155.5404 | Distributed from 923 Generation And Fuel | 1993 | 2022
3672 | 2022 | CA | Second Imperial Geothermal | 54111 | GEN7 |  | RE | BT | GEO | 4.5 | 0.133 | 5245.567 | 18883.8901 | 2198.424 | 7914.2631 | Distributed from 923 Generation And Fuel | 1993 | 2022
3673 | 2022 | CA | Second Imperial Geothermal | 54111 | GEN8 |  | RE | BT | GEO | 4.5 | 0.133 | 5245.567 | 18883.8901 | 2198.424 | 7914.2631 | Distributed from 923 Generation And Fuel | 1993 | 2022
3674 | 2022 | CA | Second Imperial Geothermal | 54111 | GEN9 |  | RE | BT | GEO | 4.5 | 0.133 | 5245.567 | 18883.8901 | 2198.424 | 7914.2631 | Distributed from 923 Generation And Fuel | 1993 | 2022
3675 | 2022 | CA | SEGS IX | 10446 | GEN1 | 1 | OP | ST | SUN | 92 | 0.15 | 121180 | 436244.51 | 73268 | 263762.6899 | Data from EIA-923 Generator File overwritten with distributed data from EIA-923 Generation and Fuel | 1990
3676 | 2022 | CA | Sentinel Energy Center, LLC | 57482 | CTG1 |  | OP | GT | NG | 100 | 0.073 | 63652.375 | 229146.7168 | 13809.625 | 49714.2523 | Distributed from 923 Generation And Fuel | 2013
3677 | 2022 | CA | Sentinel Energy Center, LLC | 57482 | CTG2 |  | OP | GT | NG | 100 | 0.073 | 63652.375 | 229146.7168 | 13809.625 | 49714.2523 | Distributed from 923 Generation And Fuel | 2013
3678 | 2022 | CA | Sentinel Energy Center, LLC | 57482 | CTG3 |  | OP | GT | NG | 100 | 0.073 | 63652.375 | 229146.7168 | 13809.625 | 49714.2523 | Distributed from 923 Generation And Fuel | 2013
3679 | 2022 | CA | Sentinel Energy Center, LLC | 57482 | CTG4 |  | OP | GT | NG | 100 | 0.073 | 63652.375 | 229146.7168 | 13809.625 | 49714.2523 | Distributed from 923 Generation And Fuel | 2013
3680 | 2022 | CA | Sentinel Energy Center, LLC | 57482 | CTG5 |  | OP | GT | NG | 100 | 0.073 | 63652.375 | 229146.7168 | 13809.625 | 49714.2523 | Distributed from 923 Generation And Fuel | 2013
3681 | 2022 | CA | Sentinel Energy Center, LLC | 57482 | CTG6 |  | OP | GT | NG | 100 | 0.073 | 63652.375 | 229146.7168 | 13809.625 | 49714.2523 | Distributed from 923 Generation And Fuel | 2013
3682 | 2022 | CA | Sentinel Energy Center, LLC | 57482 | CTG7 |  | OP | GT | NG | 100 | 0.073 | 63652.375 | 229146.7168 | 13809.625 | 49714.2523 | Distributed from 923 Generation And Fuel | 2013
3683 | 2022 | CA | Sentinel Energy Center, LLC | 57482 | CTG8 |  | OP | GT | NG | 100 | 0.073 | 63652.375 | 229146.7168 | 13809.625 | 49714.2523 | Distributed from 923 Generation And Fuel | 2013
3684 | 2022 | CA | Sepulveda Canyon | 316 | 1 |  | SB | HY | WAT | 8.5 | 0 | 0 | 0 | 0 | 0 | Distributed from 923 Generation And Fuel | 1982
3685 | 2022 | CA | SEPV 1 | 58073 | SEPV |  | OP | PV | SUN | 2 | 0.186 | 3261 | 11739.5061 | 1715 | 6173.9506 | Distributed from 923 Generation And Fuel | 2012
3686 | 2022 | CA | SEPV 18 | 59730 | SPV18 |  | OP | PV | SUN | 2 | 0.279 | 4894 | 17618.2591 | 2573 | 9262.7259 | Distributed from 923 Generation And Fuel | 2016
3687 | 2022 | CA | SEPV 2 | 58074 | SEPV |  | OP | PV | SUN | 2 | 0.161 | 2829 | 10184.3185 | 1488 | 5356.7571 | Distributed from 923 Generation And Fuel | 2012
3688 | 2022 | CA | SEPV 8 | 58234 | SPV8 |  | OP | PV | SUN | 12 | 0.303 | 31833 | 114597.8832 | 16739 | 60259.9179 | Distributed from 923 Generation And Fuel | 2013
3689 | 2022 | CA | SEPV Imperial Dixieland East | 60745 | SESI1 |  | OP | PV | SUN | 2 | 0.302 | 5284 | 19022.2478 | 2779 | 10004.32 | Distributed from 923 Generation And Fuel | 2016
3690 | 2022 | CA | SEPV Imperial Dixieland West | 60744 | SESI2 |  | OP | PV | SUN | 3 | 0.296 | 7788 | 28036.5757 | 4095 | 14741.8821 | Distributed from 923 Generation And Fuel | 2016
3691 | 2022 | CA | SEPV Mojave West | 59740 | SPVMW |  | OP | PV | SUN | 20 | 0.32 | 56129 | 202062.7835 | 29515 | 106253.15 | Distributed from 923 Generation And Fuel | 2016
3692 | 2022 | CA | SEPV Palmdale East | 59273 | PALME |  | OP | PV | SUN | 10 | 0.287 | 25137 | 90492.4761 | 13218 | 47584.4193 | Distributed from 923 Generation And Fuel | 2015
3693 | 2022 | CA | SEPV Sierra | 64611 | 1 |  | OP | BA | MWH | 8.3 | 0 | -14 | -50.3996 | -6 | -21.5998 | Distributed from 923 Generation And Fuel | 2020
3694 | 2022 | CA | SEPV Sierra | 64611 | 2 |  | OP | PV | SUN | 3 | 0.153 | 4010 | 14435.8845 | 2109 | 7592.3393 | Distributed from 923 Generation And Fuel | 2020
3695 | 2022 | CA | SEPV9 Power Plant | 58227 | SPV9 |  | OP | PV | SUN | 9 | 0.285 | 22438 | 80776.1538 | 11799 | 42476.0602 | Distributed from 923 Generation And Fuel | 2013
3696 | 2022 | CA | Seville 1 | 59722 | SEV1 |  | OP | PV | SUN | 20 | 0.336 | 58940 | 212182.3025 | 30993 | 111573.9074 | Distributed from 923 Generation And Fuel | 2015
3697 | 2022 | CA | Seville 2 | 59723 | SEV2 |  | OP | PV | SUN | 30 | 0.329 | 86582 | 311692.7065 | 45528 | 163899.4888 | Distributed from 923 Generation And Fuel | 2015
3698 | 2022 | CA | SF Southeast Cogen Plant | 57971 | COGEN |  | OP | IC | OBG | 2.1 | 0.031 | 572 | 2059.1835 | 238 | 856.7931 | Distributed from 923 Generation And Fuel | 2002
3699 | 2022 | CA | SFDK Solar | 62649 | SFDK |  | OP | PV | SUN | 6.3 | 0.19 | 10462 | 37662.8987 | 5501 | 19803.4416 | Distributed from 923 Generation And Fuel | 2019
3700 | 2022 | CA | Shafter Solar LLC | 59408 | 1 |  | OP | PV | SUN | 20 | 0.281 | 49213 | 177165.3827 | 25878 | 93160.0547 | Distributed from 923 Generation And Fuel | 2015
3701 | 2022 | CA | Shasta | 445 | 1 |  | OP | HY | WAT | 142 | 0.122 | 152330.003 | 548383.6237 | 71340.482 | 256823.6806 | Distributed from 923 Generation And Fuel | 1949
3702 | 2022 | CA | Shasta | 445 | 2 |  | OP | HY | WAT | 142 | 0.122 | 152330.003 | 548383.6237 | 71340.482 | 256823.6806 | Distributed from 923 Generation And Fuel | 1948
3703 | 2022 | CA | Shasta | 445 | 3 |  | OP | HY | WAT | 142 | 0.122 | 152330.003 | 548383.6237 | 71340.482 | 256823.6806 | Distributed from 923 Generation And Fuel | 1944
3704 | 2022 | CA | Shasta | 445 | 4 |  | OP | HY | WAT | 142 | 0.122 | 152330.003 | 548383.6237 | 71340.482 | 256823.6806 | Distributed from 923 Generation And Fuel | 1944
3705 | 2022 | CA | Shasta | 445 | 5 |  | OP | HY | WAT | 142 | 0.122 | 152330.003 | 548383.6237 | 71340.482 | 256823.6806 | Distributed from 923 Generation And Fuel | 1948
3706 | 2022 | CA | Shasta | 445 | S1 |  | OP | HY | WAT | 2 | 0.122 | 2145.493 | 7723.713 | 1004.796 | 3617.2367 | Distributed from 923 Generation And Fuel | 1944
3707 | 2022 | CA | Shasta | 445 | S2 |  | OP | HY | WAT | 2 | 0.122 | 2145.493 | 7723.713 | 1004.796 | 3617.2367 | Distributed from 923 Generation And Fuel | 1944
3708 | 2022 | CA | Shasta Solar Farm | 58814 | GENA |  | OP | PV | SUN | 1.5 | 0.302 | 3970.5 | 14293.6857 | 2088 | 7516.7399 | Distributed from 923 Generation And Fuel | 2014
3709 | 2022 | CA | Shasta Solar Farm | 58814 | GENB |  | OP | PV | SUN | 1.5 | 0.302 | 3970.5 | 14293.6857 | 2088 | 7516.7399 | Distributed from 923 Generation And Fuel | 2014
3710 | 2022 | CA | Shelter Creek Condominiums Solar | 62806 | SCC01 |  | OP | PV | SUN | 2.5 | 0.166 | 3625 | 13049.8956 | 1906 | 6861.5451 | Distributed from 923 Generation And Fuel | 2020
3711 | 2022 | CA | Shiloh I Wind Project | 56362 | 1 |  | OP | WT | WND | 150 | 0.317 | 416935 | 1500953.9924 | 220711 | 794553.2436 | Distributed from 923 Generation And Fuel | 2006
3712 | 2022 | CA | Shiloh III Wind Project LLC | 57586 | 1 |  | OP | WT | WND | 102.5 | 0.308 | 276358 | 994880.841 | 146295 | 526657.7867 | Distributed from 923 Generation And Fuel | 2011
3713 | 2022 | CA | Shiloh IV Wind Project LLC | 57725 | 1 |  | OP | WT | WND | 102.5 | 0.32 | 287426 | 1034725.3222 | 152154 | 547750.018 | Distributed from 923 Generation And Fuel | 2012
3714 | 2022 | CA | Shiloh Wind Project 2 LLC | 56874 | TBD |  | OP | WT | WND | 150 | 0.307 | 403140 | 1451292.3897 | 213409 | 768266.2539 | Distributed from 923 Generation And Fuel | 2009
3715 | 2022 | CA | Sierra Nevada Brewing Co Hybrid | 58585 | BESS |  | OP | BA | MWH | 0.5 | -0.008 | -36 | -129.599 | -15 | -53.9996 | Distributed from 923 Generation And Fuel | 2017
3716 | 2022 | CA | Sierra Nevada Brewing Co Hybrid | 58585 | COGN |  | OP | GT | NG | 2 | 0.367 | 6436 | 23169.4146 | 2918 | 10504.716 | Distributed from 923 Generation And Fuel | 2016
3717 | 2022 | CA | Sierra Nevada Brewing Co Hybrid | 58585 | SOLR |  | OP | PV | SUN | 1.7 | 0.163 | 2431 | 8751.53 | 1278 | 4600.7632 | Distributed from 923 Generation And Fuel | 2007
3718 | 2022 | CA | Sierra Pacific Burney Facility | 50110 | GEN1 | 1 | OP | ST | WDS | 20 | 0.527 | 92331 | 332388.9409 | 39905 | 143656.8507 | EIA-923 Generator File | 1986
3719 | 2022 | CA | Sierra Pacific Chinese Camp | 65510 | GEN 1 |  | OP | PV | SUN | 3.6 | 0.175 | 5509 | 19832.2413 | 3276 | 11793.5057 | Distributed from 923 Generation And Fuel | 2022
3720 | 2022 | CA | Sierra Pacific Industries (2042-RD) | 63416 | GEN1 |  | OP | PV | SUN | 8.4 | 0.242 | 17825 | 64169.4866 | 9373 | 33742.5301 | Distributed from 923 Generation And Fuel | 2020
3721 | 2022 | CA | Sierra Pacific Lincoln Facility | 10144 | GEN4 | 1 | OP | ST | WDS | 19.2 | 0.565 | 94961 | 341856.8651 | 46189 | 166279.0698 | EIA-923 Generator File | 2004
3722 | 2022 | CA | Sierra Pacific Quincy Facility | 50112 | GEN3 | 2 | OP | ST | WDS | 35.2 | 0.586 | 180619 | 650223.1982 | 79581 | 286489.3081 | EIA-923 Generator File | 2018
3723 | 2022 | CA | Sierra Pacific Sonora | 54517 | GEN3 |  | OP | ST | WDS | 7.5 | 0.6 | 39397 | 141828.0654 | 17653.916 | 63553.5892 | EIA-923 Generator File | 2018
3724 | 2022 | CA | Sierra Solar Greenworks | 59431 | SSG1 |  | OP | PV | SUN | 20 | 0.208 | 36481 | 131330.5494 | 19183 | 69058.2475 | Distributed from 923 Generation And Fuel | 2015
3725 | 2022 | CA | Signal Hill West Unit | 57702 | 1 |  | OP | GT | OG | 5.7 | 0.75 | 37457 | 134844.1212 | 15646 | 56325.1494 | Distributed from 923 Generation And Fuel | 2004
3726 | 2022 | CA | Silicon Valley Clean Water | 60249 | BES |  | OP | BA | MWH | 1 | 0 | 0 | 0 | 0 | 0 | Distributed from 923 Generation And Fuel | 2020
3727 | 2022 | CA | Silicon Valley Clean Water | 60249 | CGN |  | OP | IC | OBG | 1.2 | 0.65 | 6828 | 24580.6034 | 2864 | 10310.3175 | Distributed from 923 Generation And Fuel | 2015
3728 | 2022 | CA | Silveira Ranch Road Solar | 63762 | SILVA |  | OP | PV | SUN | 1 | 0.22 | 1926 | 6933.5445 | 1012.667 | 3645.572 | Distributed from 923 Generation And Fuel | 2021
3729 | 2022 | CA | Silveira Ranch Road Solar | 63762 | SILVB |  | OP | PV | SUN | 1 | 0.22 | 1926 | 6933.5445 | 1012.667 | 3645.572 | Distributed from 923 Generation And Fuel | 2021
3730 | 2022 | CA | Silveira Ranch Road Solar | 63762 | SILVC |  | OP | PV | SUN | 1 | 0.22 | 1926 | 6933.5445 | 1012.667 | 3645.572 | Distributed from 923 Generation And Fuel | 2021
3731 | 2022 | CA | Silverstrand Grid Energy Storage System | 63735 | SLV01 |  | OP | BA | MWH | 11 |  | GENYRONL: 2021; GENYRRET: 2041
3732 | 2022 | CA | Siphon Drop Power Plant | 57364 | 1 |  | OP | HY | WAT | 2.2 | 0.306 | 5903.5 | 21252.43 | 2971.5 | 10697.3144 | Distributed from 923 Generation And Fuel | 1987
3733 | 2022 | CA | Siphon Drop Power Plant | 57364 | 2 |  | OP | HY | WAT | 2.2 | 0.306 | 5903.5 | 21252.43 | 2971.5 | 10697.3144 | Distributed from 923 Generation And Fuel | 1987
3734 | 2022 | CA | Site 980 65 | 50322 | GEN1 |  | OP | HY | WAT | 2.1 | 0.039 | 709 | 2552.3796 | 357 | 1285.1897 | Distributed from 923 Generation And Fuel | 1985
3735 | 2022 | CA | SJ/SC WPCP | 56080 | EG4 |  | OP | IC | NG | 3.5 | 0.508 | 15564.75 | 56032.6517 | 7724 | 27806.1776 | Distributed from 923 Generation And Fuel | 2020
3736 | 2022 | CA | SJ/SC WPCP | 56080 | EG5 |  | OP | IC | NG | 3.5 | 0.508 | 15564.75 | 56032.6517 | 7724 | 27806.1776 | Distributed from 923 Generation And Fuel | 2020
3737 | 2022 | CA | SJ/SC WPCP | 56080 | EG6 |  | OP | IC | NG | 3.5 | 0.508 | 15564.75 | 56032.6517 | 7724 | 27806.1776 | Distributed from 923 Generation And Fuel | 2020
3738 | 2022 | CA | SJ/SC WPCP | 56080 | EG7 |  | OP | IC | NG | 3.5 | 0.508 | 15564.75 | 56032.6517 | 7724 | 27806.1776 | Distributed from 923 Generation And Fuel | 2020
3739 | 2022 | CA | Sky River Wind Energy Center | 50536 | SRW1 |  | OP | WT | WND | 60.2 | 0.349 | 183827 | 661771.9058 | 97312 | 350320.3974 | Distributed from 923 Generation And Fuel | 2021
3740 | 2022 | CA | Slate Creek | 50961 | GEN1 |  | OP | HY | WAT | 4.2 | 0.134 | 4919 | 17708.2583 | 2476 | 8913.5287 | Distributed from 923 Generation And Fuel | 1990
3741 | 2022 | CA | Slate Hybrid | 63727 | SL3EC |  | OP | PV | SUN | 67.5 | 0.264 | 155816.55 | 560935.0925 | 94862.025 | 341500.558 | Distributed from 923 Generation And Fuel | 2022
3742 | 2022 | CA | Slate Hybrid | 63727 | SLATE |  | OP | PV | SUN | 50.5 | 0.264 | 116573.863 | 419662.5495 | 70970.848 | 255493.0089 | Distributed from 923 Generation And Fuel | 2021
3743 | 2022 | CA | Slate Hybrid | 63727 | SLB3C |  | OP | BA | MWH | 33.8 | -0.002 | -491.461 | -1769.2454 | 0 | 0 | Distributed from 923 Generation And Fuel | 2022
3744 | 2022 | CA | Slate Hybrid | 63727 | SLBES |  | OP | BA | MWH | 50 | -0.002 | -727.014 | -2617.2295 | 0 | 0 | Distributed from 923 Generation And Fuel | 2022
3745 | 2022 | CA | Slate Hybrid | 63727 | SLBPW |  | OP | BA | MWH | 10 | -0.002 | -145.403 | -523.4466 | 0 | 0 | Distributed from 923 Generation And Fuel | 2022
3746 | 2022 | CA | Slate Hybrid | 63727 | SLBSV |  | OP | BA | MWH | 46.5 | -0.002 | -676.123 | -2434.0233 | 0 | 0 | Distributed from 923 Generation And Fuel | 2022
3747 | 2022 | CA | Slate Hybrid | 63727 | SLPWR |  | OP | PV | SUN | 26 | 0.264 | 60018.227 | 216063.8887 | 36539.447 | 131540.9569 | Distributed from 923 Generation And Fuel | 2022
3748 | 2022 | CA | Slate Hybrid | 63727 | SLSTN |  | OP | PV | SUN | 63 | 0.264 | 145428.78 | 523539.4197 | 88537.89 | 318733.8541 | Distributed from 923 Generation And Fuel | 2022
3749 | 2022 | CA | Slate Hybrid | 63727 | SLSVC |  | OP | PV | SUN | 93 | 0.264 | 214680.58 | 772843.9052 | 130698.79 | 470511.8799 | Distributed from 923 Generation And Fuel | 2022
3750 | 2022 | CA | Sly Creek | 776 | 1 |  | OP | HY | WAT | 12.1 | 0.21 | 22275 | 80189.3585 | 11213 | 40366.4771 | Distributed from 923 Generation And Fuel | 1983
3751 | 2022 | CA | SMUD at Fleshman | 57671 | PV1 |  | OP | PV | SUN | 2.9 | 0.213 | 5422 | 19519.0438 | 2851 | 10263.5179 | Distributed from 923 Generation And Fuel | 2011
3752 | 2022 | CA | SMUD at Grundman | 57669 | PV1 |  | OP | PV | SUN | 17 | 0.209 | 31119 | 112027.5038 | 16364 | 58909.9287 | Distributed from 923 Generation And Fuel | 2011
3753 | 2022 | CA | SMUD at Lawrence | 57753 | PV1 |  | OP | PV | SUN | 1 | 0.209 | 1829 | 6584.3473 | 962 | 3463.1723 | Distributed from 923 Generation And Fuel | 2011
3754 | 2022 | CA | SMUD at Van Conett | 57670 | PV1 |  | OP | PV | SUN | 2.9 | 0.22 | 5585 | 20105.8392 | 2937 | 10573.1154 | Distributed from 923 Generation And Fuel | 2011
3755 | 2022 | CA | Soboba Community Solar Project | 61834 | SCSP1 |  | OP | PV | SUN | 1 | 0.217 | 1904 | 6854.3452 | 1001 | 3603.5712 | Distributed from 923 Generation And Fuel | 2016
3756 | 2022 | CA | Soboba Community Solar Project | 61834 | SCSP2 |  | OP | PV | SUN | 1 | 0.217 | 1904 | 6854.3452 | 1001 | 3603.5712 | Distributed from 923 Generation And Fuel | 2017
3757 | 2022 | CA | SOCCD | 63617 | SOCCD |  | OP | BA | MWH | 1.3 |  | GENYRONL: 2019
3758 | 2022 | CA | Sol Orchard El Centro PV | 58621 | ECPV |  | OP | PV | SUN | 20 | 0.249 | 43694 | 157297.1416 | 22976 | 82712.9383 | Distributed from 923 Generation And Fuel | 2013
3759 | 2022 | CA | Solano County Cogen Plant | 50985 | 3163 |  | OP | IC | NG | 1 | 0.296 | 2590.714 | 9326.4958 | 1174.643 | 4228.681 | Distributed from 923 Generation And Fuel | 1989
3760 | 2022 | CA | Solano County Cogen Plant | 50985 | 3164 |  | OP | IC | NG | 0.4 | 0.296 | 1036.286 | 3730.5998 | 469.857 | 1691.4717 | Distributed from 923 Generation And Fuel | 1989
3761 | 2022 | CA | Solano County Cogen Plant | 50985 | 3165 |  | OP | IC | NG | 1.4 | 0.296 | 3627 | 13057.0955 | 1644.5 | 5920.1526 | Distributed from 923 Generation And Fuel | 2004
3762 | 2022 | CA | Solano Wind | 7526 | 1 |  | OP | WT | WND | 13.2 | 0.285 | 32941.982 | 118590.1865 | 21373.01 | 76942.2205 | Distributed from 923 Generation And Fuel | 1994 | 2023
3763 | 2022 | CA | Solano Wind | 7526 | 2 |  | OP | WT | WND | 24 | 0.285 | 59894.514 | 215618.5255 | 38860.018 | 139894.9456 | Distributed from 923 Generation And Fuel | 2006
3764 | 2022 | CA | Solano Wind | 7526 | 2B |  | OP | WT | WND | 63 | 0.285 | 157223.098 | 565998.6248 | 102007.546 | 367224.2278 | Distributed from 923 Generation And Fuel | 2007
3765 | 2022 | CA | Solano Wind | 7526 | 3 |  | OP | WT | WND | 128 | 0.285 | 319437.406 | 1149965.4619 | 207253.427 | 746106.3683 | Distributed from 923 Generation And Fuel | 2012
3766 | 2022 | CA | Solar Blythe 2 | 60558 | PV1 |  | OP | PV | SUN | 20 | 0.26 | 45630 | 164266.6859 | 23994 | 86377.709 | Distributed from 923 Generation And Fuel | 2017
3767 | 2022 | CA | Solar Blythe LLC | 56939 | 1 |  | OP | PV | SUN | 21 | 0.228 | 42013 | 151245.59 | 22092 | 79530.5638 | Distributed from 923 Generation And Fuel | 2009
3768 | 2022 | CA | Solar Borrego I | 57455 | SB1 |  | OP | PV | SUN | 26 | 0.284 | 64706 | 232939.7365 | 34025 | 122489.0201 | Distributed from 923 Generation And Fuel | 2013
3769 | 2022 | CA | Solar Gen 2 Solar Facility | 58592 | ALHM |  | OP | PV | SUN | 54.4 | 0.283 | 134828.333 | 485378.1158 | 70898.333 | 255231.9569 | Distributed from 923 Generation And Fuel | 2014
3770 | 2022 | CA | Solar Gen 2 Solar Facility | 58592 | ARK |  | OP | PV | SUN | 54.4 | 0.283 | 134828.333 | 485378.1158 | 70898.333 | 255231.9569 | Distributed from 923 Generation And Fuel | 2014
3771 | 2022 | CA | Solar Gen 2 Solar Facility | 58592 | SONR |  | OP | PV | SUN | 54.4 | 0.283 | 134828.333 | 485378.1158 | 70898.333 | 255231.9569 | Distributed from 923 Generation And Fuel | 2014
3772 | 2022 | CA | Solar Oasis LLC | 59528 | OASIS |  | OP | PV | SUN | 20 | 0.314 | 55051 | 198182.0145 | 28948 | 104211.9663 | Distributed from 923 Generation And Fuel | 2016
3773 | 2022 | CA | Solar Photovoltaic Project #02 | 56996 | S1A |  | OP | PV | SUN | 0.5 | 0.081 | 355 | 1277.9898 | 186.5 | 671.3946 | Distributed from 923 Generation And Fuel | 2009
3774 | 2022 | CA | Solar Photovoltaic Project #02 | 56996 | S1B |  | OP | PV | SUN | 0.5 | 0.081 | 355 | 1277.9898 | 186.5 | 671.3946 | Distributed from 923 Generation And Fuel | 2009
3775 | 2022 | CA | Solar Photovoltaic Project #03 | 57217 | S003A |  | OP | PV | SUN | 0.5 | 0.076 | 331 | 1191.5905 | 174 | 626.395 | Distributed from 923 Generation And Fuel | 2011
3776 | 2022 | CA | Solar Photovoltaic Project #03 | 57217 | S003B |  | OP | PV | SUN | 0.5 | 0.076 | 331 | 1191.5905 | 174 | 626.395 | Distributed from 923 Generation And Fuel | 2011
3777 | 2022 | CA | Solar Photovoltaic Project #05 | 57219 | S005A |  | OP | PV | SUN | 0.5 | 0.076 | 333.8 | 1201.6704 | 175.6 | 632.1549 | Distributed from 923 Generation And Fuel | 2012
3778 | 2022 | CA | Solar Photovoltaic Project #05 | 57219 | S005B |  | OP | PV | SUN | 0.5 | 0.076 | 333.8 | 1201.6704 | 175.6 | 632.1549 | Distributed from 923 Generation And Fuel | 2012
3779 | 2022 | CA | Solar Photovoltaic Project #05 | 57219 | S005C |  | OP | PV | SUN | 0.5 | 0.076 | 333.8 | 1201.6704 | 175.6 | 632.1549 | Distributed from 923 Generation And Fuel | 2012
3780 | 2022 | CA | Solar Photovoltaic Project #05 | 57219 | S005D |  | OP | PV | SUN | 0.5 | 0.076 | 333.8 | 1201.6704 | 175.6 | 632.1549 | Distributed from 923 Generation And Fuel | 2012
3781 | 2022 | CA | Solar Photovoltaic Project #05 | 57219 | S005E |  | OP | PV | SUN | 0.5 | 0.076 | 333.8 | 1201.6704 | 175.6 | 632.1549 | Distributed from 923 Generation And Fuel | 2012
3782 | 2022 | CA | Solar Photovoltaic Project #06 | 57220 | S006A |  | OS | PV | SUN | 0.5 | 0.044 | 191.5 | 689.3945 | 100.75 | 362.6971 | Distributed from 923 Generation And Fuel | 2011
3783 | 2022 | CA | Solar Photovoltaic Project #06 | 57220 | S006B |  | OS | PV | SUN | 0.5 | 0.044 | 191.5 | 689.3945 | 100.75 | 362.6971 | Distributed from 923 Generation And Fuel | 2011
3784 | 2022 | CA | Solar Photovoltaic Project #06 | 57220 | S006C |  | OS | PV | SUN | 0.5 | 0.044 | 191.5 | 689.3945 | 100.75 | 362.6971 | Distributed from 923 Generation And Fuel | 2011
3785 | 2022 | CA | Solar Photovoltaic Project #06 | 57220 | S006D |  | OS | PV | SUN | 0.5 | 0.044 | 191.5 | 689.3945 | 100.75 | 362.6971 | Distributed from 923 Generation And Fuel | 2011
3786 | 2022 | CA | Solar Photovoltaic Project #07 | 57221 | S007A |  | OP | PV | SUN | 0.5 | 0.144 | 632.4 | 2276.6218 | 332.6 | 1197.3504 | Distributed from 923 Generation And Fuel | 2012
3787 | 2022 | CA | Solar Photovoltaic Project #07 | 57221 | S007B |  | OP | PV | SUN | 0.5 | 0.144 | 632.4 | 2276.6218 | 332.6 | 1197.3504 | Distributed from 923 Generation And Fuel | 2012
3788 | 2022 | CA | Solar Photovoltaic Project #07 | 57221 | S007C |  | OP | PV | SUN | 0.5 | 0.144 | 632.4 | 2276.6218 | 332.6 | 1197.3504 | Distributed from 923 Generation And Fuel | 2012
3789 | 2022 | CA | Solar Photovoltaic Project #07 | 57221 | S007D |  | OP | PV | SUN | 0.5 | 0.144 | 632.4 | 2276.6218 | 332.6 | 1197.3504 | Distributed from 923 Generation And Fuel | 2012
3790 | 2022 | CA | Solar Photovoltaic Project #07 | 57221 | S007E |  | OP | PV | SUN | 0.5 | 0.144 | 632.4 | 2276.6218 | 332.6 | 1197.3504 | Distributed from 923 Generation And Fuel | 2012
3791 | 2022 | CA | Solar Photovoltaic Project #08 | 57222 | S008A |  | OS | PV | SUN | 0.5 | 0.053 | 232.25 | 836.0933 | 122.25 | 440.0965 | Distributed from 923 Generation And Fuel | 2011
3792 | 2022 | CA | Solar Photovoltaic Project #08 | 57222 | S008B |  | OS | PV | SUN | 0.5 | 0.053 | 232.25 | 836.0933 | 122.25 | 440.0965 | Distributed from 923 Generation And Fuel | 2011
3793 | 2022 | CA | Solar Photovoltaic Project #08 | 57222 | S008C |  | OS | PV | SUN | 0.5 | 0.053 | 232.25 | 836.0933 | 122.25 | 440.0965 | Distributed from 923 Generation And Fuel | 2011
3794 | 2022 | CA | Solar Photovoltaic Project #08 | 57222 | S008D |  | OS | PV | SUN | 0.5 | 0.053 | 232.25 | 836.0933 | 122.25 | 440.0965 | Distributed from 923 Generation And Fuel | 2011
3795 | 2022 | CA | Solar Photovoltaic Project #09 | 57223 | S009A |  | OS | PV | SUN | 0.5 | 0.084 | 369.5 | 1330.1894 | 194.5 | 700.1944 | Distributed from 923 Generation And Fuel | 2011
3796 | 2022 | CA | Solar Photovoltaic Project #09 | 57223 | S009B |  | OS | PV | SUN | 0.5 | 0.084 | 369.5 | 1330.1894 | 194.5 | 700.1944 | Distributed from 923 Generation And Fuel | 2011
3797 | 2022 | CA | Solar Photovoltaic Project #10 | 57224 | S010A |  | OS | PV | SUN | 0.5 | 0.073 | 321.333 | 1156.7895 | 169 | 608.3951 | Distributed from 923 Generation And Fuel | 2013
3798 | 2022 | CA | Solar Photovoltaic Project #10 | 57224 | S010B |  | OS | PV | SUN | 0.5 | 0.073 | 321.333 | 1156.7895 | 169 | 608.3951 | Distributed from 923 Generation And Fuel | 2013
3799 | 2022 | CA | Solar Photovoltaic Project #10 | 57224 | S010C |  | OS | PV | SUN | 0.5 | 0.073 | 321.333 | 1156.7895 | 169 | 608.3951 | Distributed from 923 Generation And Fuel | 2013
3800 | 2022 | CA | Solar Photovoltaic Project #11 | 57225 | S011A |  | OP | PV | SUN | 0.5 | 0.134 | 587 | 2113.1831 | 308.714 | 1111.3615 | Distributed from 923 Generation And Fuel | 2015
3801 | 2022 | CA | Solar Photovoltaic Project #11 | 57225 | S011B |  | OP | PV | SUN | 0.5 | 0.134 | 587 | 2113.1831 | 308.714 | 1111.3615 | Distributed from 923 Generation And Fuel | 2015
3802 | 2022 | CA | Solar Photovoltaic Project #11 | 57225 | S011C |  | OP | PV | SUN | 0.5 | 0.134 | 587 | 2113.1831 | 308.714 | 1111.3615 | Distributed from 923 Generation And Fuel | 2015
3803 | 2022 | CA | Solar Photovoltaic Project #11 | 57225 | S011D |  | OP | PV | SUN | 0.5 | 0.134 | 587 | 2113.1831 | 308.714 | 1111.3615 | Distributed from 923 Generation And Fuel | 2015
3804 | 2022 | CA | Solar Photovoltaic Project #11 | 57225 | S011E |  | OP | PV | SUN | 0.5 | 0.134 | 587 | 2113.1831 | 308.714 | 1111.3615 | Distributed from 923 Generation And Fuel | 2015
3805 | 2022 | CA | Solar Photovoltaic Project #11 | 57225 | S011F |  | OP | PV | SUN | 0.5 | 0.134 | 587 | 2113.1831 | 308.714 | 1111.3615 | Distributed from 923 Generation And Fuel | 2015
3806 | 2022 | CA | Solar Photovoltaic Project #11 | 57225 | S011G |  | OP | PV | SUN | 0.5 | 0.134 | 587 | 2113.1831 | 308.714 | 1111.3615 | Distributed from 923 Generation And Fuel | 2015
3807 | 2022 | CA | Solar Photovoltaic Project #12 | 57226 | S012A |  | OS | PV | SUN | 0.5 |  | GENYRONL: 2011
3808 | 2022 | CA | Solar Photovoltaic Project #13 | 57227 | S013A |  | OS | PV | SUN | 0.5 | 0.091 | 398.714 | 1435.3589 | 209.714 | 754.9644 | Distributed from 923 Generation And Fuel | 2015
3809 | 2022 | CA | Solar Photovoltaic Project #13 | 57227 | S013B |  | OS | PV | SUN | 0.5 | 0.091 | 398.714 | 1435.3589 | 209.714 | 754.9644 | Distributed from 923 Generation And Fuel | 2015
3810 | 2022 | CA | Solar Photovoltaic Project #13 | 57227 | S013C |  | OS | PV | SUN | 0.5 | 0.091 | 398.714 | 1435.3589 | 209.714 | 754.9644 | Distributed from 923 Generation And Fuel | 2015
3811 | 2022 | CA | Solar Photovoltaic Project #13 | 57227 | S013D |  | OS | PV | SUN | 0.5 | 0.091 | 398.714 | 1435.3589 | 209.714 | 754.9644 | Distributed from 923 Generation And Fuel | 2015
3812 | 2022 | CA | Solar Photovoltaic Project #13 | 57227 | S013E |  | OS | PV | SUN | 0.5 | 0.091 | 398.714 | 1435.3589 | 209.714 | 754.9644 | Distributed from 923 Generation And Fuel | 2015
3813 | 2022 | CA | Solar Photovoltaic Project #13 | 57227 | S013F |  | OS | PV | SUN | 0.5 | 0.091 | 398.714 | 1435.3589 | 209.714 | 754.9644 | Distributed from 923 Generation And Fuel | 2015
3814 | 2022 | CA | Solar Photovoltaic Project #13 | 57227 | S013G |  | OS | PV | SUN | 0.5 | 0.091 | 398.714 | 1435.3589 | 209.714 | 754.9644 | Distributed from 923 Generation And Fuel | 2015
3815 | 2022 | CA | Solar Photovoltaic Project #15 | 57229 | S015A |  | OP | PV | SUN | 0.5 | 0.066 | 288.429 | 1038.3361 | 151.714 | 546.166 | Distributed from 923 Generation And Fuel | 2013
3816 | 2022 | CA | Solar Photovoltaic Project #15 | 57229 | S015B |  | OP | PV | SUN | 0.5 | 0.066 | 288.429 | 1038.3361 | 151.714 | 546.166 | Distributed from 923 Generation And Fuel | 2013
3817 | 2022 | CA | Solar Photovoltaic Project #15 | 57229 | S015C |  | OP | PV | SUN | 0.5 | 0.066 | 288.429 | 1038.3361 | 151.714 | 546.166 | Distributed from 923 Generation And Fuel | 2013
3818 | 2022 | CA | Solar Photovoltaic Project #15 | 57229 | S015D |  | OP | PV | SUN | 0.5 | 0.066 | 288.429 | 1038.3361 | 151.714 | 546.166 | Distributed from 923 Generation And Fuel | 2013
3819 | 2022 | CA | Solar Photovoltaic Project #15 | 57229 | S015E |  | OP | PV | SUN | 0.5 | 0.066 | 288.429 | 1038.3361 | 151.714 | 546.166 | Distributed from 923 Generation And Fuel | 2013
3820 | 2022 | CA | Solar Photovoltaic Project #15 | 57229 | S015F |  | OP | PV | SUN | 0.5 | 0.066 | 288.429 | 1038.3361 | 151.714 | 546.166 | Distributed from 923 Generation And Fuel | 2013
3821 | 2022 | CA | Solar Photovoltaic Project #15 | 57229 | S015G |  | OP | PV | SUN | 0.5 | 0.066 | 288.429 | 1038.3361 | 151.714 | 546.166 | Distributed from 923 Generation And Fuel | 2013
3822 | 2022 | CA | Solar Photovoltaic Project #16 | 57230 | S016A |  | OS | PV | SUN | 0.5 | 0.142 | 622 | 2239.1821 | 327 | 1177.1906 | Distributed from 923 Generation And Fuel | 2015
3823 | 2022 | CA | Solar Photovoltaic Project #16 | 57230 | S016B |  | OS | PV | SUN | 0.5 | 0.142 | 622 | 2239.1821 | 327 | 1177.1906 | Distributed from 923 Generation And Fuel | 2015
3824 | 2022 | CA | Solar Photovoltaic Project #16 | 57230 | S016C |  | OS | PV | SUN | 0.5 | 0.142 | 622 | 2239.1821 | 327 | 1177.1906 | Distributed from 923 Generation And Fuel | 2015
3825 | 2022 | CA | Solar Photovoltaic Project #17 | 57231 | S017A |  | OP | PV | SUN | 0.5 | 0.12 | 527.714 | 1899.7552 | 277.429 | 998.7364 | Distributed from 923 Generation And Fuel | 2015
3826 | 2022 | CA | Solar Photovoltaic Project #17 | 57231 | S017B |  | OP | PV | SUN | 0.5 | 0.12 | 527.714 | 1899.7552 | 277.429 | 998.7364 | Distributed from 923 Generation And Fuel | 2015
3827 | 2022 | CA | Solar Photovoltaic Project #17 | 57231 | S017C |  | OP | PV | SUN | 0.5 | 0.12 | 527.714 | 1899.7552 | 277.429 | 998.7364 | Distributed from 923 Generation And Fuel | 2015
3828 | 2022 | CA | Solar Photovoltaic Project #17 | 57231 | S017D |  | OP | PV | SUN | 0.5 | 0.12 | 527.714 | 1899.7552 | 277.429 | 998.7364 | Distributed from 923 Generation And Fuel | 2015
3829 | 2022 | CA | Solar Photovoltaic Project #17 | 57231 | S017E |  | OP | PV | SUN | 0.5 | 0.12 | 527.714 | 1899.7552 | 277.429 | 998.7364 | Distributed from 923 Generation And Fuel | 2015
3830 | 2022 | CA | Solar Photovoltaic Project #17 | 57231 | S017F |  | OP | PV | SUN | 0.5 | 0.12 | 527.714 | 1899.7552 | 277.429 | 998.7364 | Distributed from 923 Generation And Fuel | 2015
3831 | 2022 | CA | Solar Photovoltaic Project #17 | 57231 | S017G |  | OP | PV | SUN | 0.5 | 0.12 | 527.714 | 1899.7552 | 277.429 | 998.7364 | Distributed from 923 Generation And Fuel | 2015
3832 | 2022 | CA | Solar Photovoltaic Project #18 | 57232 | S018A |  | OS | PV | SUN | 0.5 | 0.105 | 458 | 1648.7868 | 241 | 867.5931 | Distributed from 923 Generation And Fuel | 2012
3833 | 2022 | CA | Solar Photovoltaic Project #18 | 57232 | S018B |  | OS | PV | SUN | 0.5 | 0.105 | 458 | 1648.7868 | 241 | 867.5931 | Distributed from 923 Generation And Fuel | 2012
3834 | 2022 | CA | Solar Photovoltaic Project #18 | 57232 | S018C |  | OS | PV | SUN | 0.5 | 0.105 | 458 | 1648.7868 | 241 | 867.5931 | Distributed from 923 Generation And Fuel | 2012
3835 | 2022 | CA | Solar Photovoltaic Project #22 | 57237 | S022A |  | OP | PV | SUN | 0.5 | 0.023 | 100.5 | 361.7971 | 52.75 | 189.8985 | Distributed from 923 Generation And Fuel | 2011
3836 | 2022 | CA | Solar Photovoltaic Project #22 | 57237 | S022B |  | OP | PV | SUN | 0.5 | 0.023 | 100.5 | 361.7971 | 52.75 | 189.8985 | Distributed from 923 Generation And Fuel | 2011
3837 | 2022 | CA | Solar Photovoltaic Project #22 | 57237 | S022C |  | OP | PV | SUN | 0.5 | 0.023 | 100.5 | 361.7971 | 52.75 | 189.8985 | Distributed from 923 Generation And Fuel | 2011
3838 | 2022 | CA | Solar Photovoltaic Project #22 | 57237 | S022D |  | OP | PV | SUN | 0.5 | 0.023 | 100.5 | 361.7971 | 52.75 | 189.8985 | Distributed from 923 Generation And Fuel | 2011
3839 | 2022 | CA | Solar Photovoltaic Project #23 | 57236 | S023A |  | OS | PV | SUN | 0.5 | 0.076 | 332.2 | 1195.9104 | 174.6 | 628.555 | Distributed from 923 Generation And Fuel | 2013
3840 | 2022 | CA | Solar Photovoltaic Project #23 | 57236 | S023B |  | OS | PV | SUN | 0.5 | 0.076 | 332.2 | 1195.9104 | 174.6 | 628.555 | Distributed from 923 Generation And Fuel | 2013
3841 | 2022 | CA | Solar Photovoltaic Project #23 | 57236 | S023C |  | OS | PV | SUN | 0.5 | 0.076 | 332.2 | 1195.9104 | 174.6 | 628.555 | Distributed from 923 Generation And Fuel | 2013
3842 | 2022 | CA | Solar Photovoltaic Project #23 | 57236 | S023D |  | OS | PV | SUN | 0.5 | 0.076 | 332.2 | 1195.9104 | 174.6 | 628.555 | Distributed from 923 Generation And Fuel | 2013
3843 | 2022 | CA | Solar Photovoltaic Project #23 | 57236 | S023E |  | OS | PV | SUN | 0.5 | 0.076 | 332.2 | 1195.9104 | 174.6 | 628.555 | Distributed from 923 Generation And Fuel | 2013
3844 | 2022 | CA | Solar Photovoltaic Project #26 | 57245 | S026A |  | OP | PV | SUN | 0.5 | 0.087 | 382.833 | 1378.1878 | 201.333 | 724.793 | Distributed from 923 Generation And Fuel | 2015
3845 | 2022 | CA | Solar Photovoltaic Project #26 | 57245 | S026B |  | OP | PV | SUN | 0.5 | 0.087 | 382.833 | 1378.1878 | 201.333 | 724.793 | Distributed from 923 Generation And Fuel | 2015
3846 | 2022 | CA | Solar Photovoltaic Project #26 | 57245 | S026C |  | OP | PV | SUN | 0.5 | 0.087 | 382.833 | 1378.1878 | 201.333 | 724.793 | Distributed from 923 Generation And Fuel | 2015
3847 | 2022 | CA | Solar Photovoltaic Project #26 | 57245 | S026D |  | OP | PV | SUN | 0.5 | 0.087 | 382.833 | 1378.1878 | 201.333 | 724.793 | Distributed from 923 Generation And Fuel | 2015
3848 | 2022 | CA | Solar Photovoltaic Project #26 | 57245 | S026E |  | OP | PV | SUN | 0.5 | 0.087 | 382.833 | 1378.1878 | 201.333 | 724.793 | Distributed from 923 Generation And Fuel | 2015
3849 | 2022 | CA | Solar Photovoltaic Project #26 | 57245 | S026F |  | OP | PV | SUN | 0.5 | 0.087 | 382.833 | 1378.1878 | 201.333 | 724.793 | Distributed from 923 Generation And Fuel | 2015
3850 | 2022 | CA | Solar Photovoltaic Project #26 | 57245 | S026G |  | OP | PV | SUN | 0.5 | 0.087 | 382.833 | 1378.1878 | 201.333 | 724.793 | Distributed from 923 Generation And Fuel | 2015
3851 | 2022 | CA | Solar Photovoltaic Project #26 | 57245 | S026H |  | OP | PV | SUN | 0.5 | 0.087 | 382.833 | 1378.1878 | 201.333 | 724.793 | Distributed from 923 Generation And Fuel | 2015
3852 | 2022 | CA | Solar Photovoltaic Project #26 | 57245 | S026I |  | OP | PV | SUN | 0.5 | 0.087 | 382.833 | 1378.1878 | 201.333 | 724.793 | Distributed from 923 Generation And Fuel | 2015
3853 | 2022 | CA | Solar Photovoltaic Project #26 | 57245 | S026J |  | OP | PV | SUN | 0.5 | 0.087 | 382.833 | 1378.1878 | 201.333 | 724.793 | Distributed from 923 Generation And Fuel | 2015
3854 | 2022 | CA | Solar Photovoltaic Project #26 | 57245 | SO26K |  | OP | PV | SUN | 0.5 | 0.087 | 382.833 | 1378.1878 | 201.333 | 724.793 | Distributed from 923 Generation And Fuel | 2015
3855 | 2022 | CA | Solar Photovoltaic Project #26 | 57245 | SO26L |  | OP | PV | SUN | 0.5 | 0.087 | 382.833 | 1378.1878 | 201.333 | 724.793 | Distributed from 923 Generation And Fuel | 2015
3856 | 2022 | CA | Solar Photovoltaic Project #27 | 57246 | S027A |  | OP | PV | SUN | 0.5 | 0.065 | 284.5 | 1024.1918 | 149.5 | 538.1957 | Distributed from 923 Generation And Fuel | 2015
3857 | 2022 | CA | Solar Photovoltaic Project #27 | 57246 | S027B |  | OP | PV | SUN | 0.5 | 0.065 | 284.5 | 1024.1918 | 149.5 | 538.1957 | Distributed from 923 Generation And Fuel | 2015
3858 | 2022 | CA | Solar Photovoltaic Project #27 | 57246 | S027C |  | OP | PV | SUN | 0.5 | 0.065 | 284.5 | 1024.1918 | 149.5 | 538.1957 | Distributed from 923 Generation And Fuel | 2015
3859 | 2022 | CA | Solar Photovoltaic Project #27 | 57246 | S027D |  | OP | PV | SUN | 0.5 | 0.065 | 284.5 | 1024.1918 | 149.5 | 538.1957 | Distributed from 923 Generation And Fuel | 2015
3860 | 2022 | CA | Solar Photovoltaic Project #28 | 57247 | S028A |  | OP | PV | SUN | 0.5 | 0.076 | 333.571 | 1200.846 | 175.429 | 631.5393 | Distributed from 923 Generation And Fuel | 2015
3861 | 2022 | CA | Solar Photovoltaic Project #28 | 57247 | S028B |  | OP | PV | SUN | 0.5 | 0.076 | 333.571 | 1200.846 | 175.429 | 631.5393 | Distributed from 923 Generation And Fuel | 2015
3862 | 2022 | CA | Solar Photovoltaic Project #28 | 57247 | S028C |  | OP | PV | SUN | 0.5 | 0.076 | 333.571 | 1200.846 | 175.429 | 631.5393 | Distributed from 923 Generation And Fuel | 2015
3863 | 2022 | CA | Solar Photovoltaic Project #28 | 57247 | S028D |  | OP | PV | SUN | 0.5 | 0.076 | 333.571 | 1200.846 | 175.429 | 631.5393 | Distributed from 923 Generation And Fuel | 2015
3864 | 2022 | CA | Solar Photovoltaic Project #28 | 57247 | S028E |  | OP | PV | SUN | 0.5 | 0.076 | 333.571 | 1200.846 | 175.429 | 631.5393 | Distributed from 923 Generation And Fuel | 2015
3865 | 2022 | CA | Solar Photovoltaic Project #28 | 57247 | S028F |  | OP | PV | SUN | 0.5 | 0.076 | 333.571 | 1200.846 | 175.429 | 631.5393 | Distributed from 923 Generation And Fuel | 2015
3866 | 2022 | CA | Solar Photovoltaic Project #28 | 57247 | S028G |  | OP | PV | SUN | 0.5 | 0.076 | 333.571 | 1200.846 | 175.429 | 631.5393 | Distributed from 923 Generation And Fuel | 2015
3867 | 2022 | CA | Solar Photovoltaic Project #32 | 57534 | S32A |  | OP | PV | SUN | 0.5 | 0.123 | 537.333 | 1934.3833 | 282.667 | 1017.5931 | Distributed from 923 Generation And Fuel | 2015
3868 | 2022 | CA | Solar Photovoltaic Project #32 | 57534 | S32B |  | OP | PV | SUN | 0.5 | 0.123 | 537.333 | 1934.3833 | 282.667 | 1017.5931 | Distributed from 923 Generation And Fuel | 2015
3869 | 2022 | CA | Solar Photovoltaic Project #32 | 57534 | S32C |  | OP | PV | SUN | 0.5 | 0.123 | 537.333 | 1934.3833 | 282.667 | 1017.5931 | Distributed from 923 Generation And Fuel | 2015
3870 | 2022 | CA | Solar Photovoltaic Project #33 | 57535 | S33A |  | OP | PV | SUN | 0.5 | 0.113 | 495.5 | 1783.7857 | 260.5 | 937.7925 | Distributed from 923 Generation And Fuel | 2015
3871 | 2022 | CA | Solar Photovoltaic Project #33 | 57535 | S33B |  | OP | PV | SUN | 0.5 | 0.113 | 495.5 | 1783.7857 | 260.5 | 937.7925 | Distributed from 923 Generation And Fuel | 2015
3872 | 2022 | CA | Solar Photovoltaic Project #42 | 57441 | S42A |  | OP | PV | SUN | 0.5 | 0.214 | 937.8 | 3376.053 | 493.1 | 1775.1458 | Distributed from 923 Generation And Fuel | 2012
3873 | 2022 | CA | Solar Photovoltaic Project #42 | 57441 | S42B |  | OP | PV | SUN | 0.5 | 0.214 | 937.8 | 3376.053 | 493.1 | 1775.1458 | Distributed from 923 Generation And Fuel | 2012
3874 | 2022 | CA | Solar Photovoltaic Project #42 | 57441 | S42C |  | OP | PV | SUN | 0.5 | 0.214 | 937.8 | 3376.053 | 493.1 | 1775.1458 | Distributed from 923 Generation And Fuel | 2012
3875 | 2022 | CA | Solar Photovoltaic Project #42 | 57441 | S42D |  | OP | PV | SUN | 0.5 | 0.214 | 937.8 | 3376.053 | 493.1 | 1775.1458 | Distributed from 923 Generation And Fuel | 2012
3876 | 2022 | CA | Solar Photovoltaic Project #42 | 57441 | S42E |  | OP | PV | SUN | 0.5 | 0.214 | 937.8 | 3376.053 | 493.1 | 1775.1458 | Distributed from 923 Generation And Fuel | 2012
3877 | 2022 | CA | Solar Photovoltaic Project #42 | 57441 | S42F |  | OP | PV | SUN | 0.5 | 0.214 | 937.8 | 3376.053 | 493.1 | 1775.1458 | Distributed from 923 Generation And Fuel | 2012
3878 | 2022 | CA | Solar Photovoltaic Project #42 | 57441 | S42G |  | OP | PV | SUN | 0.5 | 0.214 | 937.8 | 3376.053 | 493.1 | 1775.1458 | Distributed from 923 Generation And Fuel | 2012
3879 | 2022 | CA | Solar Photovoltaic Project #42 | 57441 | S42H |  | OP | PV | SUN | 0.5 | 0.214 | 937.8 | 3376.053 | 493.1 | 1775.1458 | Distributed from 923 Generation And Fuel | 2012
3880 | 2022 | CA | Solar Photovoltaic Project #42 | 57441 | S42I |  | OP | PV | SUN | 0.5 | 0.214 | 937.8 | 3376.053 | 493.1 | 1775.1458 | Distributed from 923 Generation And Fuel | 2012
3881 | 2022 | CA | Solar Photovoltaic Project #42 | 57441 | S42J |  | OP | PV | SUN | 0.5 | 0.214 | 937.8 | 3376.053 | 493.1 | 1775.1458 | Distributed from 923 Generation And Fuel | 2012
3882 | 2022 | CA | Solar Photovoltaic Project #48 | 57900 | S48A |  | OP | PV | SUN | 0.5 | 0.09 | 396.3 | 1426.6686 | 208.4 | 750.234 | Distributed from 923 Generation And Fuel | 2015
3883 | 2022 | CA | Solar Photovoltaic Project #48 | 57900 | S48B |  | OP | PV | SUN | 0.5 | 0.09 | 396.3 | 1426.6686 | 208.4 | 750.234 | Distributed from 923 Generation And Fuel | 2015
3884 | 2022 | CA | Solar Photovoltaic Project #48 | 57900 | S48C |  | OP | PV | SUN | 0.5 | 0.09 | 396.3 | 1426.6686 | 208.4 | 750.234 | Distributed from 923 Generation And Fuel | 2015
3885 | 2022 | CA | Solar Photovoltaic Project #48 | 57900 | S48D |  | OP | PV | SUN | 0.5 | 0.09 | 396.3 | 1426.6686 | 208.4 | 750.234 | Distributed from 923 Generation And Fuel | 2015
3886 | 2022 | CA | Solar Photovoltaic Project #48 | 57900 | S48E |  | OP | PV | SUN | 0.5 | 0.09 | 396.3 | 1426.6686 | 208.4 | 750.234 | Distributed from 923 Generation And Fuel | 2015
3887 | 2022 | CA | Solar Photovoltaic Project #48 | 57900 | S48F |  | OP | PV | SUN | 0.5 | 0.09 | 396.3 | 1426.6686 | 208.4 | 750.234 | Distributed from 923 Generation And Fuel | 2015
3888 | 2022 | CA | Solar Photovoltaic Project #48 | 57900 | S48G |  | OP | PV | SUN | 0.5 | 0.09 | 396.3 | 1426.6686 | 208.4 | 750.234 | Distributed from 923 Generation And Fuel | 2015
3889 | 2022 | CA | Solar Photovoltaic Project #48 | 57900 | S48H |  | OP | PV | SUN | 0.5 | 0.09 | 396.3 | 1426.6686 | 208.4 | 750.234 | Distributed from 923 Generation And Fuel | 2015
3890 | 2022 | CA | Solar Photovoltaic Project #48 | 57900 | S48I |  | OP | PV | SUN | 0.5 | 0.09 | 396.3 | 1426.6686 | 208.4 | 750.234 | Distributed from 923 Generation And Fuel | 2015
3891 | 2022 | CA | Solar Photovoltaic Project #48 | 57900 | S48J |  | OP | PV | SUN | 0.5 | 0.09 | 396.3 | 1426.6686 | 208.4 | 750.234 | Distributed from 923 Generation And Fuel | 2015
3892 | 2022 | CA | Solar Star 1 | 58388 | AVS1 |  | OP | PV | SUN | 39 | 0.332 | 113588.972 | 408917.0279 | 59345.491 | 213642.0585 | Distributed from 923 Generation And Fuel | 2014
3893 | 2022 | CA | Solar Star 1 | 58388 | SS11 |  | OP | PV | SUN | 54 | 0.332 | 157277.038 | 566192.8073 | 82170.679 | 295812.0779 | Distributed from 923 Generation And Fuel | 2015
3894 | 2022 | CA | Solar Star 1 | 58388 | SS12 |  | OP | PV | SUN | 54 | 0.332 | 157277.038 | 566192.8073 | 82170.679 | 295812.0779 | Distributed from 923 Generation And Fuel | 2015
3895 | 2022 | CA | Solar Star 1 | 58388 | SS13 |  | OP | PV | SUN | 58.5 | 0.332 | 170383.458 | 613375.5418 | 89018.236 | 320463.0859 | Distributed from 923 Generation And Fuel | 2014
3896 | 2022 | CA | Solar Star 1 | 58388 | SS14 |  | OP | PV | SUN | 33 | 0.332 | 96113.745 | 346006.7139 | 50215.415 | 180774.0478 | Distributed from 923 Generation And Fuel | 2015
3897 | 2022 | CA | Solar Star 1 | 58388 | SS15 |  | OP | PV | SUN | 15 | 0.332 | 43688.066 | 157275.7794 | 22825.189 | 82170.023 | Distributed from 923 Generation And Fuel | 2014
3898 | 2022 | CA | Solar Star 1 | 58388 | SS16 |  | OP | PV | SUN | 64.5 | 0.332 | 187858.684 | 676285.8521 | 98148.311 | 353331.093 | Distributed from 923 Generation And Fuel | 2014
3899 | 2022 | CA | Solar Star 2 | 58389 | AVS2 |  | OP | PV | SUN | 19.5 | 0.326 | 55679.559 | 200444.8088 | 28777.667 | 103598.7724 | Distributed from 923 Generation And Fuel | 2014
3900 | 2022 | CA | Solar Star 2 | 58389 | SS21 |  | OP | PV | SUN | 60 | 0.326 | 171321.72 | 616753.258 | 88546.667 | 318765.4511 | Distributed from 923 Generation And Fuel | 2014
3901 | 2022 | CA | Solar Star 2 | 58389 | SS22 |  | OP | PV | SUN | 55.5 | 0.326 | 158472.591 | 570496.7636 | 81905.667 | 294858.0423 | Distributed from 923 Generation And Fuel | 2014
3902 | 2022 | CA | Solar Star 2 | 58389 | SS23 |  | OP | PV | SUN | 48 | 0.326 | 137057.376 | 493402.6064 | 70837.333 | 255012.3587 | Distributed from 923 Generation And Fuel | 2014
3903 | 2022 | CA | Solar Star 2 | 58389 | SS24 |  | OP | PV | SUN | 43.5 | 0.326 | 124208.247 | 447146.112 | 64196.333 | 231104.95 | Distributed from 923 Generation And Fuel | 2015
3904 | 2022 | CA | Solar Star 2 | 58389 | SS25 |  | OP | PV | SUN | 52.5 | 0.326 | 149906.505 | 539659.1007 | 77478.333 | 278919.7674 | Distributed from 923 Generation And Fuel | 2014
3905 | 2022 | CA | Solar Star California II LLC | 57933 | 1 |  | OP | PV | SUN | 2 | 0.199 | 3487 | 12553.0996 | 1834 | 6602.3472 | Distributed from 923 Generation And Fuel | 2012
3906 | 2022 | CA | Solar Star California, XLI, LLC | 60591 | RS1 |  | OP | PV | SUN | 54 | 0.331 | 156485 | 563341.4933 | 81912 | 294880.841 | Distributed from 923 Generation And Fuel | 2016
3907 | 2022 | CA | Solar Star California, XLIV, LLC | 60869 | PB1 |  | OP | PV | SUN | 9.5 | 0.32 | 26630 | 95867.2331 | 14003 | 50410.3967 | Distributed from 923 Generation And Fuel | 2016
3908 | 2022 | CA | Solar Star Palo Alto I, LLC | 62732 | SSPAI |  | OP | PV | SUN | 1.3 | 0.188 | 2140 | 7703.9384 | 1125 | 4049.9676 | Distributed from 923 Generation And Fuel | 2019
3909 | 2022 | CA | Solverde 1 | 60185 | SOLV1 |  | OP | PV | SUN | 85 | 0.285 | 211881 | 762765.4979 | 109998 | 395989.6321 | Distributed from 923 Generation And Fuel | 2016
3910 | 2022 | CA | Sonoma California Geothermal | 510 | 1 |  | OP | ST | GEO | 78 | 0.373 | 255004 | 918007.0559 | 106872 | 384736.1221 | Distributed from 923 Generation And Fuel | 1983
3911 | 2022 | CA | Sonoma Central Landfill Phase I | 55752 | P-11 |  | OP | IC | LFG | 0.8 | 0.327 | 2289.75 | 8243.0341 | 951.75 | 3426.2726 | Distributed from 923 Generation And Fuel | 1993
3912 | 2022 | CA | Sonoma Central Landfill Phase I | 55752 | P-12 |  | OP | IC | LFG | 0.8 | 0.327 | 2289.75 | 8243.0341 | 951.75 | 3426.2726 | Distributed from 923 Generation And Fuel | 1993
3913 | 2022 | CA | Sonoma Central Landfill Phase I | 55752 | P-13 |  | OP | IC | LFG | 0.8 | 0.327 | 2289.75 | 8243.0341 | 951.75 | 3426.2726 | Distributed from 923 Generation And Fuel | 1993
3914 | 2022 | CA | Sonoma Central Landfill Phase I | 55752 | P-14 |  | OP | IC | LFG | 0.8 | 0.327 | 2289.75 | 8243.0341 | 951.75 | 3426.2726 | Distributed from 923 Generation And Fuel | 1993
3915 | 2022 | CA | Sonoma Central Landfill Phase II | 55753 | P-21 |  | OP | IC | LFG | 0.8 | 0.321 | 2247.5 | 8090.9353 | 934.25 | 3363.2731 | Distributed from 923 Generation And Fuel | 1996
3916 | 2022 | CA | Sonoma Central Landfill Phase II | 55753 | P-22 |  | OP | IC | LFG | 0.8 | 0.321 | 2247.5 | 8090.9353 | 934.25 | 3363.2731 | Distributed from 923 Generation And Fuel | 1996
3917 | 2022 | CA | Sonoma Central Landfill Phase II | 55753 | P-23 |  | OP | IC | LFG | 0.8 | 0.321 | 2247.5 | 8090.9353 | 934.25 | 3363.2731 | Distributed from 923 Generation And Fuel | 1996
3918 | 2022 | CA | Sonoma Central Landfill Phase II | 55753 | P-24 |  | OP | IC | LFG | 0.8 | 0.321 | 2247.5 | 8090.9353 | 934.25 | 3363.2731 | Distributed from 923 Generation And Fuel | 1996
3919 | 2022 | CA | Sonoma Central Landfill Phase III | 55880 | P-31 |  | OP | IC | LFG | 0.8 | 0 | 0 | 0 | 0 | 0 | Distributed from 923 Generation And Fuel | 2004
3920 | 2022 | CA | Sonoma Central Landfill Phase III | 55880 | P-32 |  | OP | IC | LFG | 0.8 | 0 | 0 | 0 | 0 | 0 | Distributed from 923 Generation And Fuel | 2004
3921 | 2022 | CA | Sonora 1 | 58578 | SON1 |  | OP | PV | SUN | 1.5 | 0.301 | 3952 | 14227.0862 | 2078 | 7480.7402 | Distributed from 923 Generation And Fuel | 2013
3922 | 2022 | CA | Soscol Ferry Solar | 63761 | SSCLC |  | OP | PV | SUN | 1 | 0.302 | 2641.5 | 9509.3239 | 1389 | 5000.36 | Distributed from 923 Generation And Fuel | 2020
3923 | 2022 | CA | Soscol Ferry Solar | 63761 | SSCLD |  | OP | PV | SUN | 1 | 0.302 | 2641.5 | 9509.3239 | 1389 | 5000.36 | Distributed from 923 Generation And Fuel | 2020
3924 | 2022 | CA | South | 280 | 1 |  | OP | HY | WAT | 6.7 | 0.29 | 17000 | 61199.5104 | 8557 | 30804.9536 | Distributed from 923 Generation And Fuel | 1979
3925 | 2022 | CA | South Belridge Cogeneration Facility | 50752 | GEN1 |  | OP | GT | NG | 31.4 | 0.583 | 160479.667 | 577722.1794 | 68359 | 246090.4313 | Distributed from 923 Generation And Fuel | 1985
3926 | 2022 | CA | South Belridge Cogeneration Facility | 50752 | GEN2 |  | OP | GT | NG | 31.4 | 0.583 | 160479.667 | 577722.1794 | 68359 | 246090.4313 | Distributed from 923 Generation And Fuel | 1985
3927 | 2022 | CA | South Belridge Cogeneration Facility | 50752 | GEN3 |  | OP | GT | NG | 31.4 | 0.583 | 160479.667 | 577722.1794 | 68359 | 246090.4313 | Distributed from 923 Generation And Fuel | 1986
3928 | 2022 | CA | Southeast Kern River Cogen | 50751 | GTG1 |  | OP | GT | NG | 24 | 0.322 | 67718.961 | 243786.3093 | 28665.974 | 103196.6808 | Distributed from 923 Generation And Fuel | 1989
3929 | 2022 | CA | Southeast Kern River Cogen | 50751 | GTG2 |  | OS | GT | NG | 3.4 | 0.322 | 9593.519 | 34536.3921 | 4061.013 | 14619.5298 | Distributed from 923 Generation And Fuel | 1989
3930 | 2022 | CA | Southeast Kern River Cogen | 50751 | GTG3 |  | OS | GT | NG | 3.4 | 0.322 | 9593.519 | 34536.3921 | 4061.013 | 14619.5298 | Distributed from 923 Generation And Fuel | 1989
3931 | 2022 | CA | Southeast Resource Recovery | 50837 | GEN1 | 3 | OP | ST | MSW | 35.6 | 0.649 | 202284 | 728216.5743 | 81936 | 294967.2403 | EIA-923 Generator File | 1988
3932 | 2022 | CA | SPA Cogen 3 | 7552 | CCCT |  | OP | CT | NG | 118.7 | 0.57 | 592938 | 2134559.7235 | 277884 | 1000374.397 | EIA-923 Generator File | 1997
3933 | 2022 | CA | SPA Cogen 3 | 7552 | CCST | 1 | OP | CA | NG | 55.2 | 0.699 | 337967 | 1216671.4666 | 159926 | 575728.9942 | EIA-923 Generator File | 1997
3934 | 2022 | CA | Spaulding 1 | 281 | 1 |  | OP | HY | WAT | 7 | 0.438 | 26846 | 96644.8268 | 13513 | 48646.4108 | Distributed from 923 Generation And Fuel | 1928
3935 | 2022 | CA | Spaulding 2 | 282 | 1 |  | OP | HY | WAT | 3.7 | 0.2 | 6495 | 23381.8129 | 3269 | 11768.3059 | Distributed from 923 Generation And Fuel | 1928
3936 | 2022 | CA | Spaulding 3 | 283 | 1 |  | OP | HY | WAT | 6.6 | 0.255 | 14729 | 53023.9758 | 7414 | 26690.1865 | Distributed from 923 Generation And Fuel | 1929
3937 | 2022 | CA | SPI Anderson 2 | 59658 | GEN1 | 1 | OP | ST | WDS | 30.2 | 0.449 | 118871 | 427932.1765 | 62189 | 223878.609 | EIA-923 Generator File | 2015
3938 | 2022 | CA | Spicer Meadow Project | 54554 | GEN1 |  | OP | HY | WAT | 2.7 | 0.191 | 4523.644 | 16284.9881 | 2277.153 | 8197.6852 | Distributed from 923 Generation And Fuel | 1989
3939 | 2022 | CA | Spicer Meadow Project | 54554 | GEN2 |  | OP | HY | WAT | 2.7 | 0.191 | 4523.644 | 16284.9881 | 2277.153 | 8197.6852 | Distributed from 923 Generation And Fuel | 1989
3940 | 2022 | CA | Spicer Meadow Project | 54554 | GEN3 |  | OP | HY | WAT | 0.5 | 0.191 | 837.712 | 3015.7391 | 421.695 | 1518.0899 | Distributed from 923 Generation And Fuel | 1989
3941 | 2022 | CA | Spreckels Sugar Company | 57916 | 1 |  | OP | ST | NG | 8.9 | 0.27 | 21075.19 | 75870.077 | 9555.539 | 34399.6652 | EIA-923 Generator File | 1948
3942 | 2022 | CA | Spring Creek | 450 | 1 |  | OP | HY | WAT | 90 | 0.02 | 15624 | 56245.95 | 13548 | 48772.4098 | Distributed from 923 Generation And Fuel | 1964
3943 | 2022 | CA | Spring Creek | 450 | 2 |  | OP | HY | WAT | 90 | 0.02 | 15624 | 56245.95 | 13548 | 48772.4098 | Distributed from 923 Generation And Fuel | 1964
3944 | 2022 | CA | Spring Gap | 284 | 1 |  | OP | HY | WAT | 6 | 0.637 | 33477 | 120516.2359 | 16851 | 60663.1147 | Distributed from 923 Generation And Fuel | 1921
3945 | 2022 | CA | Springbok 3 Solar Farm Hybrid | 60491 | SB3BS |  | OP | BA | MWH | 1.5 | 0 | 0 | 0 | 0 | 0 | Distributed from 923 Generation And Fuel | 2019
3946 | 2022 | CA | Springbok 3 Solar Farm Hybrid | 60491 | SB3SF |  | OP | PV | SUN | 90 | 0.297 | 234213 | 843160.0547 | 117240 | 422060.6235 | Distributed from 923 Generation And Fuel | 2019
3947 | 2022 | CA | Springbok Solar Farm 1 | 59532 | SB1 |  | OP | PV | SUN | 105 | 0.334 | 306962 | 1105054.3596 | 161413 | 581082.1513 | Distributed from 923 Generation And Fuel | 2016
3948 | 2022 | CA | Springbok Solar Farm 2 | 59840 | SB2 |  | OP | PV | SUN | 155 | 0.315 | 427723 | 1539790.4817 | 224914 | 809683.9225 | Distributed from 923 Generation And Fuel | 2016
3949 | 2022 | CA | Springs Generating Station | 56144 | 1 |  | OP | GT | NG | 10 | 0.004 | 363.5 | 1308.5895 | 164.75 | 593.0953 | Distributed from 923 Generation And Fuel | 2002
3950 | 2022 | CA | Springs Generating Station | 56144 | 2 |  | OP | GT | NG | 10 | 0.004 | 363.5 | 1308.5895 | 164.75 | 593.0953 | Distributed from 923 Generation And Fuel | 2002
3951 | 2022 | CA | Springs Generating Station | 56144 | 3 |  | OP | GT | NG | 10 | 0.004 | 363.5 | 1308.5895 | 164.75 | 593.0953 | Distributed from 923 Generation And Fuel | 2002
3952 | 2022 | CA | Springs Generating Station | 56144 | 4 |  | OP | GT | NG | 10 | 0.004 | 363.5 | 1308.5895 | 164.75 | 593.0953 | Distributed from 923 Generation And Fuel | 2002
3953 | 2022 | CA | Springville Hydroelectric | 56125 | 4152 |  | OP | HY | WAT | 1 | 0.031 | 272 | 979.1922 | 137 | 493.1961 | Distributed from 923 Generation And Fuel | 1994
3954 | 2022 | CA | SRI International Cogen Project | 50537 | GEN1 |  | OP | GT | NG | 6 | 0.537 | 28212 | 101562.3875 | 11683 | 42058.4635 | Distributed from 923 Generation And Fuel | 1987
3955 | 2022 | CA | SSI West Riverside Landfill LLC | 65002 | WERL |  | OP | PV | SUN | 2.5 | 0.237 | 5183 | 18658.6507 | 2725 | 9809.9215 | Distributed from 923 Generation And Fuel | 2020
3956 | 2022 | CA | Stage Gulch Solar | 61791 | 5001 |  | OP | PV | SUN | 1 | 0.204 | 1783 | 6418.7487 | 938 | 3376.773 | Distributed from 923 Generation And Fuel | 2018
3957 | 2022 | CA | Stampede | 7066 | 1 |  | OP | HY | WAT | 3 | 0.263 | 6909.167 | 24872.8022 | 3477.5 | 12518.8998 | Distributed from 923 Generation And Fuel | 1988
3958 | 2022 | CA | Stampede | 7066 | 2 |  | OP | HY | WAT | 0.6 | 0.263 | 1381.833 | 4974.559 | 695.5 | 2503.78 | Distributed from 923 Generation And Fuel | 1988
3959 | 2022 | CA | Stanford Campus Solar | 62020 | STANF |  | OP | PV | SUN | 3.4 | 0.22 | 6545 | 23561.8115 | 3442 | 12391.1009 | Distributed from 923 Generation And Fuel | 2017
3960 | 2022 | CA | Stanislaus | 285 | HC1 |  | OP | HY | WAT | 81.9 | 0.284 | 203421 | 732309.7415 | 102396 | 368622.651 | Distributed from 923 Generation And Fuel | 1963
3961 | 2022 | CA | Stanton Energy Reliability Center Hybrid | 60698 | BESS1 |  | OP | BA | MWH | 10 | -0.006 | -484 | -1742.3861 | -173 | -622.795 | Distributed from 923 Generation And Fuel | 2020
3962 | 2022 | CA | Stanton Energy Reliability Center Hybrid | 60698 | BESS2 |  | OP | BA | MWH | 10 | -0.006 | -484 | -1742.3861 | -173 | -622.795 | Distributed from 923 Generation And Fuel | 2020
3963 | 2022 | CA | Stanton Energy Reliability Center Hybrid | 60698 | GT1 |  | OP | GT | NG | 70.5 | 0.002 | 1056.5 | 3803.3696 | 298.5 | 1074.5914 | Distributed from 923 Generation And Fuel | 2020
3964 | 2022 | CA | Stanton Energy Reliability Center Hybrid | 60698 | GT2 |  | OP | GT | NG | 70.5 | 0.002 | 1056.5 | 3803.3696 | 298.5 | 1074.5914 | Distributed from 923 Generation And Fuel | 2020
3965 | 2022 | CA | Staples La Mirada, CA | 57683 | 1 |  | OP | PV | SUN | 1.1 | 0.054 | 519 | 1868.3851 | 273 | 982.7921 | Distributed from 923 Generation And Fuel | 2009
3966 | 2022 | CA | Starbucks - Evolution Fresh | 59804 | SBK00 |  | OP | FC | NG | 1.1 | 0.493 | 4753 | 17110.6631 | 2155 | 7757.9379 | Distributed from 923 Generation And Fuel | 2014
3967 | 2022 | CA | Stateline Solar | 58646 | STL |  | OP | PV | SUN | 75.9 | 0.238 | 157914.322 | 568487.0113 | 83037.894 | 298934.0269 | Distributed from 923 Generation And Fuel | 2015
3968 | 2022 | CA | Stateline Solar | 58646 | STL2 |  | OP | PV | SUN | 34.1 | 0.238 | 70947.014 | 255407.2071 | 37306.88 | 134303.6936 | Distributed from 923 Generation And Fuel | 2015
3969 | 2022 | CA | Stateline Solar | 58646 | STL3 |  | OP | PV | SUN | 37.9 | 0.238 | 78853.133 | 283869.0078 | 41464.245 | 149270.0878 | Distributed from 923 Generation And Fuel | 2016
3970 | 2022 | CA | Stateline Solar | 58646 | STL4 |  | OP | PV | SUN | 37.9 | 0.238 | 78853.133 | 283869.0078 | 41464.245 | 149270.0878 | Distributed from 923 Generation And Fuel | 2016
3971 | 2022 | CA | Stateline Solar | 58646 | STL5 |  | OP | PV | SUN | 37.9 | 0.238 | 78853.133 | 283869.0078 | 41464.245 | 149270.0878 | Distributed from 923 Generation And Fuel | 2016
3972 | 2022 | CA | Stateline Solar | 58646 | STL6 |  | OP | PV | SUN | 37.9 | 0.238 | 78853.133 | 283869.0078 | 41464.245 | 149270.0878 | Distributed from 923 Generation And Fuel | 2016
3973 | 2022 | CA | Stateline Solar | 58646 | STL7 |  | OP | PV | SUN | 37.9 | 0.238 | 78853.133 | 283869.0078 | 41464.245 | 149270.0878 | Distributed from 923 Generation And Fuel | 2016
3974 | 2022 | CA | Stenner Creek Solar | 61607 | CPOLY |  | OP | PV | SUN | 4.5 | 0.268 | 10568 | 38044.4956 | 5557 | 20005.04 | Distributed from 923 Generation And Fuel | 2018
3975 | 2022 | CA | Still Water Power | 64141 | 4 |  | OP | IC | OBG | 1 | 0.158 | 1383 | 4978.7602 | 575 | 2069.9834 | Distributed from 923 Generation And Fuel | 2020
3976 | 2022 | CA | Stockton Biomass | 54238 | STG | 3 | OP | ST | WDS | 54 | 0.756 | 357478 | 1286910.5047 | 157643 | 567510.2599 | EIA-923 Generator File | 1987
3977 | 2022 | CA | Stony Gorge | 7151 | 1 |  | OP | HY | WAT | 2.5 | 0.103 | 2257 | 8125.135 | 1136 | 4089.5673 | Distributed from 923 Generation And Fuel | 1986
3978 | 2022 | CA | Stony Gorge | 7151 | 2 |  | OP | HY | WAT | 2.5 | 0.103 | 2257 | 8125.135 | 1136 | 4089.5673 | Distributed from 923 Generation And Fuel | 1986
3979 | 2022 | CA | Strata Roof 1 | 60219 | UNIT1 |  | OP | PV | SUN | 1 | 0.186 | 1626 | 5853.5532 | 855 | 3077.9754 | Distributed from 923 Generation And Fuel | 2013
3980 | 2022 | CA | Stroud Solar Station | 57497 | 1 |  | OP | PV | SUN | 20 | 0.168 | 29512 | 106242.3501 | 15519 | 55867.9531 | Distributed from 923 Generation And Fuel | 2011
3981 | 2022 | CA | Summer North Solar | 58757 | UE2 |  | OP | PV | SUN | 1.5 | 0.219 | 2872.846 | 10342.1629 | 1510.615 | 5438.1705 | Distributed from 923 Generation And Fuel | 2014
3982 | 2022 | CA | Summer North Solar | 58757 | UF2 |  | OP | PV | SUN | 2 | 0.219 | 3830.462 | 13789.5529 | 2014.154 | 7250.8964 | Distributed from 923 Generation And Fuel | 2014
3983 | 2022 | CA | Summer North Solar | 58757 | UG2 |  | OP | PV | SUN | 1.5 | 0.219 | 2872.846 | 10342.1629 | 1510.615 | 5438.1705 | Distributed from 923 Generation And Fuel | 2014
3984 | 2022 | CA | Summer North Solar | 58757 | UH2 |  | OP | PV | SUN | 1.5 | 0.219 | 2872.846 | 10342.1629 | 1510.615 | 5438.1705 | Distributed from 923 Generation And Fuel | 2014
3985 | 2022 | CA | Summer Solar A2 | 58753 | SSA2 |  | OP | PV | SUN | 1.5 | 0.289 | 3793 | 13654.6908 | 1995 | 7181.9425 | Distributed from 923 Generation And Fuel | 2014
3986 | 2022 | CA | Summer Solar B2 | 58754 | SSB2 |  | OP | PV | SUN | 1.5 | 0.269 | 3533 | 12718.6983 | 1858 | 6688.7465 | Distributed from 923 Generation And Fuel | 2014
3987 | 2022 | CA | Summer Solar C2 | 58755 | SSC2 |  | OP | PV | SUN | 1.5 | 0.183 | 2409 | 8672.3306 | 1267 | 4561.1635 | Distributed from 923 Generation And Fuel | 2014
3988 | 2022 | CA | Summer Solar D2 | 58756 | SSD2 |  | OP | PV | SUN | 1 | 0.165 | 1446 | 5205.5584 | 760 | 2735.9781 | Distributed from 923 Generation And Fuel | 2014
3989 | 2022 | CA | Summer Solar LLC | 60280 | SUMSL |  | OP | PV | SUN | 20 | 0.37 | 64808 | 233306.9335 | 34079 | 122683.4185 | Distributed from 923 Generation And Fuel | 2016
3990 | 2022 | CA | Summit Winds | 64326 | DYER |  | OP | WT | WND | 47.5 | 0.397 | 165058.783 | 594206.8651 | 99831.783 | 359391.5437 | Distributed from 923 Generation And Fuel | 2021
3991 | 2022 | CA | Summit Winds | 64326 | FRICK |  | OP | WT | WND | 10 | 0.397 | 34749.217 | 125096.1804 | 21017.217 | 75661.3759 | Distributed from 923 Generation And Fuel | 2021
3992 | 2022 | CA | Sun City Project LLC | 57360 | 1 |  | OP | PV | SUN | 20 | 0.207 | 36194 | 130297.3576 | 19032 | 68514.6519 | Distributed from 923 Generation And Fuel | 2011
3993 | 2022 | CA | Sun Harvest Solar NDP1 | 59687 | NDP1 |  | OP | PV | SUN | 1.5 | 0.292 | 3837 | 13813.0895 | 2018 | 7264.7419 | Distributed from 923 Generation And Fuel | 2015
3994 | 2022 | CA | SunAnza | 60791 | ANZA1 |  | OP | PV | SUN | 2 | 0.276 | 4831.765 | 17394.2148 | 2540.588 | 9146.0436 | Distributed from 923 Generation And Fuel | 2017
3995 | 2022 | CA | SunAnza | 60791 | ANZA2 |  | OP | PV | SUN | 1.4 | 0.276 | 3382.235 | 12175.9486 | 1778.412 | 6402.232 | Distributed from 923 Generation And Fuel | 2020
3996 | 2022 | CA | SunE- E Philadelphia Ontario | 59916 | 12307 |  | OP | PV | SUN | 1 | 0.183 | 1599 | 5756.3539 | 841 | 3027.5758 | Distributed from 923 Generation And Fuel | 2016
3997 | 2022 | CA | SunE Rochester | 60032 | RCHTR |  | OP | PV | SUN | 1 | 0.151 | 1322 | 4759.1619 | 695 | 2501.98 | Distributed from 923 Generation And Fuel | 2016
3998 | 2022 | CA | SunEdison Anheuser Busch Fairfield | 57010 | 1 |  | OP | PV | SUN | 1 | 0.19 | 1665 | 5993.952 | 876 | 3153.5748 | Distributed from 923 Generation And Fuel | 2008
3999 | 2022 | CA | SunEdison Ironwood State Prison | 57007 | 1 |  | OP | PV | SUN | 1 | 0.049 | 425 | 1529.9878 | 223 | 802.7936 | Distributed from 923 Generation And Fuel | 2008
4000 | 2022 | CA | SunEdison Procter & Gamble Oxnard | 57008 | 1 |  | OP | PV | SUN | 1 | 0.306 | 2684 | 9662.3227 | 1411 | 5079.5594 | Distributed from 923 Generation And Fuel | 2009
4001 | 2022 | CA | SunEdison Walgreens Moreno Valley | 57004 | 1 |  | OP | PV | SUN | 1 | 0.123 | 1074 | 3866.3691 | 565 | 2033.9837 | Distributed from 923 Generation And Fuel | 2007
4002 | 2022 | CA | SunEdison Walmart Apple Valley DC | 57012 | 1 |  | OP | PV | SUN | 1 | 0.247 | 2168 | 7804.7376 | 1140 | 4103.9672 | Distributed from 923 Generation And Fuel | 2009
4003 | 2022 | CA | Sunlight Storage | 65857 | SUNS1 |  | OP | BA | MWH | 230 |  | GENYRONL: 2022
4004 | 2022 | CA | Sunnyvale City of WPCP | 57557 | S-14 |  | OP | IC | NG | 0.8 | 0.603 | 4227 | 15217.0783 | 1824.5 | 6568.1475 | Distributed from 923 Generation And Fuel | 1997
4005 | 2022 | CA | Sunnyvale City of WPCP | 57557 | S-15 |  | OP | IC | NG | 0.8 | 0.603 | 4227 | 15217.0783 | 1824.5 | 6568.1475 | Distributed from 923 Generation And Fuel | 1997
4006 | 2022 | CA | Sunray 2 | 10437 | SUN2 |  | OP | PV | SUN | 20 | 0.321 | 56290 | 202642.3789 | 29600 | 106559.1475 | Distributed from 923 Generation And Fuel | 2017
4007 | 2022 | CA | Sunray 3 | 10438 | SUN3 |  | OP | PV | SUN | 13.8 | 0.26 | 31428 | 113139.8949 | 16526 | 59493.1241 | Distributed from 923 Generation And Fuel | 2017
4008 | 2022 | CA | Sunrise Power LLC | 55182 | STG | 2 | OP | CA | NG | 264 | 0.491 | 1135302 | 4087054.5036 | 510451 | 1837608.8991 | EIA-923 Generator File | 2003
4009 | 2022 | CA | Sunrise Power LLC | 55182 | X718 |  | OP | CT | NG | 210.6 | 0.462 | 852443 | 3068770.2498 | 377654 | 1359543.5237 | EIA-923 Generator File | 2001
4010 | 2022 | CA | Sunrise Power LLC | 55182 | X719 |  | OP | CT | NG | 210.6 | 0.45 | 829463 | 2986042.9117 | 371012 | 1335632.5149 | EIA-923 Generator File | 2001
4011 | 2022 | CA | SunSelect1 | 61754 | 1 |  | OP | IC | NG | 3.3 |  | GENYRONL: 2018
4012 | 2022 | CA | SunSelect1 | 61754 | 2 |  | OP | IC | NG | 3.3 |  | GENYRONL: 2018
4013 | 2022 | CA | Sunset Reservoir North Basin | 57559 | 1 |  | OP | PV | SUN | 4.5 | 0.158 | 6246 | 22485.4201 | 3284 | 11822.3054 | Distributed from 923 Generation And Fuel | 2010
4014 | 2022 | CA | Sunshine Gas Producers | 58429 | 1 |  | OP | GT | LFG | 4.6 | 0.661 | 26652.6 | 95948.5924 | 10951.2 | 39424.0046 | Distributed from 923 Generation And Fuel | 2014
4015 | 2022 | CA | Sunshine Gas Producers | 58429 | 2 |  | OP | GT | LFG | 4.6 | 0.661 | 26652.6 | 95948.5924 | 10951.2 | 39424.0046 | Distributed from 923 Generation And Fuel | 2014
4016 | 2022 | CA | Sunshine Gas Producers | 58429 | 3 |  | OP | GT | LFG | 4.6 | 0.661 | 26652.6 | 95948.5924 | 10951.2 | 39424.0046 | Distributed from 923 Generation And Fuel | 2014
4017 | 2022 | CA | Sunshine Gas Producers | 58429 | 4 |  | OP | GT | LFG | 4.6 | 0.661 | 26652.6 | 95948.5924 | 10951.2 | 39424.0046 | Distributed from 923 Generation And Fuel | 2014
4018 | 2022 | CA | Sunshine Gas Producers | 58429 | 5 |  | OP | GT | LFG | 4.6 | 0.661 | 26652.6 | 95948.5924 | 10951.2 | 39424.0046 | Distributed from 923 Generation And Fuel | 2014
4019 | 2022 | CA | Sutter Energy Center | 55112 | CT01 |  | OP | CT | NG | 212 | 0.591 | 1098162 | 3953351.5732 | 484059 | 1742598.4592 | EIA-923 Generator File | 2001
4020 | 2022 | CA | Sutter Energy Center | 55112 | CT02 |  | OP | CT | NG | 212 | 0.364 | 675642 | 2432291.7417 | 327103 | 1177561.3795 | EIA-923 Generator File | 2001
4021 | 2022 | CA | Sutter Energy Center | 55112 | ST01 | 2 | OP | CA | NG | 212 | 0.463 | 859571 | 3094430.8446 | 362581 | 1305281.1578 | EIA-923 Generator File | 2001
4022 | 2022 | CA | Sycamore Cogeneration | 50134 | GTAG |  | OP | GT | NG | 75 | 0.175 | 114702 | 412923.8966 | 31036.25 | 111729.6062 | Distributed from 923 Generation And Fuel | 1987
4023 | 2022 | CA | Sycamore Cogeneration | 50134 | GTBG |  | OP | GT | NG | 75 | 0.175 | 114702 | 412923.8966 | 31036.25 | 111729.6062 | Distributed from 923 Generation And Fuel | 1987
4024 | 2022 | CA | Sycamore Cogeneration | 50134 | GTCG |  | OP | GT | NG | 75 | 0.175 | 114702 | 412923.8966 | 31036.25 | 111729.6062 | Distributed from 923 Generation And Fuel | 1987
4025 | 2022 | CA | Sycamore Cogeneration | 50134 | GTDG |  | OP | GT | NG | 75 | 0.175 | 114702 | 412923.8966 | 31036.25 | 111729.6062 | Distributed from 923 Generation And Fuel | 1987
4026 | 2022 | CA | Sycamore Energy LLC | 10387 | 1A |  | OP | GT | LFG | 1.2 | 0.443 | 4652.889 | 16750.2664 | 1934 | 6962.3443 | Distributed from 923 Generation And Fuel | 2011
4027 | 2022 | CA | Sycamore Energy LLC | 10387 | 2A |  | OP | GT | LFG | 1.2 | 0.443 | 4652.889 | 16750.2664 | 1934 | 6962.3443 | Distributed from 923 Generation And Fuel | 2011
4028 | 2022 | CA | Sycamore Energy LLC | 10387 | 3 |  | OP | GT | LFG | 3 | 0.443 | 11632.222 | 41875.6642 | 4835 | 17405.8608 | Distributed from 923 Generation And Fuel | 2004
4029 | 2022 | CA | TA-Acacia, LLC | 59443 | WAS1 |  | OP | PV | SUN | 20 | 0.358 | 62638 | 225494.996 | 32938 | 118575.8514 | Distributed from 923 Generation And Fuel | 2014
4030 | 2022 | CA | Taft 26C Cogen | 52085 | TG1 |  | OP | GT | NG | 3.1 | 0.602 | 16339.25 | 58820.8294 | 6841.5 | 24629.203 | Distributed from 923 Generation And Fuel | 1982
4031 | 2022 | CA | Taft 26C Cogen | 52085 | TG2 |  | OP | GT | NG | 3.1 | 0.602 | 16339.25 | 58820.8294 | 6841.5 | 24629.203 | Distributed from 923 Generation And Fuel | 1982
4032 | 2022 | CA | Taft 26C Cogen | 52085 | TG3 |  | OP | GT | NG | 3.1 | 0.602 | 16339.25 | 58820.8294 | 6841.5 | 24629.203 | Distributed from 923 Generation And Fuel | 1982
4033 | 2022 | CA | Taft 26C Cogen | 52085 | TG4 |  | OP | GT | NG | 3.1 | 0.602 | 16339.25 | 58820.8294 | 6841.5 | 24629.203 | Distributed from 923 Generation And Fuel | 1982
4034 | 2022 | CA | TA-High Desert LLC | 58149 | TAHD |  | OP | PV | SUN | 20 | 0.27 | 47357 | 170483.8361 | 24902 | 89646.4828 | Distributed from 923 Generation And Fuel | 2013
4035 | 2022 | CA | Tahquitz High School | 58232 | TAHQ |  | OP | PV | SUN | 1 | 0.191 | 1672 | 6019.1518 | 879 | 3164.3747 | Distributed from 923 Generation And Fuel | 2012
4036 | 2022 | CA | Tajiguas Resource Recovery Project | 63094 | SBAD1 |  | OP | IC | OBG | 1.1 | 0.166 | 1603 | 5770.7538 | 930.5 | 3349.7732 | Distributed from 923 Generation And Fuel | 2022
4037 | 2022 | CA | Tajiguas Resource Recovery Project | 63094 | SBAD2 |  | OP | IC | OBG | 1.1 | 0.166 | 1603 | 5770.7538 | 930.5 | 3349.7732 | Distributed from 923 Generation And Fuel | 2022
4038 | 2022 | CA | Target Woodland Solar Project | 62246 | TWSP |  | OP | PV | SUN | 2.3 | 0.191 | 3849 | 13856.2891 | 2024 | 7286.3417 | Distributed from 923 Generation And Fuel | 2018
4039 | 2022 | CA | Taylor Farms | 59330 | TAY1 |  | OP | WT | WND | 1 | 0.46 | 4028 | 14500.684 | 2132 | 7675.1386 | Distributed from 923 Generation And Fuel | 2014
4040 | 2022 | CA | Taylor Farms - Schilling Place | 66459 | TLR01 |  | OP | FC | NG | 1 | 0.81 | 7094 | 25538.1957 | 3216 | 11577.5074 | Distributed from 923 Generation And Fuel | 2019
4041 | 2022 | CA | Taylor Farms Salinas | 58303 | TLR |  | OP | FC | NG | 1.1 | 0.197 | 1898 | 6832.7453 | 861 | 3099.5752 | Distributed from 923 Generation And Fuel | 2012
4042 | 2022 | CA | Tehachapi Energy Storage Project | 59661 | TSP1 |  | RE | BA | MWH | 8 | 0 | 0 | 0 | 0 | 0 | Distributed from 923 Generation And Fuel | 2016 | 2022
4043 | 2022 | CA | Tehachapi Wind Resource I | 10191 | EXIS |  | OP | WT | WND | 8.7 | 0.184 | 14005 | 50417.5967 | 7414 | 26690.1865 | Distributed from 923 Generation And Fuel | 1984
4044 | 2022 | CA | Tehachapi Wind Resource II | 54909 | EXI2 |  | OP | WT | WND | 8.3 | 0.25 | 18194.434 | 65499.4384 | 9631.411 | 34672.8022 | Distributed from 923 Generation And Fuel | 2002
4045 | 2022 | CA | Tehachapi Wind Resource II | 54909 | EXIS |  | OP | WT | WND | 13.6 | 0.25 | 29812.566 | 107324.379 | 15781.589 | 56813.2659 | Distributed from 923 Generation And Fuel | 1997
4046 | 2022 | CA | Teichert Materials-Teichert Vernalis | 57594 | WTG1 |  | OP | WT | WND | 1 | 0.209 | 1832 | 6595.1472 | 970 | 3491.9721 | Distributed from 923 Generation And Fuel | 2010
4047 | 2022 | CA | Temescal | 479 | 1 |  | OP | HY | WAT | 2.9 | 0.322 | 8172 | 29418.9646 | 4114 | 14810.2815 | Distributed from 923 Generation And Fuel | 1983
4048 | 2022 | CA | Temescal Canyon RV, LLC | 57656 | 1 |  | OP | PV | SUN | 1.5 | 0.15 | 1968 | 7084.7433 | 1035 | 3725.9702 | Distributed from 923 Generation And Fuel | 2011
4049 | 2022 | CA | Tequesquite Landfill Solar PV Project | 60035 | RPU1 |  | OP | PV | SUN | 7.3 | 0.205 | 13121 | 47235.2221 | 6900 | 24839.8013 | Distributed from 923 Generation And Fuel | 2015
4050 | 2022 | CA | Terminus Hydroelectric Project | 54343 | GEN1 |  | OP | HY | WAT | 20.1 | 0.061 | 10678 | 38440.4925 | 5375 | 19349.8452 | Distributed from 923 Generation And Fuel | 1990
4051 | 2022 | CA | Terra Francesco | 59541 | 3 |  | OP | PV | SUN | 1.5 | 0.202 | 2658 | 9568.7235 | 1398 | 5032.7597 | Distributed from 923 Generation And Fuel | 2015
4052 | 2022 | CA | Terra-Gen VG Wind LLC | 56570 | WGNS |  | OP | WT | WND | 7.4 | 0.171 | 11057 | 39804.8816 | 5853 | 21070.6314 | Distributed from 923 Generation And Fuel | 1984
4053 | 2022 | CA | Tesoro Wilmington Calciner | 10601 | GEN1 |  | RE | ST | WH | 34 | 0.336 | 99945 | 359799.1216 | 25598 | 92152.0628 | Distributed from 923 Generation And Fuel | 1982 | 2022
4054 | 2022 | CA | Thermalito | 438 | 1 |  | OP | HY | WAT | 32.6 | 0.547 | 156069 | 561843.9052 | 91969 | 331085.7513 | Distributed from 923 Generation And Fuel | 1968
4055 | 2022 | CA | Thermalito | 438 | 2 |  | OP | PS | WAT | 27.5 | 0 | 0 | 0 | 0 | 0 | Distributed from 923 Generation And Fuel | 1968
4056 | 2022 | CA | Thermalito | 438 | 3 |  | OP | PS | WAT | 27.5 | 0 | 0 | 0 | 0 | 0 | Distributed from 923 Generation And Fuel | 1968
4057 | 2022 | CA | Thermalito | 438 | 4 |  | OP | PS | WAT | 27.5 | 0 | 0 | 0 | 0 | 0 | Distributed from 923 Generation And Fuel | 1968
4058 | 2022 | CA | Thermalito Diverson Dam | 7129 | TD1 |  | OP | HY | WAT | 3.4 | 0.664 | 19778 | 71200.2304 | 9956 | 35841.3133 | Distributed from 923 Generation And Fuel | 1987
4059 | 2022 | CA | Thomas M Knott Cogen Facility | 58190 | CG |  | OS | GT | NG | 1.4 |  | GENYRONL: 2003
4060 | 2022 | CA | Three Forks Water Power Project | 54308 | 1 |  | OP | HY | WAT | 1.3 | 0.4 | 4555 | 16397.8688 | 2293 | 8254.734 | Distributed from 923 Generation And Fuel | 1984
4061 | 2022 | CA | THUMS | 56051 | GEN1 |  | OP | GT | NG | 57.4 | 0.344 | 172747 | 621884.2249 | 73259 | 263730.2902 | Distributed from 923 Generation And Fuel | 2003
4062 | 2022 | CA | Tierra Buena Energy Storage | 64743 | TB1 |  | OP | BA | MWH | 2.5 | -0.008 | -176 | -633.5949 | -100.5 | -361.7971 | Distributed from 923 Generation And Fuel | 2022
4063 | 2022 | CA | Tierra Buena Energy Storage | 64743 | TB2 |  | OP | BA | MWH | 2.5 | -0.008 | -176 | -633.5949 | -100.5 | -361.7971 | Distributed from 923 Generation And Fuel | 2022
4064 | 2022 | CA | Tiger Creek | 287 | H1 |  | OP | HY | WAT | 25.5 | 0.494 | 110456.034 | 397638.5413 | 55600.259 | 200159.3311 | Distributed from 923 Generation And Fuel | 1931
4065 | 2022 | CA | Tiger Creek | 287 | H2 |  | OP | HY | WAT | 26.7 | 0.494 | 115653.966 | 416350.9468 | 58216.741 | 209578.591 | Distributed from 923 Generation And Fuel | 1931
4066 | 2022 | CA | Titan Solar 1 (CA) | 63932 | TITN1 |  | OP | PV | SUN | 70 | 0.331 | 202918 | 730498.956 | 102231 | 368028.6558 | Distributed from 923 Generation And Fuel | 2020
4067 | 2022 | CA | TLR000 Hansen Fuel Cell | 63717 | TLR0A |  | OP | FC | NG | 1 | 0.723 | 6331.667 | 22793.8188 | 2870.667 | 10334.3185 | Distributed from 923 Generation And Fuel | 2018
4068 | 2022 | CA | TLR000 Hansen Fuel Cell | 63717 | TLR0B |  | OP | FC | NG | 1.5 | 0.723 | 9497.5 | 34190.7265 | 4306 | 15501.476 | Distributed from 923 Generation And Fuel | 2019
4069 | 2022 | CA | TLR000 Hansen Fuel Cell | 63717 | TLR0C |  | OP | FC | NG | 0.5 | 0.723 | 3165.833 | 11396.9076 | 1435.333 | 5167.1575 | Distributed from 923 Generation And Fuel | 2019
4070 | 2022 | CA | Toadtown | 714 | 1 |  | OP | HY | WAT | 1.8 | 0.206 | 3252 | 11707.1063 | 1637 | 5893.1529 | Distributed from 923 Generation And Fuel | 1986
4071 | 2022 | CA | Top Gun Energy Storage | 61366 | TGES |  | OP | BA | MWH | 30 | -0.016 | -4115 | -14813.8815 | -1815 | -6533.9477 | Distributed from 923 Generation And Fuel | 2021
4072 | 2022 | CA | Topaz Solar Farm | 57695 | TPZ1 |  | OP | PV | SUN | 129.8 | 0.238 | 270590.575 | 974118.2771 | 130284.064 | 469018.8782 | Distributed from 923 Generation And Fuel | 2013
4073 | 2022 | CA | Topaz Solar Farm | 57695 | TPZ2 |  | OP | PV | SUN | 151.2 | 0.238 | 315202.581 | 1134720.2138 | 151763.871 | 546345.5648 | Distributed from 923 Generation And Fuel | 2013
4074 | 2022 | CA | Topaz Solar Farm | 57695 | TPZ3 |  | OP | PV | SUN | 102.1 | 0.238 | 212845.129 | 766236.3345 | 102480.762 | 368927.7918 | Distributed from 923 Generation And Fuel | 2014
4075 | 2022 | CA | Topaz Solar Farm | 57695 | TPZ4 |  | OP | PV | SUN | 90.3 | 0.238 | 188245.986 | 677680.1282 | 90636.756 | 326289.7113 | Distributed from 923 Generation And Fuel | 2014
4076 | 2022 | CA | Topaz Solar Farm | 57695 | TPZ5 |  | OP | PV | SUN | 112.5 | 0.238 | 234525.73 | 844285.8737 | 112919.547 | 406507.1171 | Distributed from 923 Generation And Fuel | 2014
4077 | 2022 | CA | Torrance Refining Company, LLC | 50624 | EXP1 |  | OP | ST | WH | 7.5 | 0.01 | 648.134 | 2333.2637 | 382.556 | 1377.1906 | Distributed from 923 Generation And Fuel | 1983
4078 | 2022 | CA | Torrance Refining Company, LLC | 50624 | GTG1 |  | OP | GT | OG | 22.5 | 0.419 | 82526 | 297091.2233 | 22013 | 79246.166 | Distributed from 923 Generation And Fuel | 1988
4079 | 2022 | CA | Torrance Refining Company, LLC | 50624 | STG1 |  | OP | ST | WH | 19.3 | 0.01 | 1667.866 | 6004.2696 | 984.444 | 3543.97 | Distributed from 923 Generation And Fuel | 1988
4080 | 2022 | CA | Total Energy Facilities | 10091 | G2 |  | OP | CT | OBG | 9.9 | 0.54 | 46848 | 168651.4508 | 16252 | 58506.7319 | EIA-923 Generator File | 2003
4081 | 2022 | CA | Total Energy Facilities | 10091 | G3 |  | OP | CT | OBG | 9.9 | 0.509 | 44147 | 158927.9286 | 19685 | 70865.4331 | EIA-923 Generator File | 2001
4082 | 2022 | CA | Total Energy Facilities | 10091 | GEN1 |  | OP | CT | OBG | 9.9 | 0.449 | 38961 | 140258.4779 | 20037 | 72132.6229 | EIA-923 Generator File | 1986
4083 | 2022 | CA | Total Energy Facilities | 10091 | GEN4 |  | OP | CA | OBG | 8.7 | 0.375 | 28592 | 102930.3766 | 13673 | 49222.4062 | EIA-923 Generator File | 1986
4084 | 2022 | CA | Toyon Power Station | 54327 | TOY7 |  | OP | IC | LFG | 1.1 | 0.113 | 1093 | 3934.7685 | 563 | 2026.7838 | Distributed from 923 Generation And Fuel | 2022
4085 | 2022 | CA | TPC Windfarms LLC | 54647 | EXIS |  | OP | WT | WND | 28.7 | 0.191 | 47899 | 172435.0205 | 25356 | 91280.8698 | Distributed from 923 Generation And Fuel | 1986
4086 | 2022 | CA | Tracy 210 | 63638 | CTC13 |  | OP | FC | NG | 2.6 | 0.797 | 18142 | 65310.6775 | 8226 | 29613.3631 | Distributed from 923 Generation And Fuel | 2019
4087 | 2022 | CA | Tracy Combined Cycle Power Plant | 55933 | TCC1 | 2 | OP | CA | NG | 167.3 | 0.101 | 148057 | 533000.936 | 110820 | 398948.8084 | EIA-923 Generator File | 2012
4088 | 2022 | CA | Tracy Combined Cycle Power Plant | 55933 | TPP1 |  | OP | CT | NG | 84.4 | 0.158 | 116946 | 421002.232 | 85529 | 307901.9368 | EIA-923 Generator File | 2003
4089 | 2022 | CA | Tracy Combined Cycle Power Plant | 55933 | TPP2 |  | OP | CT | NG | 84.4 | 0.143 | 105675 | 380426.9566 | 76045 | 273759.8099 | EIA-923 Generator File | 2003
4090 | 2022 | CA | Tranquillity ID | 64376 | TRANQ |  | OP | PV | SUN | 1.3 | 0.28 | 3193 | 11494.708 | 1679 | 6044.3516 | Distributed from 923 Generation And Fuel | 2018
4091 | 2022 | CA | Transamerica Pyramid | 58619 | 1 |  | OP | IC | NG | 0.5 | 0.16 | 701 | 2523.5798 | 318 | 1144.7908 | Distributed from 923 Generation And Fuel | 2007
4092 | 2022 | CA | Transamerica Pyramid | 58619 | 2 |  | OP | IC | NG | 0.5 | 0.16 | 701 | 2523.5798 | 318 | 1144.7908 | Distributed from 923 Generation And Fuel | 2007
4093 | 2022 | CA | Trinity | 451 | 1 |  | OP | HY | WAT | 70 | 0.104 | 63670.5 | 229211.9663 | 41321.5 | 148756.21 | Distributed from 923 Generation And Fuel | 1964
4094 | 2022 | CA | Trinity | 451 | 2 |  | OP | HY | WAT | 70 | 0.104 | 63670.5 | 229211.9663 | 41321.5 | 148756.21 | Distributed from 923 Generation And Fuel | 1964
4095 | 2022 | CA | Tropico Solar PV Plant | 59599 | GEN1 |  | OP | PV | SUN | 14 | 0.216 | 26545 | 95561.2355 | 13958 | 50248.398 | Distributed from 923 Generation And Fuel | 2016
4096 | 2022 | CA | Tulare 1 and 2 | 58642 | 1 |  | OP | PV | SUN | 1.5 | 0.114 | 1502 | 5407.1567 | 790 | 2843.9772 | Distributed from 923 Generation And Fuel | 2014
4097 | 2022 | CA | Tulare 1 and 2 | 58642 | 2 |  | OP | PV | SUN | 1.5 | 0.114 | 1502 | 5407.1567 | 790 | 2843.9772 | Distributed from 923 Generation And Fuel | 2014
4098 | 2022 | CA | Tulare BioMAT Fuel Cell | 61846 | MM27 |  | OP | FC | OBG | 2.8 | 0.63 | 15446 | 55605.1552 | 6460 | 23255.814 | Distributed from 923 Generation And Fuel | 2019
4099 | 2022 | CA | Tulare Success Power Project | 10222 | SPP1 |  | SB | HY | WAT | 1.4 | 0.044 | 538 | 1936.7845 | 271 | 975.5922 | Distributed from 923 Generation And Fuel | 1989
4100 | 2022 | CA | Tule River | 289 | 1 |  | OS | HY | WAT | 4.2 |  | GENYRONL: 1914
4101 | 2022 | CA | Tule River | 289 | 2 |  | OS | HY | WAT | 4.2 |  | GENYRONL: 1914
4102 | 2022 | CA | Tule Wind LLC | 57913 | 1 |  | OP | WT | WND | 143 | 0.286 | 357972 | 1288688.8905 | 118385 | 426182.5905 | Distributed from 923 Generation And Fuel | 2017
4103 | 2022 | CA | Tulloch | 416 | 1 |  | OP | HY | WAT | 11.7 | 0.376 | 38504.348 | 138614.5439 | 19382.087 | 69774.955 | Distributed from 923 Generation And Fuel | 1958
4104 | 2022 | CA | Tulloch | 416 | 2 |  | OP | HY | WAT | 11.7 | 0.376 | 38504.348 | 138614.5439 | 19382.087 | 69774.955 | Distributed from 923 Generation And Fuel | 1958
4105 | 2022 | CA | Tulloch | 416 | 3 |  | OP | HY | WAT | 6.5 | 0.376 | 21391.304 | 77008.0783 | 10767.826 | 38763.8635 | Distributed from 923 Generation And Fuel | 2012
4106 | 2022 | CA | Turlock Lake | 161 | 1 |  | OP | HY | WAT | 1.1 | -0.002 | -22 | -79.1994 | -11 | -39.5997 | Distributed from 923 Generation And Fuel | 1980
4107 | 2022 | CA | Turlock Lake | 161 | 2 |  | OP | HY | WAT | 1.1 | -0.002 | -22 | -79.1994 | -11 | -39.5997 | Distributed from 923 Generation And Fuel | 1980
4108 | 2022 | CA | Turlock Lake | 161 | 3 |  | OP | HY | WAT | 1.1 | -0.002 | -22 | -79.1994 | -11 | -39.5997 | Distributed from 923 Generation And Fuel | 1980
4109 | 2022 | CA | UC Davis South Campus | 59872 | UCD1 |  | OP | PV | SUN | 13 | 0.219 | 24972 | 89898.4808 | 13131 | 47271.2218 | Distributed from 923 Generation And Fuel | 2015
4110 | 2022 | CA | UC Merced Solar Hybrid | 61995 | UCMBA |  | OP | BA | MWH | 0.5 | -0.015 | -65 | -233.9981 | -28 | -100.7992 | Distributed from 923 Generation And Fuel | 2018
4111 | 2022 | CA | UC Merced Solar Hybrid | 61995 | UCMPV |  | OP | PV | SUN | 4.5 | 0.218 | 8610 | 30995.752 | 4527 | 16297.0696 | Distributed from 923 Generation And Fuel | 2018
4112 | 2022 | CA | UC Riverside Lots 30 & 32 | 62016 | UCRIV |  | OP | PV | SUN | 4 | 0.226 | 7918 | 28504.572 | 4164 | 14990.2801 | Distributed from 923 Generation And Fuel | 2017
4113 | 2022 | CA | UC Santa Cruz Solar | 63091 | 18027 |  | OP | BA | MWH | 1 | 0 | 0 | 0 | 0 | 0 | Distributed from 923 Generation And Fuel | 2022
4114 | 2022 | CA | UC Santa Cruz Solar | 63091 | 246 |  | OP | PV | SUN | 1.8 | 0.219 | 3458 | 12448.7004 | 1818 | 6544.7476 | Distributed from 923 Generation And Fuel | 2021
4115 | 2022 | CA | UCI Facilities Management Central Plant | 57122 | CTG1 |  | OP | CT | NG | 13.5 | 0.871 | 103024 | 370883.4329 | 44477 | 160115.9191 | EIA-923 Generator File | 2007
4116 | 2022 | CA | UCI Facilities Management Central Plant | 57122 | STG1 |  | OP | CA | NG | 5.5 | 0 | 0 | 0 | 0 | 0 | EIA-923 Generator File | 2007
4117 | 2022 | CA | UCI Fuel Cell | 60120 | MB-16 |  | RE | FC | NG | 1.4 | 0.561 | 6882 | 24775.0018 | 3964 | 14270.2858 | Distributed from 923 Generation And Fuel | 2015 | 2022
4118 | 2022 | CA | UCLA So Campus Cogen Project | 52073 | GEN1 |  | OP | CT | NG | 14.5 | 0.817 | 103794 | 373655.4108 | 42191 | 151886.3849 | EIA-923 Generator File | 1993
4119 | 2022 | CA | UCLA So Campus Cogen Project | 52073 | GEN2 |  | OP | CT | NG | 14.5 | 0.829 | 105273 | 378979.7682 | 42034 | 151321.1894 | EIA-923 Generator File | 1993
4120 | 2022 | CA | UCLA So Campus Cogen Project | 52073 | GEN3 | 2 | OP | CA | NG | 14 | 0.347 | 42562 | 153221.9742 | 25341 | 91226.8702 | EIA-923 Generator File | 1993
4121 | 2022 | CA | Union Valley | 6612 | 1 |  | OP | HY | WAT | 38.6 | 0.206 | 69694 | 250896.3928 | 35082 | 126294.1896 | Distributed from 923 Generation And Fuel | 1963
4122 | 2022 | CA | Univ of Calif Santa Cruz Cogeneration | 50064 | 003 |  | OP | GT | NG | 4.4 | 0.867 | 33434 | 120361.4371 | 15159 | 54571.9634 | Distributed from 923 Generation And Fuel | 2015
4123 | 2022 | CA | Univ of California San Diego Solar | 57856 | SGU1 |  | OP | PV | SUN | 1 | 0.318 | 2787 | 10033.1197 | 1466 | 5277.5578 | Distributed from 923 Generation And Fuel | 2008
4124 | 2022 | CA | Univ of San Francisco Cogen | 50089 | S-17 |  | OA | IC | NG | 1.5 | 0 | 0 | 0 | 0 | 0 | Distributed from 923 Generation And Fuel | 1987
4125 | 2022 | CA | University of California San Diego Hybrid | 57584 | BS1 |  | OP | BA | MWH | 2.5 | -0.006 | -125 | -449.9964 | -61 | -219.5982 | Distributed from 923 Generation And Fuel | 2015
4126 | 2022 | CA | University of California San Diego Hybrid | 57584 | NT2 |  | OP | CT | NG | 15 | 0.823 | 108077 | 389074.0874 | 45598 | 164151.4868 | EIA-923 Generator File | 2001
4127 | 2022 | CA | University of California San Diego Hybrid | 57584 | ST1 |  | OP | CT | NG | 15 | 0.62 | 81457 | 293242.8541 | 18978 | 68320.2534 | EIA-923 Generator File | 2001
4128 | 2022 | CA | University of California San Diego Hybrid | 57584 | STG | 2 | OP | CA | NG | 3 | 1.235 | 32466 | 116876.665 | 29781 | 107210.7423 | EIA-923 Generator File | 2001
4129 | 2022 | CA | University of San Diego | 65191 | USD00 |  | OP | FC | NG | 1 | 0.798 | 6992 | 25170.9986 | 3170 | 11411.9087 | Distributed from 923 Generation And Fuel | 2016
4130 | 2022 | CA | University of the Pacific | 65132 | BA1 |  | OP | BA | MWH | 1 | 0 | 0 | 0 | 0 | 0 | Distributed from 923 Generation And Fuel | 2022
4131 | 2022 | CA | University of the Pacific | 65132 | PV1 |  | OP | PV | SUN | 4.5 | 0.131 | 5163 | 18586.6513 | 3842 | 13831.0894 | Distributed from 923 Generation And Fuel | 2022
4132 | 2022 | CA | Upper Dawson | 489 | 1 |  | OP | HY | WAT | 4.4 | 0.165 | 6370 | 22931.8165 | 3206 | 11541.5077 | Distributed from 923 Generation And Fuel | 1983
4133 | 2022 | CA | Upper Gorge | 407 | 1 |  | OP | HY | WAT | 37.5 | 0.084 | 27512 | 99042.4077 | 13849 | 49856.0012 | Distributed from 923 Generation And Fuel | 1953
4134 | 2022 | CA | US Borax | 50115 | GEN1 |  | OP | GT | NG | 48.2 | 0.718 | 303112 | 1091194.4704 | 127134 | 457678.7386 | Distributed from 923 Generation And Fuel | 1984
4135 | 2022 | CA | US GSA - Sacramento | 60846 | PV1 |  | OP | PV | SUN | 1.1 | 0.241 | 2320 | 8351.9332 | 1220 | 4391.9649 | Distributed from 923 Generation And Fuel | 2018
4136 | 2022 | CA | USG 1 | 61682 | USG1 |  | OP | PV | SUN | 1 | 0.328 | 2871 | 10335.5173 | 1510 | 5435.9565 | Distributed from 923 Generation And Fuel | 2014
4137 | 2022 | CA | USG 2 | 61683 | USG2 |  | OP | PV | SUN | 1 | 0.192 | 1686 | 6069.5514 | 887 | 3193.1745 | Distributed from 923 Generation And Fuel | 2015
4138 | 2022 | CA | USPS PV | 61250 | USPS1 |  | OP | PV | SUN | 7.4 | 0.195 | 12619 | 45428.0366 | 6636 | 23889.4089 | Distributed from 923 Generation And Fuel | 2017
4139 | 2022 | CA | US-TOPCO (Soccer Center) | 60086 | PV1 |  | OP | PV | SUN | 3 | 0.284 | 7469 | 26888.1849 | 3928 | 14140.6869 | Distributed from 923 Generation And Fuel | 2016
4140 | 2022 | CA | VA Sepulveda Ambulatory Care Center | 58249 | GEN1 |  | OP | PV | SUN | 4.4 |  | GENYRONL: 2014
4141 | 2022 | CA | Vaca Dixon Solar Station | 57041 | 1 |  | OP | PV | SUN | 2 | 0.225 | 3941 | 14187.4865 | 2072 | 7459.1403 | Distributed from 923 Generation And Fuel | 2009
4142 | 2022 | CA | Vacaville | 59058 | GEN 1 |  | OP | PV | SUN | 1 | 0.18 | 1573 | 5662.7547 | 827 | 2977.1762 | Distributed from 923 Generation And Fuel | 2007
4143 | 2022 | CA | Vacaville Hospital | 63928 | 6701 |  | OP | PV | SUN | 1.5 | 0.245 | 3222 | 11599.1072 | 1694 | 6098.3512 | Distributed from 923 Generation And Fuel | 2019
4144 | 2022 | CA | Valencia 1 Solar CA | 61418 | VAL1 |  | OP | PV | SUN | 3 | 0.276 | 7266 | 26157.3907 | 3821 | 13755.49 | Distributed from 923 Generation And Fuel | 2017
4145 | 2022 | CA | Valencia 2 | 64267 | 265 |  | OP | PV | SUN | 3 | 0.294 | 7720 | 27791.7777 | 4059 | 14612.2831 | Distributed from 923 Generation And Fuel | 2020
4146 | 2022 | CA | Valencia 3 | 64441 | 266 |  | OP | PV | SUN | 3 | 0.328 | 8619 | 31028.1518 | 4532 | 16315.0695 | Distributed from 923 Generation And Fuel | 2021
4147 | 2022 | CA | Valentine Solar, LLC | 62288 | VAL01 |  | OP | PV | SUN | 111.2 | 0.253 | 246163 | 886179.7106 | 137655 | 495554.0356 | Distributed from 923 Generation And Fuel | 2019
4148 | 2022 | CA | Valero Refinery Cogeneration Unit 1 | 55851 | GT 1 |  | OP | GT | NG | 49.9 | 0.723 | 316045 | 1137752.898 | 140399 | 505432.3565 | Distributed from 923 Generation And Fuel | 2002
4149 | 2022 | CA | Valero Wilmington Cogeneration Plant | 63285 | 79G1 |  | OP | GT | NG | 33.5 | 0.754 | 221405 | 797051.6236 | 100386 | 361386.7089 | Distributed from 923 Generation And Fuel | 2017
4150 | 2022 | CA | Vallecito | 62801 | ORN34 |  | OP | BA | MWH | 10 |  | GENYRONL: 2021
4151 | 2022 | CA | Vallecitos Water District | 64438 | VALLE |  | OP | PV | SUN | 1.4 | 0.315 | 3867 | 13921.0886 | 2033 | 7318.7415 | Distributed from 923 Generation And Fuel | 2021
4152 | 2022 | CA | Valley (CA) | 408 | 5 |  | OP | GT | NG | 60.5 | 0.018 | 9667 | 34800.9216 | 4875 | 17549.8596 | Distributed from 923 Generation And Fuel | 2001
4153 | 2022 | CA | Valley (CA) | 408 | 6 |  | OP | CT | NG | 182.8 | 0.377 | 603231 | 2171614.2271 | 254379 | 915757.0739 | EIA-923 Generator File | 2003
4154 | 2022 | CA | Valley (CA) | 408 | 7 |  | OP | CT | NG | 182.8 | 0.426 | 682798 | 2458053.1356 | 296926 | 1068925.0486 | EIA-923 Generator File | 2003
4155 | 2022 | CA | Valley (CA) | 408 | 8 | 2 | OP | CA | NG | 264.4 | 0.337 | 779674 | 2806803.9456 | 333239 | 1199650.8028 | EIA-923 Generator File | 2003
4156 | 2022 | CA | Valley Center | 60509 | PV1 |  | OP | PV | SUN | 2.3 | 0.294 | 5929 | 21344.2292 | 3118 | 11224.7102 | Distributed from 923 Generation And Fuel | 2016
4157 | 2022 | CA | Valley Center 1 | 58906 | VC1 |  | OP | PV | SUN | 2.5 | 0.26 | 5687 | 20473.0362 | 2990 | 10763.9139 | Distributed from 923 Generation And Fuel | 2013
4158 | 2022 | CA | Valley Center 2 | 58907 | VC2 |  | OP | PV | SUN | 5 | 0.288 | 12611 | 45399.2368 | 6631 | 23871.409 | Distributed from 923 Generation And Fuel | 2013
4159 | 2022 | CA | Valley Center 54 | 66502 | VC54 |  | OP | BA | MWH | 54 |  | GENYRONL: 2021
4160 | 2022 | CA | Valley Center 85 | 66500 | VC85 |  | OP | BA | MWH | 85 |  | GENYRONL: 2021
4161 | 2022 | CA | Valley Sanitary District WTP Solar | 60824 | PV1 |  | OP | PV | SUN | 1 | 0.189 | 1656 | 5961.5523 | 871 | 3135.5749 | Distributed from 923 Generation And Fuel | 2016
4162 | 2022 | CA | Valley View | 487 | 1 |  | OP | HY | WAT | 4.1 | 0.03 | 1095 | 3941.9685 | 551 | 1983.5841 | Distributed from 923 Generation And Fuel | 1985
4163 | 2022 | CA | Van der Hoek Solar Array/ Dairy | 64687 | VDH |  | OP | PV | SUN | 2.4 | 0.008 | 178 | 640.7949 | 94 | 338.3973 | Distributed from 923 Generation And Fuel | 2017
4164 | 2022 | CA | Van der Kooi Dairy Solary Array | 65169 | VDK |  | OP | PV | SUN | 1 | 0.373 | 3265 | 11753.906 | 1717 | 6181.1506 | Distributed from 923 Generation And Fuel | 2021
4165 | 2022 | CA | Vanadium Redox Flow Battery Plant | 61107 | VRF |  | OP | BA | MWH | 2 | -0.048 | -842 | -3031.1758 | -360 | -1295.9896 | Distributed from 923 Generation And Fuel | 2017
4166 | 2022 | CA | Vandenberg Solar Project | 61463 | VBERG |  | OP | PV | SUN | 25.3 | 0.195 | 43108 | 155187.5585 | 22668 | 81604.1472 | Distributed from 923 Generation And Fuel | 2017
4167 | 2022 | CA | Vasco Winds | 57700 | 1 |  | OP | WT | WND | 78.2 | 0.325 | 222437 | 800766.7939 | 117751 | 423900.2088 | Distributed from 923 Generation And Fuel | 2011
4168 | 2022 | CA | Vega Solar | 59555 | VEGA1 |  | OP | PV | SUN | 20 | 0.268 | 47033 | 169317.4455 | 24732 | 89034.4877 | Distributed from 923 Generation And Fuel | 2015
4169 | 2022 | CA | Venable Solar 1 | 58289 | VNPV |  | OP | PV | SUN | 1.5 | 0.121 | 1594 | 5738.3541 | 838 | 3016.7759 | Distributed from 923 Generation And Fuel | 2015
4170 | 2022 | CA | Venable Solar 2 | 58290 | VSPV |  | OP | PV | SUN | 1.5 | 0.121 | 1593 | 5734.7541 | 838 | 3016.7759 | Distributed from 923 Generation And Fuel | 2015
4171 | 2022 | CA | Venice Hydro | 72 | 1 |  | SB | HY | WAT | 10.1 | 0 | 0 | 0 | 0 | 0 | Distributed from 923 Generation And Fuel | 1982
4172 | 2022 | CA | Ventura Solar | 65770 | SOLAR |  | OP | PV | SUN | 2.9 | 0.279 | 7077 | 25476.9962 | 3721 | 13395.4928 | Distributed from 923 Generation And Fuel | 2021
4173 | 2022 | CA | Verizon-Torrance | 59261 | VZ300 |  | OP | FC | NG | 1 | 0.402 | 3521 | 12675.4986 | 1596 | 5745.554 | Distributed from 923 Generation And Fuel | 2013
4174 | 2022 | CA | Vernon | 7436 | JH1 |  | OS | IC | DFO | 6 |  | GENYRONL: 1933
4175 | 2022 | CA | Vernon | 7436 | JH2 |  | OS | IC | DFO | 6 |  | GENYRONL: 1933
4176 | 2022 | CA | Vernon | 7436 | JH3 |  | OS | IC | DFO | 6 |  | GENYRONL: 1933
4177 | 2022 | CA | Vernon | 7436 | JH4 |  | OS | IC | DFO | 6 |  | GENYRONL: 1933
4178 | 2022 | CA | Vernon | 7436 | JH5 |  | OS | IC | DFO | 6 |  | GENYRONL: 1933
4179 | 2022 | CA | Verwey-Hanford Dairy Digester #1 | 60918 | 00003 |  | OP | IC | OBG | 1 | 0.008 | 74 | 266.3979 | 31 | 111.5991 | Distributed from 923 Generation And Fuel | 2016
4180 | 2022 | CA | Verwey-Hanford Dairy Digester #2 | 62418 | 4 |  | OP | IC | OBG | 1 | 0.662 | 5795 | 20861.8331 | 2409 | 8672.3306 | Distributed from 923 Generation And Fuel | 2019
4181 | 2022 | CA | Verwey-Hanford Dairy Digester #3 | 62419 | 4 |  | OP | IC | OBG | 1 | 0.655 | 5738 | 20656.6347 | 2385 | 8585.9313 | Distributed from 923 Generation And Fuel | 2019
4182 | 2022 | CA | VESI Pomona | 50300 | BESS1 |  | OP | BA | MWH | 20 | -0.022 | -3792 | -13651.0908 | -1674 | -6026.3518 | Distributed from 923 Generation And Fuel | 2016
4183 | 2022 | CA | Victor Dry Farm Ranch A | 58418 | 1 |  | OP | PV | SUN | 5 | 0.231 | 10139 | 36500.108 | 5332 | 19195.0464 | Distributed from 923 Generation And Fuel | 2015
4184 | 2022 | CA | Victor Dry Farm Ranch B | 58419 | 1 |  | OP | PV | SUN | 5 | 0.213 | 9338 | 33616.5311 | 4910 | 17675.8586 | Distributed from 923 Generation And Fuel | 2015
4185 | 2022 | CA | Victor Mesa Linda B2 | 59269 | VMLB2 |  | OP | PV | SUN | 1.5 | 0.292 | 3842 | 13831.0894 | 2020 | 7271.9418 | Distributed from 923 Generation And Fuel | 2014
4186 | 2022 | CA | Victor Mesa Linda C2 | 59270 | VMLC2 |  | OP | PV | SUN | 1.5 | 0.292 | 3836 | 13809.4895 | 2017 | 7261.1419 | Distributed from 923 Generation And Fuel | 2014
4187 | 2022 | CA | Victor Mesa Linda D2 | 59271 | VMLD2 |  | OP | PV | SUN | 1.5 | 0.291 | 3822 | 13759.0899 | 2010 | 7235.9421 | Distributed from 923 Generation And Fuel | 2014
4188 | 2022 | CA | Victor Mesa Linda E2 | 59272 | VMLE2 |  | OP | PV | SUN | 1.5 | 0.286 | 3760 | 13535.8917 | 1977 | 7117.1431 | Distributed from 923 Generation And Fuel | 2014
4189 | 2022 | CA | Victor Valley CC CPV Solar | 57254 | 1PV |  | OP | PV | SUN | 1 | 0.322 | 2822 | 10159.1187 | 1484 | 5342.3573 | Distributed from 923 Generation And Fuel | 2010
4190 | 2022 | CA | Victory Garden (Tehachapi) | 50532 | 15SLE |  | OP | WT | WND | 1.5 | 0.115 | 1509.138 | 5432.8533 | 798.908 | 2876.0458 | Distributed from 923 Generation And Fuel | 2000
4191 | 2022 | CA | Victory Garden (Tehachapi) | 50532 | WGNS |  | OP | WT | WND | 24.6 | 0.115 | 24749.862 | 89098.7904 | 13102.092 | 47167.1539 | Distributed from 923 Generation And Fuel | 1981
4192 | 2022 | CA | Vinam | 58450 | 1 |  | OP | PV | SUN | 1.5 | 0.253 | 3325 | 11969.9042 | 1748 | 6292.7497 | Distributed from 923 Generation And Fuel | 2013
4193 | 2022 | CA | Vintner Solar | 58509 | PV4 |  | OP | PV | SUN | 1.5 | 0.336 | 4411 | 15879.473 | 2319 | 8348.3332 | Distributed from 923 Generation And Fuel | 2014
4194 | 2022 | CA | Vista Energy Storage System | 61661 | VISTA |  | OP | BA | MWH | 40 | -0.013 | -4654 | -16754.266 | -2331 | -8391.5329 | Distributed from 923 Generation And Fuel | 2018
4195 | 2022 | CA | Vitro Flat Glass LLC | 58053 | IG#2 |  | SB | IC | DFO | 0.9 | 0 | 0 | 0 | 0 | 0 | Distributed from 923 Generation And Fuel | 1992
4196 | 2022 | CA | Vitro Flat Glass LLC | 58053 | OG#1 |  | SB | IC | DFO | 1.3 | 0 | 0 | 0 | 0 | 0 | Distributed from 923 Generation And Fuel | 2000
4197 | 2022 | CA | Vitro Flat Glass LLC | 58053 | OG#3 |  | SB | IC | DFO | 1.1 | 0 | 0 | 0 | 0 | 0 | Distributed from 923 Generation And Fuel | 1983
4198 | 2022 | CA | Volta 1 | 290 | 1 |  | OS | HY | WAT | 8.5 | 0.075 | 5607 | 20185.0385 | 2822 | 10159.1187 | Distributed from 923 Generation And Fuel | 1980
4199 | 2022 | CA | Volta 2 | 180 | 1 |  | OP | HY | WAT | 1 | 0.251 | 2199 | 7916.3367 | 1107 | 3985.1681 | Distributed from 923 Generation And Fuel | 1981
4200 | 2022 | CA | Voyager Wind I | 60594 | VYGR1 |  | OP | WT | WND | 131.1 | 0.32 | 367072 | 1321448.6284 | 196268 | 706559.1475 | Distributed from 923 Generation And Fuel | 2019
4201 | 2022 | CA | Voyager Wind II | 61582 | VYGR2 |  | OP | WT | WND | 128.7 | 0.399 | 449491 | 1618154.6548 | 228922 | 824112.6071 | Distributed from 923 Generation And Fuel | 2018
4202 | 2022 | CA | Voyager Wind III | 61583 | VYGR3 |  | OP | WT | WND | 43.2 | 0.326 | 123534 | 444718.8422 | 65428 | 235538.9157 | Distributed from 923 Generation And Fuel | 2018
4203 | 2022 | CA | Voyager Wind IV | 61584 | VYGR4 |  | OP | WT | WND | 21.6 | 0.39 | 73783 | 265616.6751 | 39058 | 140607.6751 | Distributed from 923 Generation And Fuel | 2018
4204 | 2022 | CA | Vulcan-BN Geothermal Power Company | 50210 | GEN1 |  | OP | ST | GEO | 30.1 | 0.733 | 193197.154 | 695504.1904 | 80969 | 291486.0681 | Distributed from 923 Generation And Fuel | 1985
4205 | 2022 | CA | Vulcan-BN Geothermal Power Company | 50210 | GEN2 |  | OP | ST | GEO | 9.5 | 0.733 | 60975.846 | 219511.2895 | 25555 | 91997.264 | Distributed from 923 Generation And Fuel | 1985
4206 | 2022 | CA | W E Warne | 6196 | 1 |  | OP | HY | WAT | 37.1 | 0.34 | 110636 | 398286.4137 | 55691 | 200485.9961 | Distributed from 923 Generation And Fuel | 1982
4207 | 2022 | CA | W E Warne | 6196 | 2 |  | OP | HY | WAT | 37.1 | 0.34 | 110636 | 398286.4137 | 55691 | 200485.9961 | Distributed from 923 Generation And Fuel | 1983
4208 | 2022 | CA | W Plant | 59458 | W-TG1 |  | OP | GT | NG | 4.6 | 0.764 | 30768 | 110763.9139 | 14088 | 50716.3943 | Distributed from 923 Generation And Fuel | 2005
4209 | 2022 | CA | W R Gianelli | 448 | 1 |  | OP | PS | WAT | 53 | -0.025 | -11587.5 | -41714.6663 | 5860 | 21095.8312 | Distributed from 923 Generation And Fuel | 1968
4210 | 2022 | CA | W R Gianelli | 448 | 2 |  | OP | PS | WAT | 53 | -0.025 | -11587.5 | -41714.6663 | 5860 | 21095.8312 | Distributed from 923 Generation And Fuel | 1968
4211 | 2022 | CA | W R Gianelli | 448 | 3 |  | OP | PS | WAT | 53 | -0.025 | -11587.5 | -41714.6663 | 5860 | 21095.8312 | Distributed from 923 Generation And Fuel | 1967
4212 | 2022 | CA | W R Gianelli | 448 | 4 |  | OP | PS | WAT | 53 | -0.025 | -11587.5 | -41714.6663 | 5860 | 21095.8312 | Distributed from 923 Generation And Fuel | 1967
4213 | 2022 | CA | W R Gianelli | 448 | 5 |  | OP | PS | WAT | 53 | -0.025 | -11587.5 | -41714.6663 | 5860 | 21095.8312 | Distributed from 923 Generation And Fuel | 1967
4214 | 2022 | CA | W R Gianelli | 448 | 6 |  | OP | PS | WAT | 53 | -0.025 | -11587.5 | -41714.6663 | 5860 | 21095.8312 | Distributed from 923 Generation And Fuel | 1967
4215 | 2022 | CA | W R Gianelli | 448 | 7 |  | OP | PS | WAT | 53 | -0.025 | -11587.5 | -41714.6663 | 5860 | 21095.8312 | Distributed from 923 Generation And Fuel | 1967
4216 | 2022 | CA | W R Gianelli | 448 | 8 |  | OP | PS | WAT | 53 | -0.025 | -11587.5 | -41714.6663 | 5860 | 21095.8312 | Distributed from 923 Generation And Fuel | 1967
4217 | 2022 | CA | Wadham Energy LP | 50293 | GEN1 | 1 | OP | ST | AB | 29.1 | 0.567 | 144546 | 520361.4371 | 55656 | 200359.9971 | EIA-923 Generator File | 1989
4218 | 2022 | CA | Wagner Wind LLC | 58233 | GEN1 |  | OP | WT | WND | 6 | 0.272 | 14312 | 51522.7878 | 7576 | 27273.3818 | Distributed from 923 Generation And Fuel | 2012
4219 | 2022 | CA | Walgreens Woodland Distribution Center | 57006 | 1 |  | OP | PV | SUN | 1 | 0.115 | 1011 | 3639.5709 | 532 | 1915.1847 | Distributed from 923 Generation And Fuel | 2007
4220 | 2022 | CA | Walnut | 4256 | 1 |  | OP | GT | NG | 24.9 | 0 | -38 | -136.7989 | -15.5 | -55.7996 | Distributed from 923 Generation And Fuel | 1986
4221 | 2022 | CA | Walnut | 4256 | 2 |  | OP | GT | NG | 24.9 | 0 | -38 | -136.7989 | -15.5 | -55.7996 | Distributed from 923 Generation And Fuel | 1986
4222 | 2022 | CA | Walnut Creek Energy Park | 57515 | GT1 |  | OP | GT | NG | 100 | 0.112 | 98451.6 | 354422.9246 | 55161 | 198578.0114 | Distributed from 923 Generation And Fuel | 2013
4223 | 2022 | CA | Walnut Creek Energy Park | 57515 | GT2 |  | OP | GT | NG | 100 | 0.112 | 98451.6 | 354422.9246 | 55161 | 198578.0114 | Distributed from 923 Generation And Fuel | 2013
4224 | 2022 | CA | Walnut Creek Energy Park | 57515 | GT3 |  | OP | GT | NG | 100 | 0.112 | 98451.6 | 354422.9246 | 55161 | 198578.0114 | Distributed from 923 Generation And Fuel | 2013
4225 | 2022 | CA | Walnut Creek Energy Park | 57515 | GT4 |  | OP | GT | NG | 100 | 0.112 | 98451.6 | 354422.9246 | 55161 | 198578.0114 | Distributed from 923 Generation And Fuel | 2013
4226 | 2022 | CA | Walnut Creek Energy Park | 57515 | GT5 |  | OP | GT | NG | 100 | 0.112 | 98451.6 | 354422.9246 | 55161 | 198578.0114 | Distributed from 923 Generation And Fuel | 2013
4227 | 2022 | CA | Walnut Energy Center | 56078 | 1 |  | OP | CT | NG | 94.9 | 0.501 | 416647 | 1499917.2007 | 181393 | 653009.5759 | EIA-923 Generator File | 2006
4228 | 2022 | CA | Walnut Energy Center | 56078 | 2 |  | OP | CT | NG | 94.9 | 0.534 | 443767 | 1597548.4196 | 215650 | 776333.7893 | EIA-923 Generator File | 2006
4229 | 2022 | CA | Walnut Energy Center | 56078 | 3 | 1 | OP | CA | NG | 110.8 | 0.625 | 606583 | 2183681.3305 | 277486 | 998941.6085 | EIA-923 Generator File | 2006
4230 | 2022 | CA | Walnut Unified School District Walnut HS Hybrid | 63510 | PV1 |  | OP | PV | SUN | 1.8 | 0.116 | 1833 | 6598.7472 | 964 | 3470.3722 | Distributed from 923 Generation And Fuel | 2020
4231 | 2022 | CA | Walnut Unified School District Walnut HS Hybrid | 63510 | ST1 |  | OP | BA | MWH | 0.5 | -0.005 | -24 | -86.3993 | -10 | -35.9997 | Distributed from 923 Generation And Fuel | 2020
4232 | 2022 | CA | Warm Springs Hydro Project | 54261 | 3385 |  | OP | HY | WAT | 2.7 | 0 | 0 | 0 | 0 | 0 | Distributed from 923 Generation And Fuel | 1988
4233 | 2022 | CA | Waste Mangement Redwood LFGTE | 59299 | RED1 |  | OP | IC | LFG | 2 | 0.584 | 10239.5 | 36861.9051 | 4256 | 15321.4774 | Distributed from 923 Generation And Fuel | 2017
4234 | 2022 | CA | Waste Mangement Redwood LFGTE | 59299 | RED2 |  | OP | IC | LFG | 2 | 0.584 | 10239.5 | 36861.9051 | 4256 | 15321.4774 | Distributed from 923 Generation And Fuel | 2017
4235 | 2022 | CA | Watkins Manufacturing Co. | 57715 | GEN1 |  | OP | IC | NG | 1 | 0.513 | 4497.5 | 16190.8705 | 1963.5 | 7068.5435 | Distributed from 923 Generation And Fuel | 2001
4236 | 2022 | CA | Watkins Manufacturing Co. | 57715 | GEN2 |  | OP | IC | NG | 1 | 0.513 | 4497.5 | 16190.8705 | 1963.5 | 7068.5435 | Distributed from 923 Generation And Fuel | 2001
4237 | 2022 | CA | Watson Cogeneration | 50216 | GN91 |  | OP | CT | NG | 82 | 0.866 | 621869 | 2238710.4903 | 256777 | 924389.8049 | EIA-923 Generator File | 1988
4238 | 2022 | CA | Watson Cogeneration | 50216 | GN92 |  | OP | CT | NG | 82 | 0.86 | 617622 | 2223421.4126 | 225585 | 812099.5032 | EIA-923 Generator File | 1988
4239 | 2022 | CA | Watson Cogeneration | 50216 | GN93 |  | OP | CT | NG | 82 | 0.745 | 535363 | 1927291.3817 | 254705 | 916930.6646 | EIA-923 Generator File | 1988
4240 | 2022 | CA | Watson Cogeneration | 50216 | GN94 |  | OP | CT | NG | 82 | 0.902 | 647736 | 2331830.9454 | 261668 | 941997.264 | EIA-923 Generator File | 1987
4241 | 2022 | CA | Watson Cogeneration | 50216 | GN95 | 4 | OP | CA | NG | 38.5 | 0.109 | 36680 | 132046.9436 | 21245 | 76481.3881 | EIA-923 Generator File | 1988
4242 | 2022 | CA | Watson Cogeneration | 50216 | GN96 | 4 | OP | CA | NG | 38.5 | 0.322 | 108623 | 391039.6717 | 44032 | 158513.9319 | EIA-923 Generator File | 1987
4243 | 2022 | CA | Watts 3115 | 58454 | 1 |  | OP | PV | SUN | 1.5 | 0.207 | 2721 | 9795.5216 | 1431 | 5151.5588 | Distributed from 923 Generation And Fuel | 2013
4244 | 2022 | CA | Watts 3115 | 58454 | 2 |  | OP | PV | SUN | 0.5 | 0.207 | 907 | 3265.1739 | 477 | 1717.1863 | Distributed from 923 Generation And Fuel | 2013
4245 | 2022 | CA | Welport Lease Project | 54447 | TI |  | OP | GT | NG | 5 | 0.791 | 34637 | 124692.2025 | 15704 | 56533.9477 | Distributed from 923 Generation And Fuel | 1990
4246 | 2022 | CA | West Gates Solar Station | 58206 | 1 |  | OP | PV | SUN | 10 | 0.225 | 19739 | 71059.8315 | 10380 | 37367.7011 | Distributed from 923 Generation And Fuel | 2013
4247 | 2022 | CA | West Point PH | 291 | 1 |  | OP | HY | WAT | 13.6 | 0.634 | 75553 | 271988.6241 | 38031 | 136910.5047 | Distributed from 923 Generation And Fuel | 1948
4248 | 2022 | CA | West Valley High School Solar | 58244 | WEST |  | OP | PV | SUN | 1 | 0.166 | 1453 | 5230.7582 | 764 | 2750.378 | Distributed from 923 Generation And Fuel | 2012
4249 | 2022 | CA | West Valley Mission CCD Solar Project | 65570 | WVMBA |  | OP | BA | MWH | 0.9 |  | GENYRONL: 2022
4250 | 2022 | CA | West Valley Mission CCD Solar Project | 65570 | WVMSP |  | OP | PV | SUN | 2.7 |  | GENYRONL: 2022
4251 | 2022 | CA | West Village Solar - Array 1Community Solar | 65189 | WVSA1 |  | OP | PV | SUN | 1.2 | 0 | 0 | 0 | 0 | 0 | Distributed from 923 Generation And Fuel | 2022
4252 | 2022 | CA | West Village Solar - Array 2 Community Solar | 65190 | WVSA2 |  | OP | PV | SUN | 1.3 | 0 | 0 | 0 | 0 | 0 | Distributed from 923 Generation And Fuel | 2022
4253 | 2022 | CA | Westend Facility | 10685 | PINA |  | OS | GT | NG | 20 |  | GENYRONL: 1969
4254 | 2022 | CA | Western Antelope Blue Sky B | 59961 | WABSB |  | OP | PV | SUN | 20 | 0.308 | 53949 | 194214.8463 | 28369 | 102127.583 | Distributed from 923 Generation And Fuel | 2016
4255 | 2022 | CA | Western Antelope Blue Sky Ranch A | 58626 | WABSA |  | OP | PV | SUN | 20 | 0.283 | 49610 | 178594.5712 | 26087 | 93912.4487 | Distributed from 923 Generation And Fuel | 2014
4256 | 2022 | CA | Western Antelope Dry Ranch | 58627 | WADR |  | OP | PV | SUN | 10 | 0.306 | 26809 | 96511.6279 | 14097 | 50748.794 | Distributed from 923 Generation And Fuel | 2016
4257 | 2022 | CA | Western Power & Steam Inc | 54410 | CTG |  | OP | GT | NG | 27.7 | 0.167 | 40435 | 145564.8355 | 2997 | 10789.1137 | Distributed from 923 Generation And Fuel | 1990
4258 | 2022 | CA | Westlands Solar PV Farm | 58616 | WSF1 |  | OP | PV | SUN | 18 | 0.254 | 40120 | 144430.8446 | 21097 | 75948.5924 | Distributed from 923 Generation And Fuel | 2014
4259 | 2022 | CA | Westmont 300A | 61249 | W5531 |  | OP | PV | SUN | 2.9 | 0.222 | 5633 | 20278.6378 | 2962 | 10663.1147 | Distributed from 923 Generation And Fuel | 2017
4260 | 2022 | CA | Westmont 300B | 60914 | W5328 |  | OP | PV | SUN | 3 | 0.214 | 5633 | 20278.6378 | 2962 | 10663.1147 | Distributed from 923 Generation And Fuel | 2016
4261 | 2022 | CA | Westmont 301 | 61593 | W5791 |  | OP | PV | SUN | 1.8 | 0.2 | 3156 | 11361.5091 | 1660 | 5975.9522 | Distributed from 923 Generation And Fuel | 2017
4262 | 2022 | CA | Westmont 400A | 61348 | W5691 |  | OP | PV | SUN | 2.3 | 0.183 | 3691 | 13287.4937 | 1941 | 6987.5441 | Distributed from 923 Generation And Fuel | 2017
4263 | 2022 | CA | Westmont 400B | 61349 | W5694 |  | OP | PV | SUN | 2.2 | 0.192 | 3691 | 13287.4937 | 1941 | 6987.5441 | Distributed from 923 Generation And Fuel | 2017
4264 | 2022 | CA | Westmont 401 | 61594 | W5792 |  | OP | PV | SUN | 2.9 | 0.189 | 4807 | 17305.0616 | 2528 | 9100.7272 | Distributed from 923 Generation And Fuel | 2017
4265 | 2022 | CA | Westside Solar Power PV1 | 60275 | WSPV1 |  | OP | PV | SUN | 2 | 0.296 | 5186 | 18669.4506 | 2727 | 9817.1215 | Distributed from 923 Generation And Fuel | 2016
4266 | 2022 | CA | Westside Solar Station | 57499 | 1 |  | OP | PV | SUN | 15 | 0.135 | 17699 | 63715.8903 | 9307 | 33504.932 | Distributed from 923 Generation And Fuel | 2011
4267 | 2022 | CA | Weymouth Solar Plant | 60255 | 1 |  | OP | PV | SUN | 2 | 0.226 | 3968 | 14284.6857 | 2086.667 | 7511.9411 | Distributed from 923 Generation And Fuel | 2016
4268 | 2022 | CA | Weymouth Solar Plant | 60255 | 2 |  | OP | PV | SUN | 1 | 0.226 | 1984 | 7142.3429 | 1043.333 | 3755.9688 | Distributed from 923 Generation And Fuel | 2016
4269 | 2022 | CA | Wheelabrator Shasta | 50881 | GEN1 | 3 | OP | ST | WDS | 18.3 | 0.728 | 116777 | 420393.8368 | 53278 | 191799.2656 | EIA-923 Generator File | 1987
4270 | 2022 | CA | Wheelabrator Shasta | 50881 | GEN2 | 3 | OP | ST | WDS | 18.3 | 0.56 | 89803 | 323288.2137 | 48943 | 176193.3905 | EIA-923 Generator File | 1987
4271 | 2022 | CA | Wheelabrator Shasta | 50881 | GEN3 | 3 | OP | ST | WDS | 18.3 | 0.445 | 71303 | 256688.7465 | 25464 | 91669.6666 | EIA-923 Generator File | 1987
4272 | 2022 | CA | Whiskeytown | 7189 | 1 |  | OP | HY | WAT | 3.5 | 0.845 | 25916 | 93296.8536 | 13045 | 46961.6243 | Distributed from 923 Generation And Fuel | 1986
4273 | 2022 | CA | White River Solar | 58373 | WRCA |  | OP | PV | SUN | 20 | 0.277 | 48470 | 174490.6041 | 25488 | 91756.066 | Distributed from 923 Generation And Fuel | 2013
4274 | 2022 | CA | White River Solar 2 | 58973 | W2CA |  | OP | PV | SUN | 19.8 | 0.301 | 52238 | 188055.2956 | 27469 | 98887.6089 | Distributed from 923 Generation And Fuel | 2014
4275 | 2022 | CA | White Rock/Slab Creek | 435 | H1 |  | OP | HY | WAT | 133 | 0.13 | 151084.443 | 543899.6436 | 63792.571 | 229651.4184 | Distributed from 923 Generation And Fuel | 1968
4276 | 2022 | CA | White Rock/Slab Creek | 435 | H2 |  | OP | HY | WAT | 133 | 0.13 | 151084.443 | 543899.6436 | 63792.571 | 229651.4184 | Distributed from 923 Generation And Fuel | 1968
4277 | 2022 | CA | White Rock/Slab Creek | 435 | H3 |  | OP | HY | WAT | 2.7 | 0.13 | 3067.128 | 11041.5725 | 1295.037 | 4662.0959 | Distributed from 923 Generation And Fuel | 2020
4278 | 2022 | CA | White Rock/Slab Creek | 435 | H4 |  | OS | HY | WAT | 0.5 | 0.13 | 567.987 | 2044.7368 | 239.822 | 863.3523 | Distributed from 923 Generation And Fuel | 1983 | 2023
4279 | 2022 | CA | Whitethorn Solar LLC | 60193 | GEN1 |  | OP | PV | SUN | 3.3 | 0.218 | 6302 | 22687.0185 | 3314 | 11930.3046 | Distributed from 923 Generation And Fuel | 2016
4280 | 2022 | CA | Whitewater Hill Wind Partners | 56012 | 1 |  | OP | WT | WND | 61.5 | 0.253 | 136521 | 491471.6682 | 72270 | 260169.9186 | Distributed from 923 Generation And Fuel | 2002
4281 | 2022 | CA | Whitewater Hydro Plant | 10162 | WWHI |  | SB | HY | WAT | 1.3 | 0.034 | 382 | 1375.189 | 192 | 691.1945 | Distributed from 923 Generation And Fuel | 1986
4282 | 2022 | CA | Whitney Point Solar | 60975 | WS532 |  | OP | PV | SUN | 20 | 0.31 | 54399 | 195834.8333 | 28605 | 102977.1762 | Distributed from 923 Generation And Fuel | 2017
4283 | 2022 | CA | Whittier LFG Power Plant #1 | 57102 | EN01 |  | OP | IC | LFG | 1.1 |  | GENYRONL: 2006
4284 | 2022 | CA | Whittier LFG Power Plant #1 | 57102 | EN02 |  | OP | IC | LFG | 1.1 |  | GENYRONL: 2010
4285 | 2022 | CA | Wildcat I Energy Storage LLC | 62875 | WILD1 |  | OP | BA | MWH | 3 | -0.009 | -227 | -817.1935 | -97 | -349.1972 | Distributed from 923 Generation And Fuel | 2021
4286 | 2022 | CA | Wildflower Solar 1 | 62988 | CAWF1 |  | OP | PV | SUN | 13 | 0.277 | 31543 | 113553.8916 | 16587 | 59712.7223 | Distributed from 923 Generation And Fuel | 2020
4287 | 2022 | CA | Wildwood Solar I, LLC | 59380 | WLD1 |  | OP | PV | SUN | 19.5 | 0.275 | 47002 | 169205.8464 | 24716 | 88976.8882 | Distributed from 923 Generation And Fuel | 2015
4288 | 2022 | CA | Wildwood Solar II | 59253 | PV1 |  | OP | PV | SUN | 15 | 0.277 | 36435 | 131164.9507 | 19159 | 68971.8482 | Distributed from 923 Generation And Fuel | 2017
4289 | 2022 | CA | Willow Spring Solar, LLC | 60324 | GEN01 |  | OP | PV | SUN | 107.9 | 0.26 | 245960 | 885448.9164 | 139651 | 502739.5781 | Distributed from 923 Generation And Fuel | 2019
4290 | 2022 | CA | Wilmington Hydrogen Plant | 55557 | T101 |  | OP | ST | WH | 31.9 | 0.668 | 186539 | 671535.0277 | 93906 | 338058.8955 | Distributed from 923 Generation And Fuel | 1996
4291 | 2022 | CA | Windhub Solar A LLC | 59878 | GEN01 |  | OP | PV | SUN | 20 | 0.256 | 44803 | 161289.5097 | 23559 | 84811.7215 | Distributed from 923 Generation And Fuel | 2019
4292 | 2022 | CA | Windsor Floating Solar | 62902 | WUS15 |  | OP | PV | SUN | 1.5 | 0.207 | 2724 | 9806.3215 | 1432 | 5155.1588 | Distributed from 923 Generation And Fuel | 2020
4293 | 2022 | CA | Windstar 1 | 57774 | WGNS |  | OP | WT | WND | 120 | 0.196 | 206409 | 743066.4555 | 109266 | 393354.4532 | Distributed from 923 Generation And Fuel | 2012
4294 | 2022 | CA | Wise | 292 | 1 |  | OP | HY | WAT | 13.6 | 0.434 | 51697.415 | 186109.2051 | 26023.268 | 93683.0153 | Distributed from 923 Generation And Fuel | 1917
4295 | 2022 | CA | Wise | 292 | 2 |  | OP | HY | WAT | 2.8 | 0.434 | 10643.585 | 38316.5995 | 5357.732 | 19287.6809 | Distributed from 923 Generation And Fuel | 1986
4296 | 2022 | CA | Wistaria Ranch Solar | 61750 | WICA |  | OP | PV | SUN | 106.7 | 0.27 | 252773 | 909975.5202 | 130650 | 470336.2373 | Distributed from 923 Generation And Fuel | 2018
4297 | 2022 | CA | Wister Solar | 63487 | WSOL |  | OP | PV | SUN | 20 | 0.108 | 18853 | 67870.257 | 11772 | 42378.861 | Distributed from 923 Generation And Fuel | 2022
4298 | 2022 | CA | Wolfskill Energy Center | 55855 | CTG1 |  | OP | GT | NG | 47 | 0.022 | 9245 | 33281.7337 | 7495 | 26981.7841 | Distributed from 923 Generation And Fuel | 2003
4299 | 2022 | CA | Wonderful Firebaugh | 66331 | WFB01 |  | OP | PV | SUN | 5.4 | 0.102 | 4833 | 17398.6608 | 2475 | 8909.9287 | Distributed from 923 Generation And Fuel | 2022
4300 | 2022 | CA | Wonderful Huller & Shellling | 65277 | WHS01 |  | OP | PV | SUN | 1.5 | 0.325 | 4272 | 15379.077 | 2246 | 8085.5353 | Distributed from 923 Generation And Fuel | 2021
4301 | 2022 | CA | Wonderful Kings | 66332 | WFK01 |  | OP | PV | SUN | 3.5 | 0 | 0 | 0 | 0 | 0 | Distributed from 923 Generation And Fuel | 2022
4302 | 2022 | CA | Wonderful Lost Hills | 65278 | WLH01 |  | OP | PV | SUN | 17.1 | 0.333 | 49882 | 179573.7634 | 26230 | 94427.2446 | Distributed from 923 Generation And Fuel | 2021
4303 | 2022 | CA | Wonderful Nursery | 65783 | WN01 |  | OP | PV | SUN | 2.3 | 0.124 | 2506 | 9021.5278 | 1318 | 4744.762 | Distributed from 923 Generation And Fuel | 2021
4304 | 2022 | CA | Wonderful Orchards - Belridge | 64221 | WOC |  | OP | PV | SUN | 5 | 0.267 | 11716 | 42177.2626 | 6161 | 22179.4226 | Distributed from 923 Generation And Fuel | 2020
4305 | 2022 | CA | Wonderful Orchards - New Columbia | 64055 | WOC |  | OP | PV | SUN | 5 | 0.243 | 10626 | 38253.294 | 5588 | 20116.6391 | Distributed from 923 Generation And Fuel | 2020
4306 | 2022 | CA | Wonderful Orchards - Westside | 64220 | WOC |  | OP | PV | SUN | 5 | 0.28 | 12257 | 44124.847 | 6445 | 23201.8144 | Distributed from 923 Generation And Fuel | 2021
4307 | 2022 | CA | Woodland | 7266 | 2 | 1 | OP | CA | NG | 37.7 | 0.03 | 9826 | 35373.317 | 25 | 89.9993 | EIA-923 Generator File | 2003
4308 | 2022 | CA | Woodland | 7266 | 3 |  | OP | CT | NG | 60.5 | 0.345 | 182939 | 658575.1314 | 107538 | 387133.7029 | EIA-923 Generator File | 2003
4309 | 2022 | CA | Woodland | 7266 | 3A |  | OP | IC | NG | 8.4 | 0.086 | 6301.5 | 22685.2185 | 2330.333 | 8389.1317 | Distributed from 923 Generation And Fuel | 2011
4310 | 2022 | CA | Woodland | 7266 | 3B |  | OP | IC | NG | 8.4 | 0.086 | 6301.5 | 22685.2185 | 2330.333 | 8389.1317 | Distributed from 923 Generation And Fuel | 2011
4311 | 2022 | CA | Woodland | 7266 | 3C |  | OP | IC | NG | 8.4 | 0.086 | 6301.5 | 22685.2185 | 2330.333 | 8389.1317 | Distributed from 923 Generation And Fuel | 2011
4312 | 2022 | CA | Woodland | 7266 | 3D |  | OP | IC | NG | 8.4 | 0.086 | 6301.5 | 22685.2185 | 2330.333 | 8389.1317 | Distributed from 923 Generation And Fuel | 2011
4313 | 2022 | CA | Woodland | 7266 | 3E |  | OP | IC | NG | 8.4 | 0.086 | 6301.5 | 22685.2185 | 2330.333 | 8389.1317 | Distributed from 923 Generation And Fuel | 2011
4314 | 2022 | CA | Woodland | 7266 | 3F |  | OP | IC | NG | 8.4 | 0.086 | 6301.5 | 22685.2185 | 2330.333 | 8389.1317 | Distributed from 923 Generation And Fuel | 2011
4315 | 2022 | CA | Woodland | 7266 | NA1 |  | OP | GT | NG | 50.4 | 0.202 | 89074 | 320663.8347 | 32903 | 118449.8524 | Distributed from 923 Generation And Fuel | 1993
4316 | 2022 | CA | Woodland Biomass Power Ltd | 10836 | GEN1 | 1 | OP | ST | WDS | 28 | 0.744 | 182445 | 656796.7456 | 83770 | 301569.5874 | EIA-923 Generator File | 1989
4317 | 2022 | CA | Woodleaf | 419 | 1 |  | OP | HY | WAT | 67.2 | 0.267 | 157359 | 566487.8681 | 79210 | 285153.7188 | Distributed from 923 Generation And Fuel | 1963
4318 | 2022 | CA | Woodmere Solar Farm | 59008 | PV1 |  | OP | PV | SUN | 15 | 0.25 | 32913 | 118485.8521 | 17307 | 62304.7016 | Distributed from 923 Generation And Fuel | 2015
4319 | 2022 | CA | Woodward Power Plant | 50218 | U1 |  | OP | HY | WAT | 2.8 | -0.001 | -26 | -93.5993 | -13 | -46.7996 | Distributed from 923 Generation And Fuel | 1982
4320 | 2022 | CA | Wright Solar Park | 59525 | FRWSP |  | OP | PV | SUN | 200 | 0.275 | 481256 | 1732507.7399 | 263627 | 949049.6076 | Distributed from 923 Generation And Fuel | 2019
4321 | 2022 | CA | WWTP Power Generation Station | 56036 | GEN1 |  | OP | IC | OBG | 2.2 | 0.532 | 10258 | 36928.5046 | 4154.333 | 14955.4792 | Distributed from 923 Generation And Fuel | 1985
4322 | 2022 | CA | WWTP Power Generation Station | 56036 | GEN2 |  | OP | IC | OBG | 2.2 | 0.532 | 10258 | 36928.5046 | 4154.333 | 14955.4792 | Distributed from 923 Generation And Fuel | 1985
4323 | 2022 | CA | WWTP Power Generation Station | 56036 | GEN3 |  | OP | IC | OBG | 2.2 | 0.532 | 10258 | 36928.5046 | 4154.333 | 14955.4792 | Distributed from 923 Generation And Fuel | 1985
4324 | 2022 | CA | Xebec 1 | 62286 | W7188 |  | OP | PV | SUN | 1.9 | 0.244 | 4053 | 14590.6833 | 2131 | 7671.5386 | Distributed from 923 Generation And Fuel | 2018
4325 | 2022 | CA | Xilinx San Jose | 58299 | XLX01 |  | OP | FC | NG | 1 | 0.724 | 6344 | 22838.2173 | 2876 | 10353.5172 | Distributed from 923 Generation And Fuel | 2018
4326 | 2022 | CA | Yahoo! - HQ | 59805 | YAH00 |  | OP | FC | NG | 1.1 | 0.633 | 6096 | 21945.4244 | 2764 | 9950.3204 | Distributed from 923 Generation And Fuel | 2014
4327 | 2022 | CA | Yolo County Solar Project | 57422 | 1 |  | OP | PV | SUN | 1 | 0.061 | 533 | 1918.7846 | 280 | 1007.9919 | Distributed from 923 Generation And Fuel | 2010
4328 | 2022 | CA | Yorba Linda | 6647 | 1 |  | OP | HY | WAT | 5.1 | 0.14 | 6249 | 22496.22 | 3146 | 11325.5094 | Distributed from 923 Generation And Fuel | 1981
4329 | 2022 | CA | Yuba City Cogen Partners | 52186 | GEN1 |  | OP | GT | NG | 49.9 | 0.058 | 25557 | 92004.464 | 11588 | 41716.4663 | Distributed from 923 Generation And Fuel | 1990
4330 | 2022 | CA | Yuba City Energy Center | 55813 | CTG1 |  | OP | GT | NG | 47.3 | 0.168 | 69558 | 250406.7967 | 31538 | 113535.8917 | Distributed from 923 Generation And Fuel | 2002
4331 | 2022 | CA | ZCO | 56276 | WGNS |  | OP | WT | WND | 1.6 | 0.112 | 1569 | 5648.3548 | 831 | 2991.5761 | Distributed from 923 Generation And Fuel | 1985
4332 | 2022 | CA | Zero Waste Energy Development Co LLC | 60220 | ZWED1 |  | OP | IC | OBG | 0.8 | 0.153 | 1070 | 3851.9692 | 445 | 1601.9872 | Distributed from 923 Generation And Fuel | 2015
4333 | 2022 | CA | Zero Waste Energy Development Co LLC | 60220 | ZWED2 |  | OP | IC | OBG | 0.8 | 0.153 | 1070 | 3851.9692 | 445 | 1601.9872 | Distributed from 923 Generation And Fuel | 2015
4334 | 2022 | CO | 3 MW LLC | 64592 | GEN1 |  | OP | IC | OG | 1 | 0.099 | 869.667 | 3130.7762 | 394 | 1418.3887 | Distributed from 923 Generation And Fuel | 2013
4335 | 2022 | CO | 3 MW LLC | 64592 | GEN2 |  | OP | IC | OG | 1 | 0.099 | 869.667 | 3130.7762 | 394 | 1418.3887 | Distributed from 923 Generation And Fuel | 2013
4336 | 2022 | CO | 3 MW LLC | 64592 | GEN3 |  | OP | IC | OG | 1 | 0.099 | 869.667 | 3130.7762 | 394 | 1418.3887 | Distributed from 923 Generation And Fuel | 2013
4337 | 2022 | CO | Adams Community Solar Garden III LLC | 59850 | 23376 |  | OP | PV | SUN | 1.2 | 0.271 | 2845 | 10241.9181 | 1438 | 5176.7586 | Distributed from 923 Generation And Fuel | 2015
4338 | 2022 | CO | Adams Community Solar Garden LLC | 59849 | 23377 |  | OP | PV | SUN | 1.2 | 0.268 | 2813 | 10126.719 | 1422 | 5119.159 | Distributed from 923 Generation And Fuel | 2015
4339 | 2022 | CO | AFA Solar Farm | 57554 | AFA1 |  | OP | PV | SUN | 5.5 | 0.238 | 11444 | 41198.0704 | 5785 | 20825.8334 | Distributed from 923 Generation And Fuel | 2011
4340 | 2022 | CO | Airport 1 Solar (DIA) | 59807 | GBDIA |  | OP | PV | SUN | 1.5 | 0.202 | 2651 | 9543.5237 | 1340 | 4823.9614 | Distributed from 923 Generation And Fuel | 2009
4341 | 2022 | CO | Airport Industrial | 7995 | IC1 |  | OP | IC | DFO | 2.5 | -0.004 | -84.75 | -305.0976 | -35 | -125.999 | Distributed from 923 Generation And Fuel | 2002
4342 | 2022 | CO | Airport Industrial | 7995 | IC2 |  | OP | IC | DFO | 2.5 | -0.004 | -84.75 | -305.0976 | -35 | -125.999 | Distributed from 923 Generation And Fuel | 2002
4343 | 2022 | CO | Airport Industrial | 7995 | IC3 |  | OP | IC | DFO | 2.5 | -0.004 | -84.75 | -305.0976 | -35 | -125.999 | Distributed from 923 Generation And Fuel | 2002
4344 | 2022 | CO | Airport Industrial | 7995 | IC4 |  | OP | IC | DFO | 2.5 | -0.004 | -84.75 | -305.0976 | -35 | -125.999 | Distributed from 923 Generation And Fuel | 2002
4345 | 2022 | CO | Alamosa | 464 | CT1 |  | OP | GT | NG | 26.6 | 0.03 | 6936 | 24969.4002 | 3161 | 11379.509 | Distributed from 923 Generation And Fuel | 1973 | 2026
4346 | 2022 | CO | Alamosa | 464 | CT2 |  | OP | GT | NG | 26.6 | 0.03 | 6936 | 24969.4002 | 3161 | 11379.509 | Distributed from 923 Generation And Fuel | 1977 | 2026
4347 | 2022 | CO | Alamosa Solar South CSG | 64266 | 264 |  | OP | PV | SUN | 1.6 | 0.279 | 3908 | 14068.6875 | 1976 | 7113.5431 | Distributed from 923 Generation And Fuel | 2021
4348 | 2022 | CO | Alden Solar CSG LLC | 64021 | 225 |  | OP | PV | SUN | 1.6 | 0.242 | 3392 | 12211.1023 | 1715 | 6173.9506 | Distributed from 923 Generation And Fuel | 2020
4349 | 2022 | CO | Amazon DEN2 Solar Project | 63536 | BLD3 |  | OP | PV | SUN | 1.2 | 0.017 | 181 | 651.5948 | 91 | 327.5974 | Distributed from 923 Generation And Fuel | 2019
4350 | 2022 | CO | Amazon Denver DEN3 | 62877 | ADEN3 |  | OP | PV | SUN | 4.6 | 0 | 0 | 0 | 0 | 0 | Distributed from 923 Generation And Fuel | 2019
4351 | 2022 | CO | American Gypsum Cogeneration | 54630 | D-1 |  | SB | IC | DFO | 1.6 | 0.001 | 12 | 43.1997 | 4.5 | 16.1999 | Distributed from 923 Generation And Fuel | 1990
4352 | 2022 | CO | American Gypsum Cogeneration | 54630 | D-2 |  | SB | IC | DFO | 1.6 | 0.001 | 12 | 43.1997 | 4.5 | 16.1999 | Distributed from 923 Generation And Fuel | 1990
4353 | 2022 | CO | American Gypsum Cogeneration | 54630 | T-1 |  | OP | GT | NG | 2.8 | 0.424 | 10402 | 37446.9004 | 4582.812 | 16497.9912 | Distributed from 923 Generation And Fuel | 1990
4354 | 2022 | CO | American Gypsum Cogeneration | 54630 | T-2 |  | OP | GT | NG | 3.6 | 0.424 | 13374 | 48146.0148 | 5892.188 | 21211.7071 | Distributed from 923 Generation And Fuel | 1990
4355 | 2022 | CO | Ames Hydro | 6207 | 1 |  | OP | HY | WAT | 3.6 | 0.181 | 5714 | 20570.2354 | 2593 | 9334.7253 | Distributed from 923 Generation And Fuel | 1906
4356 | 2022 | CO | Arapahoe 3 Community Solar Array | 60724 | ARAP3 |  | OP | PV | SUN | 1.8 | 0.234 | 3682 | 13255.094 | 1861 | 6699.5464 | Distributed from 923 Generation And Fuel | 2017
4357 | 2022 | CO | Arapahoe Combustion Turbine Project | 55200 | UN5 |  | OP | CT | NG | 71.1 | 0.148 | 91979 | 331121.751 | 44334 | 159601.1232 | EIA-923 Generator File | 2000
4358 | 2022 | CO | Arapahoe Combustion Turbine Project | 55200 | UN6 |  | OP | CT | NG | 71.1 | 0.142 | 88433 | 318356.2531 | 40722 | 146598.0272 | EIA-923 Generator File | 2000
4359 | 2022 | CO | Arapahoe Combustion Turbine Project | 55200 | UN7 | 2 | OP | CA | NG | 51.8 | 0.1 | 45572 | 164057.8875 | 21792 | 78450.5724 | EIA-923 Generator File | 2002
4360 | 2022 | CO | Ash Mesa Solar, LLC | 66247 | 21536 |  | OP | PV | SUN | 7.8 | 0.155 | 10591 | 38127.295 | 7253 | 26110.5911 | Distributed from 923 Generation And Fuel | 2022
4361 | 2022 | CO | Bar D | 61886 | GEN1 |  | OP | PV | SUN | 4 | 0.257 | 9018 | 32464.5403 | 4559 | 16412.2687 | Distributed from 923 Generation And Fuel | 2018
4362 | 2022 | CO | Basalt | 7458 | 1 |  | OP | HY | WAT | 5 | 0.283 | 12397 | 44628.843 | 5626 | 20253.438 | Distributed from 923 Generation And Fuel | 1985
4363 | 2022 | CO | Big Thompson | 515 | 1 |  | OP | HY | WAT | 4.5 | 0.136 | 5342 | 19231.0462 | 2424 | 8726.3302 | Distributed from 923 Generation And Fuel | 1959
4364 | 2022 | CO | Bighorn Solar 1 | 63770 | COBH1 |  | OP | PV | SUN | 240 | 0.28 | 588546 | 2118748.65 | 280327 | 1009169.1266 | Distributed from 923 Generation And Fuel | 2021
4365 | 2022 | CO | Bison Solar LLC | 60351 | BSPV1 |  | OP | PV | SUN | 30 | 0.251 | 66073 | 237860.8971 | 34941 | 125786.5937 | Distributed from 923 Generation And Fuel | 2016
4366 | 2022 | CO | Blue Mesa | 512 | 1 |  | OP | HY | WAT | 43.2 | 0.162 | 61464 | 221268.6299 | 27891.5 | 100408.5967 | Distributed from 923 Generation And Fuel | 1967
4367 | 2022 | CO | Blue Mesa | 512 | 2 |  | OP | HY | WAT | 43.2 | 0.162 | 61464 | 221268.6299 | 27891.5 | 100408.5967 | Distributed from 923 Generation And Fuel | 1967
4368 | 2022 | CO | Blue Spruce Energy Center | 55645 | CT01 |  | OP | GT | NG | 198.9 | 0.097 | 169312 | 609518.3239 | 73099 | 263154.2948 | Distributed from 923 Generation And Fuel | 2003
4369 | 2022 | CO | Blue Spruce Energy Center | 55645 | CT02 |  | OP | GT | NG | 198.9 | 0.097 | 169312 | 609518.3239 | 73099 | 263154.2948 | Distributed from 923 Generation And Fuel | 2003
4370 | 2022 | CO | Boulder Canyon Hydro | 466 | 1A |  | OP | HY | WAT | 5 | 0.243 | 10639 | 38300.0936 | 4828 | 17380.661 | Distributed from 923 Generation And Fuel | 2013
4371 | 2022 | CO | Boulder City Betasso Hydro Plant | 54680 | 0001 |  | OP | HY | WAT | 3 | 0.31 | 8141 | 29307.3655 | 3694 | 13298.2936 | Distributed from 923 Generation And Fuel | 1987
4372 | 2022 | CO | Boulder City Lakewood Hydro | 54679 | 0001 |  | OP | HY | WAT | 3.5 | 0.266 | 8141 | 29307.3655 | 3694 | 13298.2936 | Distributed from 923 Generation And Fuel | 2004
4373 | 2022 | CO | Boulder City Silver Lake Hydro | 55931 | 0001 |  | OP | HY | WAT | 3.3 | 0.341 | 9858 | 35488.5161 | 4473 | 16102.6712 | Distributed from 923 Generation And Fuel | 2000
4374 | 2022 | CO | Brighton PV Solar Plant | 59144 | 15755 |  | OP | PV | SUN | 1.8 | 0.205 | 3227 | 11617.1071 | 1631 | 5871.553 | Distributed from 923 Generation And Fuel | 2012
4375 | 2022 | CO | Bronco Plains Wind, LLC | 63803 | WBOPL |  | OP | WT | WND | 300 | 0.432 | 1135136 | 4086456.9083 | 442894 | 1594405.6448 | Distributed from 923 Generation And Fuel | 2020
4376 | 2022 | CO | Brush Generation Facility | 10682 | GT1 |  | OP | CT | NG | 23.8 | 0.047 | 9777 | 35196.9184 | 4328 | 15580.6754 | EIA-923 Generator File | 1990
4377 | 2022 | CO | Brush Generation Facility | 10682 | GT2 |  | OP | GT | NG | 23.8 | 0.056 | 11674 | 42026.0638 | 5361 | 19299.4456 | Distributed from 923 Generation And Fuel | 1990
4378 | 2022 | CO | Brush Generation Facility | 10682 | GT3 |  | OP | CT | NG | 37 | 0.016 | 5130 | 18467.8523 | 4642 | 16711.0663 | EIA-923 Generator File | 1994
4379 | 2022 | CO | Brush Generation Facility | 10682 | GT4 |  | OP | CT | NG | 23.8 | 0.126 | 26336 | 94808.8415 | 12812 | 46122.831 | EIA-923 Generator File | 1999
4380 | 2022 | CO | Brush Generation Facility | 10682 | GT5 |  | OP | CT | NG | 23.8 | 0.119 | 24750 | 89099.2872 | 11997 | 43188.8545 | EIA-923 Generator File | 1999
4381 | 2022 | CO | Brush Generation Facility | 10682 | ST1 | 1 | OP | CA | NG | 38 | 0.023 | 7527 | 27096.9832 | 3692 | 13291.0937 | EIA-923 Generator File | 1990
4382 | 2022 | CO | Brush Generation Facility | 10682 | ST2 | 1 | OP | CA | NG | 37 | 0.01 | 3295 | 11861.9051 | 3061 | 11019.5118 | EIA-923 Generator File | 1994
4383 | 2022 | CO | Brush Generation Facility | 10682 | ST4 | 2 | OP | CA | NG | 90 | 0.082 | 64391 | 231805.7456 | 37478 | 134919.7206 | EIA-923 Generator File | 2002
4384 | 2022 | CO | Burlington (CO) | 6619 | 1 |  | SB | GT | DFO | 64.7 | 0.003 | 1899.5 | 6838.1453 | 1157 | 4165.1667 | Distributed from 923 Generation And Fuel | 1977
4385 | 2022 | CO | Burlington (CO) | 6619 | 2 |  | SB | GT | DFO | 64.7 | 0.003 | 1899.5 | 6838.1453 | 1157 | 4165.1667 | Distributed from 923 Generation And Fuel | 1977
4386 | 2022 | CO | Busch Ranch II Wind Farm | 62445 | WT |  | OP | WT | WND | 59.4 | 0.367 | 190821 | 686950.1044 | 74104 | 266772.2658 | Distributed from 923 Generation And Fuel | 2019
4387 | 2022 | CO | Busch Ranch Wind Energy Farm | 57980 | WTG |  | OP | WT | WND | 29 | 0.343 | 87210 | 313953.4884 | 33560 | 120815.0335 | Distributed from 923 Generation And Fuel | 2012
4388 | 2022 | CO | Cabin Creek | 467 | A |  | OP | PS | WAT | 150 | 0.032 | 42132.5 | 151675.7866 | 30633 | 110277.9178 | Distributed from 923 Generation And Fuel | 1967
4389 | 2022 | CO | Cabin Creek | 467 | B |  | OP | PS | WAT | 150 | 0.032 | 42132.5 | 151675.7866 | 30633 | 110277.9178 | Distributed from 923 Generation And Fuel | 1967
4390 | 2022 | CO | Carousel Wind Farm LLC | 59975 | CW1 |  | OP | WT | WND | 150 | 0.476 | 626068 | 2253826.7694 | 240924 | 867319.4614 | Distributed from 923 Generation And Fuel | 2015
4391 | 2022 | CO | Carson Solar I | 57509 | 1 |  | OP | PV | SUN | 2 | 0.169 | 2962 | 10663.1147 | 1497 | 5389.1569 | Distributed from 923 Generation And Fuel | 2007
4392 | 2022 | CO | Carter Hydro | 58622 | 1 |  | OP | HY | WAT | 1.3 | 0.446 | 5077.5 | 18278.8538 | 3552.5 | 12788.8977 | Distributed from 923 Generation And Fuel | 2012
4393 | 2022 | CO | Carter Hydro | 58622 | 2 |  | OP | HY | WAT | 1.3 | 0.446 | 5077.5 | 18278.8538 | 3552.5 | 12788.8977 | Distributed from 923 Generation And Fuel | 2012
4394 | 2022 | CO | CEC Solar #1117, LLC | 60801 | PUEB2 |  | OP | PV | SUN | 1.5 | 0.289 | 3797 | 13669.0906 | 1919 | 6908.3447 | Distributed from 923 Generation And Fuel | 2018
4395 | 2022 | CO | Cedar Creek II | 57210 | 1 |  | OP | WT | WND | 248.3 | 0.193 | 420163 | 1512574.6994 | 145432 | 523551.0116 | Distributed from 923 Generation And Fuel | 2011
4396 | 2022 | CO | Cedar Creek Wind | 56371 | 1 |  | OP | WT | WND | 221 | 0.245 | 474039.484 | 1706528.4902 | 143955.208 | 518234.6029 | Distributed from 923 Generation And Fuel | 2007
4397 | 2022 | CO | Cedar Creek Wind | 56371 | 2 |  | OP | WT | WND | 79.5 | 0.245 | 170525.516 | 613886.9465 | 51784.792 | 186423.7598 | Distributed from 923 Generation And Fuel | 2007
4398 | 2022 | CO | Cedar Point Wind | 57315 | 1-139 |  | OP | WT | WND | 252 | 0.224 | 494740 | 1781049.7516 | 212980 | 766721.8662 | Distributed from 923 Generation And Fuel | 2011
4399 | 2022 | CO | Cherokee | 469 | 4 | 1 | OP | ST | NG | 380.8 | 0.398 | 1327988 | 4780718.5543 | 655582 | 2360076.3194 | EIA-923 Generator File | 1968 | 2027
4400 | 2022 | CO | Cherokee | 469 | 5 |  | OP | CT | NG | 185.3 | 0.358 | 580595 | 2090125.279 | 300419 | 1081499.748 | EIA-923 Generator File | 2015
4401 | 2022 | CO | Cherokee | 469 | 6 |  | OP | CT | NG | 185.3 | 0.361 | 585706 | 2108524.7318 | 300225 | 1080801.3536 | EIA-923 Generator File | 2015
4402 | 2022 | CO | Cherokee | 469 | 7 | 2 | OP | CA | NG | 255 | 0.325 | 726831 | 2616570.6674 | 432250 | 1556087.5513 | EIA-923 Generator File | 2015
4403 | 2022 | CO | Cheyenne Ridge Wind Farm | 62952 | CRW01 |  | OP | WT | WND | 498.4 | 0.448 | 1954636 | 7036633.3069 | 759562 | 2734401.3248 | Distributed from 923 Generation And Fuel | 2020
4404 | 2022 | CO | City & County of Denver at Denver Int'l | 57645 | PV1 |  | OP | PV | SUN | 3.4 | 0.142 | 4236 | 15249.478 | 2141 | 7707.5383 | Distributed from 923 Generation And Fuel | 2011
4405 | 2022 | CO | City of Boulder WWTP | 57681 | 1 |  | OP | PV | SUN | 1 | 0.047 | 413 | 1486.7881 | 209 | 752.394 | Distributed from 923 Generation And Fuel | 2010
4406 | 2022 | CO | Clear Spring Ranch PV Project | 60511 | PV1 |  | OP | PV | SUN | 10 | 0.257 | 22515 | 81053.3516 | 11382 | 40974.8722 | Distributed from 923 Generation And Fuel | 2016
4407 | 2022 | CO | CO LI CSG 1 - Kamerra | 63278 | X0056 |  | OP | PV | SUN | 1.5 | 0.265 | 3476 | 12513.4999 | 1757 | 6325.1494 | Distributed from 923 Generation And Fuel | 2019
4408 | 2022 | CO | Cogentrix of Alamosa | 57368 | 1 |  | OP | PV | SUN | 30 | 0.156 | 41062 | 147822.0174 | 20758 | 74728.2022 | Distributed from 923 Generation And Fuel | 2012
4409 | 2022 | CO | Colorado Energy Nations Company | 10003 | GEN1 | 5 | OP | ST | NG | 7.5 | 0.8 | 52550.496 | 189180.2722 | 16274.204 | 58586.6657 | EIA-923 Generator File | 1976
4410 | 2022 | CO | Colorado Energy Nations Company | 10003 | GEN2 | 5 | OP | ST | NG | 7.5 | 0.77 | 50598.208 | 182152.0916 | 20082.754 | 72297.336 | EIA-923 Generator File | 1977
4411 | 2022 | CO | Colorado Energy Nations Company | 10003 | GEN3 | 5 | OP | ST | NG | 20 | 0.217 | 38046.127 | 136964.9615 | 27091.024 | 97526.9062 | EIA-923 Generator File | 1983
4412 | 2022 | CO | Colorado Green Holdings LLC | 56173 | CG |  | OP | WT | WND | 162 | 0.385 | 546913 | 1968871.049 | 210464 | 757664.3387 | Distributed from 923 Generation And Fuel | 2003
4413 | 2022 | CO | Colorado Highlands Wind | 57174 | CHW1 |  | OP | WT | WND | 71 | 0.454 | 282570.395 | 1017245.284 | 108739.344 | 391458.5067 | Distributed from 923 Generation And Fuel | 2012
4414 | 2022 | CO | Colorado Highlands Wind | 57174 | CHW2 |  | OP | WT | WND | 25.1 | 0.454 | 99894.605 | 359617.7011 | 38441.656 | 138388.8545 | Distributed from 923 Generation And Fuel | 2013
4415 | 2022 | CO | Comanche (CO) | 470 | 2 | 1 | OP | ST | SUB | 396 | 0.463 | 1606177 | 5782190.9425 | 806642 | 2903887.9689 | EIA-923 Generator File | 1975 | 2025
4416 | 2022 | CO | Comanche (CO) | 470 | 3 | 1 | OP | ST | SUB | 856.8 | 0.391 | 2932869 | 10558243.934 | 1526544 | 5495514.4359 | EIA-923 Generator File | 2010
4417 | 2022 | CO | Comanche (CO) | 470 | 1 | 1 | RE | ST | SUB | 382.5 | 0.383 | 1282235 | 4616009.0719 | 559589 | 2014504.284 | EIA-923 Generator File | 1973 | 2022
4418 | 2022 | CO | Comanche Solar | 59656 | COMCH |  | OP | PV | SUN | 120 | 0.22 | 231609 | 833785.7297 | 127756 | 459917.9207 | Distributed from 923 Generation And Fuel | 2016
4419 | 2022 | CO | Conejos 1 Community Solar Array | 60723 | CONEJ |  | OP | PV | SUN | 1.5 | 0.307 | 4037 | 14533.0837 | 2041 | 7347.5412 | Distributed from 923 Generation And Fuel | 2017
4420 | 2022 | CO | Cortez Solar 1, LLC | 66095 | 712 |  | OP | PV | SUN | 2.2 | 0 | 0 | 0 | 0 | 0 | Distributed from 923 Generation And Fuel | 2022
4421 | 2022 | CO | Coyote Ridge Community Solar | 61425 | COYCS |  | OP | PV | SUN | 1.5 | 0.235 | 3083 | 11098.7112 | 1559 | 5612.3551 | Distributed from 923 Generation And Fuel | 2017
4422 | 2022 | CO | Craig (CO) | 6021 | 1 | 1 | OP | ST | SUB | 446.4 | 0.656 | 2563534 | 9228648.5708 | 1137975 | 4096677.2266 | EIA-923 Generator File | 1980 | 2025
4423 | 2022 | CO | Craig (CO) | 6021 | 2 | 1 | OP | ST | SUB | 446.4 | 0.606 | 2369346 | 8529577.3634 | 1081261 | 3892508.4599 | EIA-923 Generator File | 1979 | 2028
4424 | 2022 | CO | Craig (CO) | 6021 | 3 | 1 | OP | ST | SUB | 534.8 | 0.55 | 2574927 | 9269663.0427 | 1162003 | 4183177.3346 | EIA-923 Generator File | 1984 | 2029
4425 | 2022 | CO | Crossing Trails Wind Power Project LLC. | 62489 | GEN1 |  | OP | WT | WND | 104 | 0.46 | 419124 | 1508834.3293 | 149968 | 539880.481 | Distributed from 923 Generation And Fuel | 2021
4426 | 2022 | CO | Crystal | 6159 | 1 |  | OP | HY | WAT | 28 | 0.453 | 111214 | 400367.1971 | 50467 | 181679.7466 | Distributed from 923 Generation And Fuel | 1978
4427 | 2022 | CO | CSU Pueblo | 58481 | CSU1 |  | OP | PV | SUN | 1 | 0.172 | 1504 | 5414.3567 | 760 | 2735.9781 | Distributed from 923 Generation And Fuel | 2008
4428 | 2022 | CO | DADS Gas Recovery | 56530 | GEN1 |  | OP | IC | LFG | 0.8 | 0.737 | 5167.75 | 18603.7512 | 2154 | 7754.338 | Distributed from 923 Generation And Fuel | 2008
4429 | 2022 | CO | DADS Gas Recovery | 56530 | GEN2 |  | OP | IC | LFG | 0.8 | 0.737 | 5167.75 | 18603.7512 | 2154 | 7754.338 | Distributed from 923 Generation And Fuel | 2008
4430 | 2022 | CO | DADS Gas Recovery | 56530 | GEN3 |  | OP | IC | LFG | 0.8 | 0.737 | 5167.75 | 18603.7512 | 2154 | 7754.338 | Distributed from 923 Generation And Fuel | 2008
4431 | 2022 | CO | DADS Gas Recovery | 56530 | GEN4 |  | OP | IC | LFG | 0.8 | 0.737 | 5167.75 | 18603.7512 | 2154 | 7754.338 | Distributed from 923 Generation And Fuel | 2008
4432 | 2022 | CO | Denver Int Airport | 56815 | 1 |  | OP | PV | SUN | 1.9 | 0.017 | 275 | 989.9921 | 139 | 500.396 | Distributed from 923 Generation And Fuel | 2008
4433 | 2022 | CO | Denver Intl Airport IV Solar | 59462 | DIA4 |  | OP | PV | SUN | 1.5 | 0.228 | 3000 | 10799.9136 | 1517 | 5461.1563 | Distributed from 923 Generation And Fuel | 2014
4434 | 2022 | CO | Denver Metro Solar | 61563 | 53962 |  | OP | PV | SUN | 1.6 | 0.256 | 3586 | 12909.4967 | 1813 | 6526.7478 | Distributed from 923 Generation And Fuel | 2017
4435 | 2022 | CO | Dillon Hydro Plant | 10421 | GEN1 |  | OP | HY | WAT | 1.8 | 0.571 | 9006 | 32421.3406 | 4087 | 14713.0823 | Distributed from 923 Generation And Fuel | 1987
4436 | 2022 | CO | Drop 5 | 61191 | GEN1 |  | OP | HY | WAT | 2.4 | 0.374 | 7853 | 28270.5738 | 3564 | 12830.2974 | Distributed from 923 Generation And Fuel | 2017
4437 | 2022 | CO | Eagle Springs Solar LLC | 59239 | ESS01 |  | OP | PV | SUN | 1 | 0.188 | 1650 | 5939.9525 | 834 | 3002.376 | Distributed from 923 Generation And Fuel | 2013
4438 | 2022 | CO | Eagle Valley Clean Energy LLC Biomass | 58574 | 01 | 1 | OP | ST | WDS | 12.6 | 0.819 | 90406 | 325458.9963 | 37383 | 134577.7234 | Distributed from 923 Generation And Fuel | 2013
4439 | 2022 | CO | Estes | 513 | 1 |  | OP | HY | WAT | 15 | 0.197 | 25843 | 93034.0557 | 11727 | 42216.8623 | Distributed from 923 Generation And Fuel | 1950
4440 | 2022 | CO | Estes | 513 | 2 |  | OP | HY | WAT | 15 | 0.197 | 25843 | 93034.0557 | 11727 | 42216.8623 | Distributed from 923 Generation And Fuel | 1950
4441 | 2022 | CO | Estes | 513 | 3 |  | OP | HY | WAT | 15 | 0.197 | 25843 | 93034.0557 | 11727 | 42216.8623 | Distributed from 923 Generation And Fuel | 1950
4442 | 2022 | CO | Flatiron | 518 | 1 |  | OP | HY | WAT | 43 | 0.244 | 91962 | 331060.5515 | 57058 | 205407.1567 | Distributed from 923 Generation And Fuel | 1954
4443 | 2022 | CO | Flatiron | 518 | 2 |  | OP | HY | WAT | 43 | 0.244 | 91962 | 331060.5515 | 57058 | 205407.1567 | Distributed from 923 Generation And Fuel | 1954
4444 | 2022 | CO | Flatiron | 518 | 3 |  | OP | PS | WAT | 8.5 | -0.454 | -33813 | -121725.8262 | -17316 | -62337.1013 | Distributed from 923 Generation And Fuel | 1954
4445 | 2022 | CO | Foothills Hydro Plant | 10070 | GEN1 |  | OP | HY | WAT | 3.1 | 0.235 | 6374 | 22946.2164 | 2892 | 10411.1167 | Distributed from 923 Generation And Fuel | 1985
4446 | 2022 | CO | Fort Carson Battery Energy Storage System | 63022 | 1 |  | OP | BA | MWH | 4.2 | -0.007 | -265 | -953.9924 | -108 | -388.7969 | Distributed from 923 Generation And Fuel | 2018
4447 | 2022 | CO | Fort Lupton | 8067 | 1 |  | OP | GT | NG | 50.4 | 0.005 | 2354 | 8474.3322 | 1054.5 | 3796.1696 | Distributed from 923 Generation And Fuel | 1972 | 2026
4448 | 2022 | CO | Fort Lupton | 8067 | 2 |  | OP | GT | NG | 50.4 | 0.005 | 2354 | 8474.3322 | 1054.5 | 3796.1696 | Distributed from 923 Generation And Fuel | 1972 | 2026
4449 | 2022 | CO | Fort St Vrain | 6112 | 1 | 3 | OP | CA | NG | 342.6 | 0.303 | 908321 | 3269929.4406 | 389375 | 1401738.7861 | EIA-923 Generator File | 1998
4450 | 2022 | CO | Fort St Vrain | 6112 | 2 |  | OP | CT | NG | 175.1 | 0.371 | 569344 | 2049622.003 | 252999 | 910789.1137 | EIA-923 Generator File | 1996
4451 | 2022 | CO | Fort St Vrain | 6112 | 3 |  | OP | CT | NG | 175.1 | 0.383 | 588046 | 2116948.6644 | 288310 | 1037907.6967 | EIA-923 Generator File | 1999
4452 | 2022 | CO | Fort St Vrain | 6112 | 4 |  | OP | CT | NG | 175.1 | 0.446 | 684474 | 2464086.6873 | 273980 | 986320.1094 | EIA-923 Generator File | 2001
4453 | 2022 | CO | Fort St Vrain | 6112 | 5 |  | OP | GT | NG | 140.3 | 0.03 | 37015.5 | 133254.734 | 17362 | 62502.7 | Distributed from 923 Generation And Fuel | 2009
4454 | 2022 | CO | Fort St Vrain | 6112 | 6 |  | OP | GT | NG | 140.3 | 0.03 | 37015.5 | 133254.734 | 17362 | 62502.7 | Distributed from 923 Generation And Fuel | 2009
4455 | 2022 | CO | Fountain Valley Power Facility | 55453 | S1 |  | OP | GT | NG | 38 | 0.048 | 15964.833 | 57472.939 | 6954.5 | 25035.9997 | Distributed from 923 Generation And Fuel | 2001
4456 | 2022 | CO | Fountain Valley Power Facility | 55453 | S2 |  | OP | GT | NG | 38 | 0.048 | 15964.833 | 57472.939 | 6954.5 | 25035.9997 | Distributed from 923 Generation And Fuel | 2001
4457 | 2022 | CO | Fountain Valley Power Facility | 55453 | S3 |  | OP | GT | NG | 38 | 0.048 | 15964.833 | 57472.939 | 6954.5 | 25035.9997 | Distributed from 923 Generation And Fuel | 2001
4458 | 2022 | CO | Fountain Valley Power Facility | 55453 | S4 |  | OP | GT | NG | 38 | 0.048 | 15964.833 | 57472.939 | 6954.5 | 25035.9997 | Distributed from 923 Generation And Fuel | 2001
4459 | 2022 | CO | Fountain Valley Power Facility | 55453 | S5 |  | OP | GT | NG | 38 | 0.048 | 15964.833 | 57472.939 | 6954.5 | 25035.9997 | Distributed from 923 Generation And Fuel | 2001
4460 | 2022 | CO | Fountain Valley Power Facility | 55453 | S6 |  | OP | GT | NG | 38 | 0.048 | 15964.833 | 57472.939 | 6954.5 | 25035.9997 | Distributed from 923 Generation And Fuel | 2001
4461 | 2022 | CO | Frank Knutson | 55505 | BR1 |  | OP | GT | NG | 77.1 | 0.103 | 69294 | 249456.4043 | 26654 | 95953.6324 | Distributed from 923 Generation And Fuel | 2002
4462 | 2022 | CO | Frank Knutson | 55505 | BR2 |  | OP | GT | NG | 77.1 | 0.103 | 69294 | 249456.4043 | 26654 | 95953.6324 | Distributed from 923 Generation And Fuel | 2002
4463 | 2022 | CO | Fremont CO 1, LLC | 64031 | 228 |  | OP | PV | SUN | 1.8 | 0.249 | 3924 | 14126.287 | 1984 | 7142.3429 | Distributed from 923 Generation And Fuel | 2020
4464 | 2022 | CO | Front Range Power Plant | 55283 | 1 |  | OP | CT | NG | 153.9 | 0.546 | 735626 | 2648232.4141 | 286836 | 1032601.3392 | EIA-923 Generator File | 2003
4465 | 2022 | CO | Front Range Power Plant | 55283 | 2 |  | OP | CT | NG | 153.9 | 0.561 | 756070 | 2721830.2254 | 298598 | 1074944.2004 | EIA-923 Generator File | 2003
4466 | 2022 | CO | Front Range Power Plant | 55283 | 3 | 2 | OP | CA | NG | 246.5 | 0.424 | 914995 | 3293955.6484 | 383666 | 1381186.5505 | EIA-923 Generator File | 2003
4467 | 2022 | CO | Front Range Project | 59143 | FR-1 |  | OP | IC | LFG | 3.2 | 0.479 | 13416 | 48297.2136 | 5592 | 20131.039 | Distributed from 923 Generation And Fuel | 2011
4468 | 2022 | CO | Fruita | 471 | 1 |  | OP | GT | NG | 26.6 | -0.028 | -6609 | -23792.2097 | -3001 | -10803.5136 | Distributed from 923 Generation And Fuel | 1973 | 2026
4469 | 2022 | CO | Gaylord Rockies CHP | 65898 | T0041 |  | OP | IC | NG | 2 | 0.355 | 6223 | 22402.6208 | 3975.5 | 14311.6855 | Distributed from 923 Generation And Fuel | 2022
4470 | 2022 | CO | Gaylord Rockies CHP | 65898 | T0042 |  | OP | IC | NG | 2 | 0.355 | 6223 | 22402.6208 | 3975.5 | 14311.6855 | Distributed from 923 Generation And Fuel | 2022
4471 | 2022 | CO | George Birdsall | 493 | 1 | 1 | OP | ST | NG | 17.3 | 0.018 | 2722 | 9799.1216 | 1408 | 5068.7594 | EIA-923 Generator File | 1953
4472 | 2022 | CO | George Birdsall | 493 | 2 | 1 | OP | ST | NG | 18.8 | 0.017 | 2722 | 9799.1216 | 1472 | 5299.1576 | EIA-923 Generator File | 1954
4473 | 2022 | CO | George Birdsall | 493 | 3 | 1 | OP | ST | NG | 25 | 0.019 | 4103 | 14770.6818 | 2665 | 9593.9232 | EIA-923 Generator File | 1957
4474 | 2022 | CO | Georgetown Hydro | 472 | 1 |  | OP | HY | WAT | 0.6 | 0.024 | 126 | 453.5964 | 57 | 205.1984 | Distributed from 923 Generation And Fuel | 1906
4475 | 2022 | CO | Georgetown Hydro | 472 | 2 |  | OP | HY | WAT | 0.6 | 0.024 | 126 | 453.5964 | 57 | 205.1984 | Distributed from 923 Generation And Fuel | 1908
4476 | 2022 | CO | Gilcrest Solar | 62663 | SO390 |  | OP | PV | SUN | 1.5 | 0.462 | 6069 | 21848.2252 | 3068 | 11044.7116 | Distributed from 923 Generation And Fuel | 2018
4477 | 2022 | CO | Gilcrest Sun CSG | 65609 | GLCRS |  | OP | PV | SUN | 1.8 | 0.278 | 4388 | 15796.6736 | 2218 | 7984.7361 | Distributed from 923 Generation And Fuel | 2021
4478 | 2022 | CO | Gilcrest V CSG | 64386 | GLCRV |  | OP | PV | SUN | 4.8 | 0.248 | 10420 | 37511.6999 | 5268 | 18964.6483 | Distributed from 923 Generation And Fuel | 2021
4479 | 2022 | CO | Golden West Power Partners LLC | 59974 | GW1 |  | OP | WT | WND | 250 | 0.386 | 844516 | 3040233.2781 | 341515 | 1229444.1644 | Distributed from 923 Generation And Fuel | 2015
4480 | 2022 | CO | Granby Hydro | 60119 | GEN1 |  | OP | HY | WAT | 1.2 | 0.504 | 5299 | 19076.2474 | 3971 | 14295.4856 | Distributed from 923 Generation And Fuel | 2016
4481 | 2022 | CO | Grazing Yak Solar | 62376 | PV1 |  | OP | PV | SUN | 35 | 0.281 | 86060 | 309813.5215 | 43456 | 156440.3485 | Distributed from 923 Generation And Fuel | 2019
4482 | 2022 | CO | Greater Sandhill I | 57377 | GS-P1 |  | OP | PV | SUN | 10 | 0.259 | 22690.526 | 81685.2401 | 11470.526 | 41293.5633 | Distributed from 923 Generation And Fuel | 2010
4483 | 2022 | CO | Greater Sandhill I | 57377 | GS-P2 |  | OP | PV | SUN | 9 | 0.259 | 20421.474 | 73516.7183 | 10323.474 | 37164.2091 | Distributed from 923 Generation And Fuel | 2010
4484 | 2022 | CO | Green Mountain | 516 | 1 |  | OP | HY | WAT | 13 | 0.105 | 12012 | 43242.8541 | 5451 | 19623.443 | Distributed from 923 Generation And Fuel | 1943
4485 | 2022 | CO | Green Mountain | 516 | 2 |  | OP | HY | WAT | 13 | 0.105 | 12012 | 43242.8541 | 5451 | 19623.443 | Distributed from 923 Generation And Fuel | 1943
4486 | 2022 | CO | Gross Hydro Plant | 10424 | GEN1 |  | OP | HY | WAT | 4 | 0.182 | 6390 | 23003.816 | 2899.5 | 10438.1165 | Distributed from 923 Generation And Fuel | 2007
4487 | 2022 | CO | Gross Hydro Plant | 10424 | GEN2 |  | OP | HY | WAT | 4 | 0.182 | 6390 | 23003.816 | 2899.5 | 10438.1165 | Distributed from 923 Generation And Fuel | 2007
4488 | 2022 | CO | Hayden | 525 | 1 | 1 | OP | ST | BIT | 190 | 0.738 | 1227928 | 4420505.436 | 506709 | 1824137.8069 | EIA-923 Generator File | 1965 | 2028
4489 | 2022 | CO | Hayden | 525 | 2 | 1 | OP | ST | BIT | 275.4 | 0.712 | 1717153 | 6181701.3464 | 706573 | 2543642.4509 | EIA-923 Generator File | 1976 | 2027
4490 | 2022 | CO | Hillcrest Pump Station | 54142 | GEN1 |  | OP | HY | WAT | 2 | 0.321 | 5619 | 20228.2382 | 2550 | 9179.9266 | Distributed from 923 Generation And Fuel | 1993
4491 | 2022 | CO | Holly | 502 | 5 |  | SB | IC | DFO | 0.4 | 0 | 0.966 | 3.4776 | 0.414 | 1.4904 | Distributed from 923 Generation And Fuel | 2000
4492 | 2022 | CO | Holly | 502 | CAT |  | SB | IC | DFO | 1.8 | 0 | 4.345 | 15.6419 | 1.862 | 6.7031 | Distributed from 923 Generation And Fuel | 2007
4493 | 2022 | CO | Holly | 502 | EMD |  | SB | IC | DFO | 0.7 | 0 | 1.69 | 6.084 | 0.724 | 2.6064 | Distributed from 923 Generation And Fuel | 1993
4494 | 2022 | CO | Hooper Solar | 60008 | SCCO3 |  | OP | PV | SUN | 52 | 0.229 | 104381 | 375768.5939 | 52767 | 189959.6803 | Distributed from 923 Generation And Fuel | 2015
4495 | 2022 | CO | Huerfano River Wind | 58548 | WTG1 |  | OP | WT | WND | 2 | 0.175 | 3065.75 | 11036.6117 | 1179.75 | 4247.066 | Distributed from 923 Generation And Fuel | 2013
4496 | 2022 | CO | Huerfano River Wind | 58548 | WTG2 |  | OP | WT | WND | 2 | 0.175 | 3065.75 | 11036.6117 | 1179.75 | 4247.066 | Distributed from 923 Generation And Fuel | 2013
4497 | 2022 | CO | Huerfano River Wind | 58548 | WTG3 |  | OP | WT | WND | 2 | 0.175 | 3065.75 | 11036.6117 | 1179.75 | 4247.066 | Distributed from 923 Generation And Fuel | 2013
4498 | 2022 | CO | Huerfano River Wind | 58548 | WTG4 |  | OP | WT | WND | 2 | 0.175 | 3065.75 | 11036.6117 | 1179.75 | 4247.066 | Distributed from 923 Generation And Fuel | 2013
4499 | 2022 | CO | I25 Battery Storage | 62373 | I25BA |  | OP | BA | MWH | 4 | -0.01 | -336 | -1209.5903 | -72 | -259.1979 | Distributed from 923 Generation And Fuel | 2018
4500 | 2022 | CO | IBM Solar | 63869 | DGIBM |  | OP | PV | SUN | 8.1 | 0.215 | 15232 | 54834.7613 | 7700 | 27719.7782 | Distributed from 923 Generation And Fuel | 2019
4501 | 2022 | CO | Imboden Solar Garden | 61753 | PV1 |  | OP | PV | SUN | 1.5 | 0.19 | 2496 | 8985.5281 | 1262 | 4543.1637 | Distributed from 923 Generation And Fuel | 2018
4502 | 2022 | CO | Imboden Solar Garden | 61753 | PV2 |  | OP | PV | SUN | 1.5 | 0.19 | 2496 | 8985.5281 | 1262 | 4543.1637 | Distributed from 923 Generation And Fuel | 2018
4503 | 2022 | CO | Jack's Solar Garden | 64200 | JSG |  | OP | PV | SUN | 1 | 0.245 | 2149 | 7736.3381 | 1086 | 3909.5687 | Distributed from 923 Generation And Fuel | 2020
4504 | 2022 | CO | James W. Broderick Hydropower Plant | 64123 | GEN35 |  | OP | HY | WAT | 3.5 | 0.234 | 7177.333 | 25838.1921 | 3256.867 | 11724.6274 | Distributed from 923 Generation And Fuel | 2019
4505 | 2022 | CO | James W. Broderick Hydropower Plant | 64123 | GEN40 |  | OP | HY | WAT | 4 | 0.234 | 8202.667 | 29529.365 | 3722.133 | 13399.5716 | Distributed from 923 Generation And Fuel | 2019
4506 | 2022 | CO | Jeffco Community Solar Gardens LLC | 60320 | SSCO1 |  | OP | PV | SUN | 1.2 | 0.25 | 2633 | 9478.7242 | 1331 | 4791.5617 | Distributed from 923 Generation And Fuel | 2016
4507 | 2022 | CO | JM Shafer Generating Station | 50707 | LMA |  | OP | CT | NG | 58.5 | 1.392 | 713387 | 2568172.6546 | 349859 | 1259482.3241 | EIA-923 Generator File | 1994
4508 | 2022 | CO | JM Shafer Generating Station | 50707 | LMB |  | OP | CT | NG | 58.5 | 0 | 0 | 0 | 0 | 0 | EIA-923 Generator File | 1994
4509 | 2022 | CO | JM Shafer Generating Station | 50707 | LMC |  | OP | CT | NG | 58.5 | 0 | 0 | 0 | 0 | 0 | EIA-923 Generator File | 1994
4510 | 2022 | CO | JM Shafer Generating Station | 50707 | LMD |  | OP | CT | NG | 58.5 | 0 | 0 | 0 | 0 | 0 | EIA-923 Generator File | 1994
4511 | 2022 | CO | JM Shafer Generating Station | 50707 | LME |  | OP | CT | NG | 58.5 | 0 | 0 | 0 | 0 | 0 | EIA-923 Generator File | 1994
4512 | 2022 | CO | JM Shafer Generating Station | 50707 | STA | 5 | OP | CA | NG | 52.2 | 0.254 | 115980 | 417524.6598 | 61451 | 221221.8302 | EIA-923 Generator File | 1994
4513 | 2022 | CO | JM Shafer Generating Station | 50707 | STB | 5 | OP | CA | NG | 52.2 | 0.142 | 64852 | 233465.3323 | 33590 | 120923.0326 | EIA-923 Generator File | 1994
4514 | 2022 | CO | Julesburg | 504 | 1 |  | SB | IC | DFO | 0.9 | 0 | 0 | 0 | 0 | 0 | Distributed from 923 Generation And Fuel | 1951
4515 | 2022 | CO | Julesburg | 504 | 3 |  | SB | IC | DFO | 0.3 | 0 | 0 | 0 | 0 | 0 | Distributed from 923 Generation And Fuel | 1945
4516 | 2022 | CO | Julesburg | 504 | 4 |  | SB | IC | DFO | 1.3 | 0 | 0 | 0 | 0 | 0 | Distributed from 923 Generation And Fuel | 1964
4517 | 2022 | CO | Julesburg | 504 | 5 |  | SB | IC | DFO | 0.3 | 0 | 0 | 0 | 0 | 0 | Distributed from 923 Generation And Fuel | 1946
4518 | 2022 | CO | Kit Carson Windpower | 57244 | KCW |  | OP | WT | WND | 51 | 0.398 | 177806 | 640096.4792 | 68424 | 246324.4294 | Distributed from 923 Generation And Fuel | 2010
4519 | 2022 | CO | Lafayette Horizon Solar CSG LLC | 62667 | LFHSL |  | OP | PV | SUN | 1.6 | 0.255 | 3574 | 12866.2971 | 1807 | 6505.148 | Distributed from 923 Generation And Fuel | 2019
4520 | 2022 | CO | Lamar Plant | 508 | IC1 |  | OS | IC | DFO | 1 |  | GENYRONL: 1949
4521 | 2022 | CO | Lamar Plant | 508 | IC2 |  | OS | IC | DFO | 1 |  | GENYRONL: 1946
4522 | 2022 | CO | Lamar Plant | 508 | T1-T3 |  | OP | WT | WND | 4.5 | 0.239 | 9417.75 | 33903.6288 | 3624 | 13046.2956 | Distributed from 923 Generation And Fuel | 2004
4523 | 2022 | CO | Lamar Plant | 508 | T4 |  | OP | WT | WND | 1.5 | 0.239 | 3139.25 | 11301.2096 | 1208 | 4348.7652 | Distributed from 923 Generation And Fuel | 2004
4524 | 2022 | CO | Las Animas | 507 | 1 |  | OP | IC | DFO | 0.3 | 0 | 0 | 0 | 0 | 0 | Distributed from 923 Generation And Fuel | 1941
4525 | 2022 | CO | Las Animas | 507 | 2 |  | OP | IC | DFO | 0.3 | 0 | 0 | 0 | 0 | 0 | Distributed from 923 Generation And Fuel | 1941
4526 | 2022 | CO | Las Animas | 507 | 4 |  | OP | IC | DFO | 1 | 0 | 0 | 0 | 0 | 0 | Distributed from 923 Generation And Fuel | 1951
4527 | 2022 | CO | Las Animas | 507 | 5 |  | OP | IC | DFO | 1 | 0 | 0 | 0 | 0 | 0 | Distributed from 923 Generation And Fuel | 1951
4528 | 2022 | CO | Las Animas | 507 | 6 |  | OP | IC | DFO | 3 | 0 | 0 | 0 | 0 | 0 | Distributed from 923 Generation And Fuel | 1967
4529 | 2022 | CO | Limon Generating Station | 55504 | L1 |  | OP | GT | NG | 77.1 | 0.082 | 55056 | 198200.0144 | 25022 | 90078.4794 | Distributed from 923 Generation And Fuel | 2002
4530 | 2022 | CO | Limon Generating Station | 55504 | L2 |  | OP | GT | NG | 77.1 | 0.082 | 55056 | 198200.0144 | 25022 | 90078.4794 | Distributed from 923 Generation And Fuel | 2002
4531 | 2022 | CO | Limon III Wind LLC | 59083 | WT1 |  | OP | WT | WND | 200.6 | 0.457 | 803003 | 2890787.6737 | 313619 | 1129019.3678 | Distributed from 923 Generation And Fuel | 2014
4532 | 2022 | CO | Limon Wind I | 58126 | 1 |  | OP | WT | WND | 200 | 0.394 | 690268 | 2484944.9204 | 290582 | 1046086.8313 | Distributed from 923 Generation And Fuel | 2012
4533 | 2022 | CO | Limon Wind II | 58127 | 1 |  | OP | WT | WND | 200 | 0.343 | 600713 | 2162549.4996 | 239490 | 862157.1027 | Distributed from 923 Generation And Fuel | 2012
4534 | 2022 | CO | Logan 1 Community Solar Array | 60722 | LOGA1 |  | OP | PV | SUN | 1.5 | 0.268 | 3528 | 12700.6984 | 1783 | 6418.7487 | Distributed from 923 Generation And Fuel | 2017
4535 | 2022 | CO | Logan Wind Energy | 56613 | 1 |  | OP | WT | WND | 201 | 0.262 | 460607 | 1658171.9346 | 158073 | 569058.2475 | Distributed from 923 Generation And Fuel | 2007
4536 | 2022 | CO | Lower Molina | 520 | 1 |  | OP | HY | WAT | 5.6 | 0.248 | 12158 | 43768.4499 | 5517 | 19861.0411 | Distributed from 923 Generation And Fuel | 1962
4537 | 2022 | CO | Manchief Electric Generating Station | 55127 | UN1 |  | OP | GT | NG | 150 | 0.085 | 111589.5 | 401718.9862 | 49826 | 179372.165 | Distributed from 923 Generation And Fuel | 2000
4538 | 2022 | CO | Manchief Electric Generating Station | 55127 | UN2 |  | OP | GT | NG | 150 | 0.085 | 111589.5 | 401718.9862 | 49826 | 179372.165 | Distributed from 923 Generation And Fuel | 2000
4539 | 2022 | CO | Manitou Springs | 494 | 1 |  | OP | HY | WAT | 2.5 | 0.369 | 8081.25 | 29092.2673 | 3666.964 | 13200.9648 | Distributed from 923 Generation And Fuel | 1939
4540 | 2022 | CO | Manitou Springs | 494 | 2 |  | OP | HY | WAT | 2.5 | 0.369 | 8081.25 | 29092.2673 | 3666.964 | 13200.9648 | Distributed from 923 Generation And Fuel | 1927
4541 | 2022 | CO | Manitou Springs | 494 | 3 |  | OP | HY | WAT | 0.6 | 0.369 | 1939.5 | 6982.1441 | 880.071 | 3168.2303 | Distributed from 923 Generation And Fuel | 2006
4542 | 2022 | CO | Marys Lake | 517 | 1 |  | OP | HY | WAT | 8.1 | 0.32 | 22691 | 81686.9465 | 10297 | 37068.9034 | Distributed from 923 Generation And Fuel | 1951
4543 | 2022 | CO | McPhee | 7372 | 1 |  | OP | HY | WAT | 1.2 | 0.082 | 858 | 3088.7753 | 389 | 1400.3888 | Distributed from 923 Generation And Fuel | 1992
4544 | 2022 | CO | Mesa CSG 1 Murdock | 62719 | X0038 |  | OP | PV | SUN | 1.5 | 0.277 | 3634 | 13082.2953 | 1837 | 6613.1471 | Distributed from 923 Generation And Fuel | 2019
4545 | 2022 | CO | Mesa CSG 2 Massicotte | 62718 | X0037 |  | OP | PV | SUN | 1.5 | 0.15 | 1975 | 7109.9431 | 998 | 3592.7713 | Distributed from 923 Generation And Fuel | 2019
4546 | 2022 | CO | Mesa PV1 | 59199 | MESA1 |  | OP | PV | SUN | 1.6 | 0.243 | 3412 | 12283.1017 | 1725 | 6209.9503 | Distributed from 923 Generation And Fuel | 2014
4547 | 2022 | CO | Metro Wastewater Reclamation District | 10180 | 1 |  | OS | IC | OBG | 2 | 0.011 | 194.25 | 699.2944 | 72.25 | 260.0979 | Distributed from 923 Generation And Fuel | 1985
4548 | 2022 | CO | Metro Wastewater Reclamation District | 10180 | 2 |  | OS | IC | OBG | 2 | 0.011 | 194.25 | 699.2944 | 72.25 | 260.0979 | Distributed from 923 Generation And Fuel | 1985
4549 | 2022 | CO | Metro Wastewater Reclamation District | 10180 | 3 |  | SB | IC | OBG | 2 | 0.011 | 194.25 | 699.2944 | 72.25 | 260.0979 | Distributed from 923 Generation And Fuel | 1985
4550 | 2022 | CO | Metro Wastewater Reclamation District | 10180 | 4 |  | SB | IC | OBG | 2 | 0.011 | 194.25 | 699.2944 | 72.25 | 260.0979 | Distributed from 923 Generation And Fuel | 1985
4551 | 2022 | CO | Metro Wastewater Reclamation District | 10180 | 5 |  | OP | GT | OBG | 3.5 | 0.617 | 18911.5 | 68080.8554 | 7476 | 26913.3847 | Distributed from 923 Generation And Fuel | 2000
4552 | 2022 | CO | Metro Wastewater Reclamation District | 10180 | 6 |  | OP | GT | OBG | 3.5 | 0.617 | 18911.5 | 68080.8554 | 7476 | 26913.3847 | Distributed from 923 Generation And Fuel | 2000
4553 | 2022 | CO | Monte Vista Solar 2 CSG, LLC | 64024 | 262 |  | OP | PV | SUN | 1.6 | 0.293 | 4107 | 14785.0817 | 2076 | 7473.5402 | Distributed from 923 Generation And Fuel | 2020
4554 | 2022 | CO | Morrow Point | 514 | 1 |  | OP | HY | WAT | 86.6 | 0.137 | 103708 | 373345.8132 | 47061 | 169418.2447 | Distributed from 923 Generation And Fuel | 1970
4555 | 2022 | CO | Morrow Point | 514 | 2 |  | OP | HY | WAT | 86.6 | 0.137 | 103708 | 373345.8132 | 47061 | 169418.2447 | Distributed from 923 Generation And Fuel | 1971
4556 | 2022 | CO | Mount Elbert | 6208 | 1 |  | OP | PS | WAT | 100 | -0.041 | -35836 | -129008.5679 | -21088.5 | -75917.9927 | Distributed from 923 Generation And Fuel | 1981
4557 | 2022 | CO | Mount Elbert | 6208 | 2 |  | OP | PS | WAT | 100 | -0.041 | -35836 | -129008.5679 | -21088.5 | -75917.9927 | Distributed from 923 Generation And Fuel | 1984
4558 | 2022 | CO | Mountain Breeze Wind, LLC | 62840 | MTBRZ |  | OP | WT | WND | 171.7 | 0.432 | 649757 | 2339106.4871 | 215609 | 776186.1905 | Distributed from 923 Generation And Fuel | 2020
4559 | 2022 | CO | Mtn Solar 6 LLC (CSG) | 64352 | SC |  | OP | PV | SUN | 2 | 0.192 | 3360 | 12095.9032 | 1940 | 6983.9441 | Distributed from 923 Generation And Fuel | 2022
4560 | 2022 | CO | Mtn. Solar 1 | 63276 | X0133 |  | OP | PV | SUN | 1.5 | 0.218 | 2862 | 10303.1176 | 1447 | 5209.1583 | Distributed from 923 Generation And Fuel | 2019
4561 | 2022 | CO | Mtn. Solar 2 | 63277 | X0133 |  | OP | PV | SUN | 1.5 | 0.25 | 3291 | 11847.5052 | 1664 | 5990.3521 | Distributed from 923 Generation And Fuel | 2019
4562 | 2022 | CO | Mtn. Solar 3 CSG | 63379 | X0134 |  | OP | PV | SUN | 1.5 | 0.191 | 2514 | 9050.3276 | 1271 | 4575.5634 | Distributed from 923 Generation And Fuel | 2020
4563 | 2022 | CO | Mtn. Solar 4 (CSG) | 65178 | MTNS4 |  | OP | PV | SUN | 1.5 | 0.249 | 3277 | 11797.1056 | 1657 | 5965.1523 | Distributed from 923 Generation And Fuel | 2021
4564 | 2022 | CO | Niyol Wind, LLC | 65059 | WNIYO |  | OP | WT | WND | 205.6 | 0.486 | 874699 | 3148891.2089 | 335379 | 1207354.7412 | Distributed from 923 Generation And Fuel | 2021
4565 | 2022 | CO | North Fork Hydro Plant | 10423 | GEN1 |  | OA | HY | WAT | 5.5 | 0.063 | 3033 | 10918.7127 | 1376 | 4953.5604 | Distributed from 923 Generation And Fuel | 1988
4566 | 2022 | CO | Northern Colorado Wind LLC | 57290 | GE |  | OP | WT | WND | 22.5 | 0.376 | 74094.836 | 266739.2757 | 28513.296 | 102647.0444 | Distributed from 923 Generation And Fuel | 2009
4567 | 2022 | CO | Northern Colorado Wind LLC | 57290 | SIEM |  | OP | WT | WND | 151.8 | 0.376 | 499893.164 | 1799600.9936 | 192369.704 | 692525.3942 | Distributed from 923 Generation And Fuel | 2009
4568 | 2022 | CO | NSE Camber BH CSG 2, LLC | 64355 | SC |  | OP | PV | SUN | 2 | 0.229 | 4016 | 14457.4843 | 2030 | 7307.9415 | Distributed from 923 Generation And Fuel | 2021
4569 | 2022 | CO | NSE Camber Solar PS11 LLC (CSG) | 64353 | SC |  | OP | PV | SUN | 2 | 0.189 | 3318 | 11944.7044 | 1916 | 6897.5448 | Distributed from 923 Generation And Fuel | 2022
4570 | 2022 | CO | NSE Camber Solar PS13 LLC (CSG) | 64356 | SC |  | OP | PV | SUN | 2 | 0.214 | 3754 | 13514.2919 | 2009 | 7232.3421 | Distributed from 923 Generation And Fuel | 2022
4571 | 2022 | CO | NSE Camber Solar PS5 LLC (CSG) | 64358 | SC |  | OP | PV | SUN | 2 | 0.205 | 3598 | 12952.6964 | 1925 | 6929.9446 | Distributed from 923 Generation And Fuel | 2022
4572 | 2022 | CO | NSE Camber Solar PS6 LLC CSG | 64357 | SC |  | OP | PV | SUN | 2 | 0.207 | 3629 | 13064.2955 | 1942 | 6991.1441 | Distributed from 923 Generation And Fuel | 2022
4573 | 2022 | CO | Oak Leaf - CSG Portfolio (OL 36) | 66736 | P4159 |  | OP | PV | SUN | 1.5 | 0 | 0 | 0 | 0 | 0 | Distributed from 923 Generation And Fuel | 2021
4574 | 2022 | CO | Oak Leaf - CSG Portfolio (OL 37) | 66737 | P4161 |  | OP | PV | SUN | 1.5 | 0 | 0 | 0 | 0 | 0 | Distributed from 923 Generation And Fuel | 2020
4575 | 2022 | CO | Oak Leaf - CSG Portfolio (OL 38) | 66738 | P4581 |  | OP | PV | SUN | 1.5 | 0 | 0 | 0 | 0 | 0 | Distributed from 923 Generation And Fuel | 2021
4576 | 2022 | CO | Oak Leaf - CSG Portfolio (OL 39) | 66739 | P4162 |  | OP | PV | SUN | 1.5 | 0 | 0 | 0 | 0 | 0 | Distributed from 923 Generation And Fuel | 2021
4577 | 2022 | CO | Oak Leaf - CSG Portfolio (OL 44) | 66740 | P4347 |  | OP | PV | SUN | 1.5 | 0 | 0 | 0 | 0 | 0 | Distributed from 923 Generation And Fuel | 2020
4578 | 2022 | CO | Oak Leaf Solar XVIII LLC | 64831 | DIA7 |  | OP | PV | SUN | 9 | 0.123 | 9663 | 34786.5217 | 4885 | 17585.8593 | Distributed from 923 Generation And Fuel | 2021
4579 | 2022 | CO | Oak Leaf Solar XXI (CSG) | 62243 | 53964 |  | OP | PV | SUN | 1.5 | 0.262 | 3438 | 12376.701 | 1738 | 6256.7499 | Distributed from 923 Generation And Fuel | 2018
4580 | 2022 | CO | Oak Leaf Solar XXII LLC (CSG) | 62252 | 53965 |  | OP | PV | SUN | 1.5 | 0.284 | 3737 | 13453.0924 | 1889 | 6800.3456 | Distributed from 923 Generation And Fuel | 2019
4581 | 2022 | CO | Oak Leaf Solar XXIII LLC (CSG) | 62256 | 53966 |  | OP | PV | SUN | 1.5 | 0.252 | 3315 | 11933.9045 | 1676 | 6033.5517 | Distributed from 923 Generation And Fuel | 2019
4582 | 2022 | CO | Oak Leaf Solar XXIV LLC (CSG) | 62253 | 53967 |  | OP | PV | SUN | 1.5 | 0.246 | 3234 | 11642.3069 | 1635 | 5885.9529 | Distributed from 923 Generation And Fuel | 2019
4583 | 2022 | CO | Oak Leaf Solar XXV LLC (CSG) | 62245 | 53968 |  | OP | PV | SUN | 1.5 | 0.235 | 3088 | 11116.7111 | 1561 | 5619.555 | Distributed from 923 Generation And Fuel | 2018
4584 | 2022 | CO | Oak Leaf Solar XXVI LLC | 62254 | 53970 |  | OP | PV | SUN | 1.5 | 0.24 | 3156 | 11361.5091 | 1595 | 5741.9541 | Distributed from 923 Generation And Fuel | 2019
4585 | 2022 | CO | Oak Leaf Solar XXVII LLC | 62224 | 53971 |  | OP | PV | SUN | 1.5 | 0.238 | 3133 | 11278.7098 | 1584 | 5702.3544 | Distributed from 923 Generation And Fuel | 2018
4586 | 2022 | CO | Oak Leaf Solar XXVIII LLC (CSG) | 62255 | 53973 |  | OP | PV | SUN | 1.5 | 0.253 | 3328 | 11980.7042 | 1682 | 6055.1516 | Distributed from 923 Generation And Fuel | 2019
4587 | 2022 | CO | Oak Leaf Solar XXX LLC (CSG) | 62239 | 53963 |  | OP | PV | SUN | 1.5 | 0.281 | 3689 | 13280.2938 | 1865 | 6713.9463 | Distributed from 923 Generation And Fuel | 2018
4588 | 2022 | CO | Oak Leaf Solar XXXI LLC (CSG) | 62244 | 53977 |  | OP | PV | SUN | 1.5 | 0.242 | 3175 | 11429.9086 | 1605 | 5777.9538 | Distributed from 923 Generation And Fuel | 2018
4589 | 2022 | CO | Oak Leaf Solar XXXII (CSG) | 62251 | 53975 |  | OP | PV | SUN | 1.5 | 0.261 | 3432 | 12355.1012 | 1735 | 6245.95 | Distributed from 923 Generation And Fuel | 2019
4590 | 2022 | CO | Oak Leaf Solar XXXIII LLC (Lantz) | 63681 | 13 |  | OP | PV | SUN | 1.5 | 0.147 | 1932 | 6955.1444 | 976.5 | 3515.3719 | Distributed from 923 Generation And Fuel | 2020
4591 | 2022 | CO | Oak Leaf Solar XXXIII LLC (Lantz) | 63681 | 14 |  | OP | PV | SUN | 1.5 | 0.147 | 1932 | 6955.1444 | 976.5 | 3515.3719 | Distributed from 923 Generation And Fuel | 2020
4592 | 2022 | CO | OREG 4 Peetz | 57134 | 1 |  | OP | OT | WH | 4.5 | 0.058 | 2280 | 8207.9343 | 522 | 1879.185 | Distributed from 923 Generation And Fuel | 2009
4593 | 2022 | CO | Palmer Solar | 62495 | 20181 |  | OP | PV | SUN | 60 | 0.289 | 151874 | 546742.0261 | 75577 | 272075.0234 | Distributed from 923 Generation And Fuel | 2020
4594 | 2022 | CO | Panasonic Carport Solar Hybrid | 61439 | PANBS |  | OP | BA | MWH | 1 | 0 | 0 | 0 | 0 | 0 | Distributed from 923 Generation And Fuel | 2017
4595 | 2022 | CO | Panasonic Carport Solar Hybrid | 61439 | PANPV |  | OP | PV | SUN | 1.3 | 0.159 | 1809 | 6512.3479 | 914 | 3290.3737 | Distributed from 923 Generation And Fuel | 2017
4596 | 2022 | CO | Panorama Wind, LLC | 64872 | PANWD |  | OP | WT | WND | 145 | 0.232 | 294058 | 1058600.3312 | 152416 | 548693.2105 | Distributed from 923 Generation And Fuel | 2022
4597 | 2022 | CO | Pawnee | 6248 | 1 | 1 | OP | ST | SUB | 552.3 | 0.517 | 2503503 | 9012538.6997 | 1129453 | 4065998.272 | EIA-923 Generator File | 1981
4598 | 2022 | CO | Peak View Wind Farm | 60143 | WTG |  | OP | WT | WND | 60.8 | 0.366 | 194686 | 700863.9931 | 74919 | 269706.2424 | Distributed from 923 Generation And Fuel | 2016
4599 | 2022 | CO | Peetz Table Wind Energy | 56563 | GE |  | OP | WT | WND | 199.5 | 0.431 | 753111 | 2711177.9106 | 289813 | 1043318.4535 | Distributed from 923 Generation And Fuel | 2007
4600 | 2022 | CO | Pikes Peak Solar Garden 1 LLC CSG | 59848 | PPSG1 |  | OP | PV | SUN | 2 | 0.298 | 5223 | 18802.6496 | 2640 | 9503.924 | Distributed from 923 Generation And Fuel | 2015
4601 | 2022 | CO | Pioneer Solar (CO), LLC | 61991 | PI-QF |  | OP | PV | SUN | 80 | 0.292 | 204349 | 735650.5148 | 103435 | 372363.0211 | Distributed from 923 Generation And Fuel | 2021
4602 | 2022 | CO | Pitkin County Solar | 65084 | PTKN |  | OP | PV | SUN | 5 | 0.268 | 11755 | 42317.6615 | 5942 | 21391.0289 | Distributed from 923 Generation And Fuel | 2021
4603 | 2022 | CO | Pivot Solar 1 LLC (CSG) | 64649 | SC |  | OP | PV | SUN | 1 | 0.088 | 771 | 2775.5778 | 483 | 1738.7861 | Distributed from 923 Generation And Fuel | 2022
4604 | 2022 | CO | Pivot Solar 12 LLC(CSG) | 64359 | SC |  | OP | PV | SUN | 1 | 0.184 | 1611 | 5799.5536 | 930 | 3347.9732 | Distributed from 923 Generation And Fuel | 2022
4605 | 2022 | CO | Pivot Solar 14 LLC (CSG) | 64650 | SC |  | OP | PV | SUN | 2 | 0.005 | 79 | 284.3977 | 0 | 0 | Distributed from 923 Generation And Fuel | 2022
4606 | 2022 | CO | Pivot Solar 15 LLC (CSG) | 64652 | SC |  | OP | PV | SUN | 1 | 0.003 | 30 | 107.9991 | 0 | 0 | Distributed from 923 Generation And Fuel | 2022
4607 | 2022 | CO | Pivot Solar 2 LLC (CSG) | 64651 | SC |  | OP | PV | SUN | 2 | 0.006 | 99 | 356.3971 | 0 | 0 | Distributed from 923 Generation And Fuel | 2022
4608 | 2022 | CO | Pivot Solar 3 LLC (CSG) | 64654 | SC |  | OP | PV | SUN | 2 | 0.088 | 1544 | 5558.3555 | 966 | 3477.5722 | Distributed from 923 Generation And Fuel | 2022
4609 | 2022 | CO | Pivot Solar 4 LLC (CSG) | 64648 | SC |  | OP | PV | SUN | 2 | 0.095 | 1666 | 5997.552 | 1043 | 3754.77 | Distributed from 923 Generation And Fuel | 2022
4610 | 2022 | CO | Pivot Solar 7 LLC (CSG) | 64653 | SC |  | OP | PV | SUN | 2 | 0.082 | 1428 | 5140.7589 | 894 | 3218.3743 | Distributed from 923 Generation And Fuel | 2022
4611 | 2022 | CO | Pivot Solar 8 LLC (CSG) | 64655 | SC |  | OP | PV | SUN | 2 | 0.094 | 1653 | 5950.7524 | 1035 | 3725.9702 | Distributed from 923 Generation And Fuel | 2022
4612 | 2022 | CO | Plains End | 55650 | GE10 |  | OP | IC | NG | 5.7 | 0.012 | 588.4 | 2118.2231 | 270.2 | 972.7122 | Distributed from 923 Generation And Fuel | 2002
4613 | 2022 | CO | Plains End | 55650 | GE11 |  | OP | IC | NG | 5.7 | 0.012 | 588.4 | 2118.2231 | 270.2 | 972.7122 | Distributed from 923 Generation And Fuel | 2002
4614 | 2022 | CO | Plains End | 55650 | GE12 |  | OP | IC | NG | 5.7 | 0.012 | 588.4 | 2118.2231 | 270.2 | 972.7122 | Distributed from 923 Generation And Fuel | 2002
4615 | 2022 | CO | Plains End | 55650 | GE13 |  | OP | IC | NG | 5.7 | 0.012 | 588.4 | 2118.2231 | 270.2 | 972.7122 | Distributed from 923 Generation And Fuel | 2002
4616 | 2022 | CO | Plains End | 55650 | GE14 |  | OP | IC | NG | 5.7 | 0.012 | 588.4 | 2118.2231 | 270.2 | 972.7122 | Distributed from 923 Generation And Fuel | 2002
4617 | 2022 | CO | Plains End | 55650 | GE15 |  | OP | IC | NG | 5.7 | 0.012 | 588.4 | 2118.2231 | 270.2 | 972.7122 | Distributed from 923 Generation And Fuel | 2002
4618 | 2022 | CO | Plains End | 55650 | GE16 |  | OP | IC | NG | 5.7 | 0.012 | 588.4 | 2118.2231 | 270.2 | 972.7122 | Distributed from 923 Generation And Fuel | 2002
4619 | 2022 | CO | Plains End | 55650 | GE17 |  | OP | IC | NG | 5.7 | 0.012 | 588.4 | 2118.2231 | 270.2 | 972.7122 | Distributed from 923 Generation And Fuel | 2002
4620 | 2022 | CO | Plains End | 55650 | GE18 |  | OP | IC | NG | 5.7 | 0.012 | 588.4 | 2118.2231 | 270.2 | 972.7122 | Distributed from 923 Generation And Fuel | 2002
4621 | 2022 | CO | Plains End | 55650 | GE19 |  | OP | IC | NG | 5.7 | 0.012 | 588.4 | 2118.2231 | 270.2 | 972.7122 | Distributed from 923 Generation And Fuel | 2002
4622 | 2022 | CO | Plains End | 55650 | GE20 |  | OP | IC | NG | 5.7 | 0.012 | 588.4 | 2118.2231 | 270.2 | 972.7122 | Distributed from 923 Generation And Fuel | 2002
4623 | 2022 | CO | Plains End | 55650 | GEN1 |  | OP | IC | NG | 5.7 | 0.012 | 588.4 | 2118.2231 | 270.2 | 972.7122 | Distributed from 923 Generation And Fuel | 2002
4624 | 2022 | CO | Plains End | 55650 | GEN2 |  | OP | IC | NG | 5.7 | 0.012 | 588.4 | 2118.2231 | 270.2 | 972.7122 | Distributed from 923 Generation And Fuel | 2002
4625 | 2022 | CO | Plains End | 55650 | GEN3 |  | OP | IC | NG | 5.7 | 0.012 | 588.4 | 2118.2231 | 270.2 | 972.7122 | Distributed from 923 Generation And Fuel | 2002
4626 | 2022 | CO | Plains End | 55650 | GEN4 |  | OP | IC | NG | 5.7 | 0.012 | 588.4 | 2118.2231 | 270.2 | 972.7122 | Distributed from 923 Generation And Fuel | 2002
4627 | 2022 | CO | Plains End | 55650 | GEN5 |  | OP | IC | NG | 5.7 | 0.012 | 588.4 | 2118.2231 | 270.2 | 972.7122 | Distributed from 923 Generation And Fuel | 2002
4628 | 2022 | CO | Plains End | 55650 | GEN6 |  | OP | IC | NG | 5.7 | 0.012 | 588.4 | 2118.2231 | 270.2 | 972.7122 | Distributed from 923 Generation And Fuel | 2002
4629 | 2022 | CO | Plains End | 55650 | GEN7 |  | OP | IC | NG | 5.7 | 0.012 | 588.4 | 2118.2231 | 270.2 | 972.7122 | Distributed from 923 Generation And Fuel | 2002
4630 | 2022 | CO | Plains End | 55650 | GEN8 |  | OP | IC | NG | 5.7 | 0.012 | 588.4 | 2118.2231 | 270.2 | 972.7122 | Distributed from 923 Generation And Fuel | 2002
4631 | 2022 | CO | Plains End | 55650 | GEN9 |  | OP | IC | NG | 5.7 | 0.012 | 588.4 | 2118.2231 | 270.2 | 972.7122 | Distributed from 923 Generation And Fuel | 2002
4632 | 2022 | CO | Plains End II LLC | 56516 | 2G01 |  | OP | IC | NG | 8.4 | 0.028 | 2067 | 7441.1405 | 949.214 | 3417.1431 | Distributed from 923 Generation And Fuel | 2008
4633 | 2022 | CO | Plains End II LLC | 56516 | 2G02 |  | OP | IC | NG | 8.4 | 0.028 | 2067 | 7441.1405 | 949.214 | 3417.1431 | Distributed from 923 Generation And Fuel | 2008
4634 | 2022 | CO | Plains End II LLC | 56516 | 2G03 |  | OP | IC | NG | 8.4 | 0.028 | 2067 | 7441.1405 | 949.214 | 3417.1431 | Distributed from 923 Generation And Fuel | 2008
4635 | 2022 | CO | Plains End II LLC | 56516 | 2G04 |  | OP | IC | NG | 8.4 | 0.028 | 2067 | 7441.1405 | 949.214 | 3417.1431 | Distributed from 923 Generation And Fuel | 2008
4636 | 2022 | CO | Plains End II LLC | 56516 | 2G05 |  | OP | IC | NG | 8.4 | 0.028 | 2067 | 7441.1405 | 949.214 | 3417.1431 | Distributed from 923 Generation And Fuel | 2008
4637 | 2022 | CO | Plains End II LLC | 56516 | 2G06 |  | OP | IC | NG | 8.4 | 0.028 | 2067 | 7441.1405 | 949.214 | 3417.1431 | Distributed from 923 Generation And Fuel | 2008
4638 | 2022 | CO | Plains End II LLC | 56516 | 2G07 |  | OP | IC | NG | 8.4 | 0.028 | 2067 | 7441.1405 | 949.214 | 3417.1431 | Distributed from 923 Generation And Fuel | 2008
4639 | 2022 | CO | Plains End II LLC | 56516 | 2G08 |  | OP | IC | NG | 8.4 | 0.028 | 2067 | 7441.1405 | 949.214 | 3417.1431 | Distributed from 923 Generation And Fuel | 2008
4640 | 2022 | CO | Plains End II LLC | 56516 | 2G09 |  | OP | IC | NG | 8.4 | 0.028 | 2067 | 7441.1405 | 949.214 | 3417.1431 | Distributed from 923 Generation And Fuel | 2008
4641 | 2022 | CO | Plains End II LLC | 56516 | 2G10 |  | OP | IC | NG | 8.4 | 0.028 | 2067 | 7441.1405 | 949.214 | 3417.1431 | Distributed from 923 Generation And Fuel | 2008
4642 | 2022 | CO | Plains End II LLC | 56516 | 2G11 |  | OP | IC | NG | 8.4 | 0.028 | 2067 | 7441.1405 | 949.214 | 3417.1431 | Distributed from 923 Generation And Fuel | 2008
4643 | 2022 | CO | Plains End II LLC | 56516 | 2G12 |  | OP | IC | NG | 8.4 | 0.028 | 2067 | 7441.1405 | 949.214 | 3417.1431 | Distributed from 923 Generation And Fuel | 2008
4644 | 2022 | CO | Plains End II LLC | 56516 | 2G13 |  | OP | IC | NG | 8.4 | 0.028 | 2067 | 7441.1405 | 949.214 | 3417.1431 | Distributed from 923 Generation And Fuel | 2008
4645 | 2022 | CO | Plains End II LLC | 56516 | 2G14 |  | OP | IC | NG | 8.4 | 0.028 | 2067 | 7441.1405 | 949.214 | 3417.1431 | Distributed from 923 Generation And Fuel | 2008
4646 | 2022 | CO | Platteville Solar CSG, LLC | 63753 | 218 |  | OP | PV | SUN | 1.3 | 0.269 | 3064 | 11030.3118 | 1549 | 5576.3554 | Distributed from 923 Generation And Fuel | 2020
4647 | 2022 | CO | Pole Hill | 519 | 1 |  | OP | HY | WAT | 38.2 | 0.441 | 147480 | 530923.7526 | 66924 | 240924.4726 | Distributed from 923 Generation And Fuel | 1954
4648 | 2022 | CO | Pueblo | 460 | IC1 |  | OP | IC | DFO | 2 | -0.003 | -45.5 | -163.7987 | -18.75 | -67.4995 | Distributed from 923 Generation And Fuel | 1964
4649 | 2022 | CO | Pueblo | 460 | IC3 |  | OP | IC | DFO | 2 | -0.003 | -45.5 | -163.7987 | -18.75 | -67.4995 | Distributed from 923 Generation And Fuel | 1964
4650 | 2022 | CO | Pueblo | 460 | IC4 |  | OP | IC | DFO | 2 | -0.003 | -45.5 | -163.7987 | -18.75 | -67.4995 | Distributed from 923 Generation And Fuel | 1964
4651 | 2022 | CO | Pueblo | 460 | IC5 |  | OP | IC | DFO | 2 | -0.003 | -45.5 | -163.7987 | -18.75 | -67.4995 | Distributed from 923 Generation And Fuel | 1964
4652 | 2022 | CO | Pueblo Airport Generating Station | 56998 | 4 |  | OP | CT | NG | 40 | 0.409 | 143320 | 515947.8724 | 71847 | 258647.1308 | EIA-923 Generator File | 2012
4653 | 2022 | CO | Pueblo Airport Generating Station | 56998 | 43 | 2 | OP | CA | NG | 20 | 0.524 | 91731 | 330228.9582 | 40070 | 144250.846 | EIA-923 Generator File | 2012
4654 | 2022 | CO | Pueblo Airport Generating Station | 56998 | 5 |  | OP | CT | NG | 40 | 0.421 | 147654 | 531550.1476 | 56077 | 201875.585 | EIA-923 Generator File | 2012
4655 | 2022 | CO | Pueblo Airport Generating Station | 56998 | 53 | 2 | OP | CA | NG | 20 | 0.666 | 116643 | 419911.4407 | 53663 | 193185.2545 | EIA-923 Generator File | 2012
4656 | 2022 | CO | Pueblo Airport Generating Station | 56998 | 6 |  | OP | CT | NG | 40 | 0.505 | 176794 | 636453.3084 | 81312 | 292720.8582 | EIA-923 Generator File | 2012
4657 | 2022 | CO | Pueblo Airport Generating Station | 56998 | 7 |  | OP | CT | NG | 40 | 0.493 | 172730 | 621823.0254 | 80233 | 288836.4893 | EIA-923 Generator File | 2012
4658 | 2022 | CO | Pueblo Airport Generating Station | 56998 | CT08 |  | OP | GT | NG | 40 | 0.113 | 39572.333 | 142459.2591 | 19895.5 | 71623.227 | Distributed from 923 Generation And Fuel | 2016
4659 | 2022 | CO | Pueblo Airport Generating Station | 56998 | GT1 |  | OP | GT | NG | 100 | 0.113 | 98930.833 | 356148.1496 | 49738.75 | 179058.0675 | Distributed from 923 Generation And Fuel | 2012
4660 | 2022 | CO | Pueblo Airport Generating Station | 56998 | GT2 |  | OP | GT | NG | 100 | 0.113 | 98930.833 | 356148.1496 | 49738.75 | 179058.0675 | Distributed from 923 Generation And Fuel | 2012
4661 | 2022 | CO | Quincy II Solar Garden | 61752 | PV1 |  | OP | PV | SUN | 1.5 | 0.24 | 3160 | 11375.909 | 1597 | 5749.154 | Distributed from 923 Generation And Fuel | 2018
4662 | 2022 | CO | Quincy Solar | 62664 | SO393 |  | OP | PV | SUN | 1.5 | 0.263 | 3459 | 12452.3004 | 1749 | 6296.3496 | Distributed from 923 Generation And Fuel | 2018
4663 | 2022 | CO | Rawhide | 6761 | 1 | 1 | OP | ST | SUB | 293.6 | 0.769 | 1978462 | 7122406.2208 | 909715 | 3274947.8004 | EIA-923 Generator File | 1984 | 2029
4664 | 2022 | CO | Rawhide | 6761 | A |  | OP | GT | NG | 89.3 | 0.037 | 28767.357 | 103561.6567 | 18100.342 | 65160.7099 | Distributed from 923 Generation And Fuel | 2002
4665 | 2022 | CO | Rawhide | 6761 | B |  | OP | GT | NG | 89.3 | 0.037 | 28767.357 | 103561.6567 | 18100.342 | 65160.7099 | Distributed from 923 Generation And Fuel | 2002
4666 | 2022 | CO | Rawhide | 6761 | C |  | OP | GT | NG | 89.3 | 0.037 | 28767.357 | 103561.6567 | 18100.342 | 65160.7099 | Distributed from 923 Generation And Fuel | 2002
4667 | 2022 | CO | Rawhide | 6761 | D |  | OP | GT | NG | 89.3 | 0.037 | 28767.357 | 103561.6567 | 18100.342 | 65160.7099 | Distributed from 923 Generation And Fuel | 2004
4668 | 2022 | CO | Rawhide | 6761 | F |  | OP | GT | NG | 149.6 | 0.037 | 48192.571 | 173491.8677 | 30322.633 | 109160.6055 | Distributed from 923 Generation And Fuel | 2008
4669 | 2022 | CO | Rawhide Prairie Solar Hybrid | 63722 | BA1 |  | OP | BA | MWH | 1 | -0.013 | -113 | -406.7967 | -46 | -165.5987 | Distributed from 923 Generation And Fuel | 2021
4670 | 2022 | CO | Rawhide Prairie Solar Hybrid | 63722 | PV1 |  | OP | PV | SUN | 22 | 0.257 | 49624 | 178644.9708 | 25086 | 90308.8775 | Distributed from 923 Generation And Fuel | 2021
4671 | 2022 | CO | Ray D Nixon | 8219 | 1 | 1 | OP | ST | SUB | 207 | 0.649 | 1176977 | 4237083.3033 | 530697 | 1910493.916 | EIA-923 Generator File | 1980 | 2029
4672 | 2022 | CO | Ray D Nixon | 8219 | GT1 |  | OP | GT | NG | 37.8 | 0.003 | 1139 | 4100.3672 | 317 | 1141.1909 | Distributed from 923 Generation And Fuel | 1999
4673 | 2022 | CO | Ray D Nixon | 8219 | GT2 |  | OP | GT | NG | 37.8 | 0.003 | 1139 | 4100.3672 | 317 | 1141.1909 | Distributed from 923 Generation And Fuel | 1999
4674 | 2022 | CO | Redlands Water & Power | 50267 | RED1 |  | OP | HY | WAT | 1.4 | 0.537 | 6580 | 23687.8105 | 2986 | 10749.514 | Distributed from 923 Generation And Fuel | 1931
4675 | 2022 | CO | Ridge Crest Wind Partners | 55741 | A1 |  | OP | WT | WND | 29.7 | 0.233 | 60668 | 218403.0528 | 23346 | 84044.9276 | Distributed from 923 Generation And Fuel | 2001
4676 | 2022 | CO | Rifle Generating Station | 10755 | GT2 |  | RE | CT | NG | 15 | 0.001 | 167 | 601.1952 | 0 | 0 | EIA-923 Generator File | 1987 | 2022
4677 | 2022 | CO | Rifle Generating Station | 10755 | GT3 |  | RE | CT | NG | 15 | 0.001 | 174 | 626.395 | 0 | 0 | EIA-923 Generator File | 1987 | 2022
4678 | 2022 | CO | Rifle Generating Station | 10755 | GT4 |  | RE | CT | NG | 15 | 0.001 | 174 | 626.395 | 0 | 0 | EIA-923 Generator File | 1987 | 2022
4679 | 2022 | CO | Rifle Generating Station | 10755 | ST1 | 3 | RE | CA | NG | 39 | 0.001 | 417 | 1501.188 | 0 | 0 | EIA-923 Generator File | 1987 | 2022
4680 | 2022 | CO | Riverview Solar | 63092 | RIVER |  | OP | PV | SUN | 1.5 | 0.276 | 3628 | 13060.6955 | 1834 | 6602.3472 | Distributed from 923 Generation And Fuel | 2019
4681 | 2022 | CO | Rock Creek 2 CSG | 64265 | 263 |  | OP | PV | SUN | 1.6 | 0.285 | 3999 | 14396.2848 | 2022 | 7279.1418 | Distributed from 923 Generation And Fuel | 2020
4682 | 2022 | CO | Rocky Ford | 6516 | IC1A |  | OP | IC | DFO | 2 | -0.004 | -64.4 | -231.8381 | -26.6 | -95.7592 | Distributed from 923 Generation And Fuel | 1964
4683 | 2022 | CO | Rocky Ford | 6516 | IC2 |  | OP | IC | DFO | 2 | -0.004 | -64.4 | -231.8381 | -26.6 | -95.7592 | Distributed from 923 Generation And Fuel | 1964
4684 | 2022 | CO | Rocky Ford | 6516 | IC3 |  | OP | IC | DFO | 2 | -0.004 | -64.4 | -231.8381 | -26.6 | -95.7592 | Distributed from 923 Generation And Fuel | 1964
4685 | 2022 | CO | Rocky Ford | 6516 | IC4 |  | OP | IC | DFO | 2 | -0.004 | -64.4 | -231.8381 | -26.6 | -95.7592 | Distributed from 923 Generation And Fuel | 1964
4686 | 2022 | CO | Rocky Ford | 6516 | IC5 |  | OP | IC | DFO | 2 | -0.004 | -64.4 | -231.8381 | -26.6 | -95.7592 | Distributed from 923 Generation And Fuel | 1964
4687 | 2022 | CO | Rocky Mountain Energy Center | 55835 | CTG1 |  | OP | CT | NG | 175.1 | 0.543 | 832834 | 2998178.4146 | 331096 | 1191936.0645 | EIA-923 Generator File | 2004
4688 | 2022 | CO | Rocky Mountain Energy Center | 55835 | CTG2 |  | OP | CT | NG | 175.1 | 0.467 | 716490 | 2579343.3653 | 290004 | 1044006.048 | EIA-923 Generator File | 2004
4689 | 2022 | CO | Rocky Mountain Energy Center | 55835 | STG1 | 2 | OP | CA | NG | 334.9 | 0.338 | 991352 | 3568838.6493 | 433120 | 1559219.5262 | EIA-923 Generator File | 2004
4690 | 2022 | CO | Rush Creek Wind | 60619 | GEN1 |  | OP | WT | WND | 600 | 0.428 | 2251448 | 8105147.9588 | 899262 | 3237317.3015 | Distributed from 923 Generation And Fuel | 2018
4691 | 2022 | CO | Ruxton Park | 495 | 1 |  | OP | HY | WAT | 1 | 0.158 | 1388 | 4996.76 | 630 | 2267.9819 | Distributed from 923 Generation And Fuel | 1925
4692 | 2022 | CO | RV CSU Power II LLC | 57507 | CSUII |  | OP | PV | SUN | 3 | 0.118 | 3095 | 11141.9109 | 1565 | 5633.9549 | Distributed from 923 Generation And Fuel | 2010
4693 | 2022 | CO | RV CSU Power LLC | 57141 | CSU1 |  | OP | PV | SUN | 1.9 | 0.138 | 2290 | 8243.934 | 1158 | 4168.7666 | Distributed from 923 Generation And Fuel | 2009
4694 | 2022 | CO | Salida | 474 | 2 |  | OP | HY | WAT | 0.6 | 0.301 | 1580 | 5687.9545 | 717 | 2581.1794 | Distributed from 923 Generation And Fuel | 1908 | 2027
4695 | 2022 | CO | San Isabel Solar, LLC | 60304 | SISPV |  | OP | PV | SUN | 30 | 0.288 | 75626 | 272251.422 | 37440 | 134782.9217 | Distributed from 923 Generation And Fuel | 2016
4696 | 2022 | CO | San Luis Solar Garden | 61472 | ANTO2 |  | OP | PV | SUN | 1.2 | 0.297 | 3122 | 11239.1101 | 1578 | 5680.7546 | Distributed from 923 Generation And Fuel | 2017
4697 | 2022 | CO | San Luis Valley Solar Array | 61605 | 1 |  | OP | PV | SUN | 2.7 | 0.261 | 6169 | 22208.2223 | 3119 | 11228.3102 | Distributed from 923 Generation And Fuel | 2017
4698 | 2022 | CO | San Luis Valley Solar Ranch | 57317 | 1 |  | OP | PV | SUN | 35 | 0.21 | 64500 | 232198.1424 | 36070 | 129850.9612 | Distributed from 923 Generation And Fuel | 2011
4699 | 2022 | CO | Shavano Falls Hydro | 61189 | GEN1 |  | OP | HY | WAT | 2.8 | 0.45 | 11026 | 39693.2825 | 5003 | 18010.6559 | Distributed from 923 Generation And Fuel | 2015
4700 | 2022 | CO | Shavano Falls Hydro Drop 4 | 61190 | GEN1 |  | OP | HY | WAT | 4.8 | 0.461 | 19392 | 69810.6415 | 8800 | 31679.7466 | Distributed from 923 Generation And Fuel | 2015
4701 | 2022 | CO | Shoshone (CO) | 476 | A |  | OP | HY | WAT | 7.2 | 0.515 | 32510.5 | 117036.8637 | 14752.5 | 53108.5751 | Distributed from 923 Generation And Fuel | 1909
4702 | 2022 | CO | Shoshone (CO) | 476 | B |  | OP | HY | WAT | 7.2 | 0.515 | 32510.5 | 117036.8637 | 14752.5 | 53108.5751 | Distributed from 923 Generation And Fuel | 1909
4703 | 2022 | CO | Skylark | 60248 | CAREY |  | OP | PV | SUN | 4 | 0.264 | 9249 | 33296.1336 | 4676 | 16833.4653 | Distributed from 923 Generation And Fuel | 2015
4704 | 2022 | CO | SMPA Solar 1 Community Solar | 58547 | 1 |  | OP | PV | SUN | 1 | 0.225 | 1973 | 7102.7432 | 997 | 3589.1713 | Distributed from 923 Generation And Fuel | 2012
4705 | 2022 | CO | South Canal Hydro-1 | 58783 | SC-1 |  | OP | HY | WAT | 4 | 0.456 | 15988 | 57556.3395 | 7255 | 26117.7911 | Distributed from 923 Generation And Fuel | 2013
4706 | 2022 | CO | South Canal Hydro-3 | 58784 | SC-3 |  | OP | HY | WAT | 3.5 | 0.392 | 12008 | 43228.4542 | 5449 | 19616.2431 | Distributed from 923 Generation And Fuel | 2013
4707 | 2022 | CO | South Plant | 492 | 6 | 1 | RE | ST | SUB | 75 | 0.082 | 53792 | 193649.6508 | 40729 | 146623.227 | EIA-923 Generator File | 1968 | 2022
4708 | 2022 | CO | South Plant | 492 | 7 | 1 | RE | ST | NG | 132.3 | 0.136 | 157841 | 568223.0542 | 128271 | 461771.9058 | EIA-923 Generator File | 1974 | 2022
4709 | 2022 | CO | Spindle Hill Energy Center | 56445 | GEN1 |  | OP | GT | NG | 210 | 0.088 | 161256.5 | 580518.7558 | 75899 | 273234.2141 | Distributed from 923 Generation And Fuel | 2007
4710 | 2022 | CO | Spindle Hill Energy Center | 56445 | GEN2 |  | OP | GT | NG | 210 | 0.088 | 161256.5 | 580518.7558 | 75899 | 273234.2141 | Distributed from 923 Generation And Fuel | 2007
4711 | 2022 | CO | Spring Canyon | 56320 | 1 |  | OP | WT | WND | 60 | 0.037 | 19427 | 69936.6405 | 7476 | 26913.3847 | Distributed from 923 Generation And Fuel | 2006
4712 | 2022 | CO | Spring Canyon Expansion Wind Energy Ctr | 58769 | 1 |  | OP | WT | WND | 34 | 0.423 | 125981.949 | 453531.3881 | 48480.415 | 174528.0978 | Distributed from 923 Generation And Fuel | 2014
4713 | 2022 | CO | Spring Canyon Expansion Wind Energy Ctr | 58769 | SCIII |  | OP | WT | WND | 28.6 | 0.423 | 105973.051 | 381499.9316 | 40780.585 | 146808.9315 | Distributed from 923 Generation And Fuel | 2014
4714 | 2022 | CO | Springfield (CO) | 8100 | 1 |  | SB | IC | DFO | 1.2 | 0 | 0 | 0 | 0 | 0 | Distributed from 923 Generation And Fuel | 1965
4715 | 2022 | CO | Springfield (CO) | 8100 | 2 |  | SB | IC | DFO | 0.2 | 0 | 0 | 0 | 0 | 0 | Distributed from 923 Generation And Fuel | 1950
4716 | 2022 | CO | Springfield (CO) | 8100 | IC4 |  | SB | IC | DFO | 0.5 | 0 | 0 | 0 | 0 | 0 | Distributed from 923 Generation And Fuel | 1950
4717 | 2022 | CO | Springfield (CO) | 8100 | IC5 |  | SB | IC | DFO | 0.8 | 0 | 0 | 0 | 0 | 0 | Distributed from 923 Generation And Fuel | 1960
4718 | 2022 | CO | SR Jenkins Ft Lupton | 60023 | FTLUP |  | OP | PV | SUN | 13 | 0.279 | 31753 | 114309.8855 | 16052 | 57786.7377 | Distributed from 923 Generation And Fuel | 2016
4719 | 2022 | CO | SR Kersey | 61314 | KERS |  | OP | PV | SUN | 3.5 | 0.275 | 8423 | 30322.5574 | 4258 | 15328.6774 | Distributed from 923 Generation And Fuel | 2017
4720 | 2022 | CO | SR Kersey II | 63586 | KERII |  | OP | PV | SUN | 1 | 0.261 | 2284 | 8222.3342 | 1155 | 4157.9667 | Distributed from 923 Generation And Fuel | 2019
4721 | 2022 | CO | SR Mavericks | 60283 | MVRKS |  | OP | PV | SUN | 7.8 | 0.192 | 13126 | 47253.222 | 6635 | 23885.8089 | Distributed from 923 Generation And Fuel | 2016
4722 | 2022 | CO | SR Platte Solar Farm | 61462 | PV1 |  | OP | PV | SUN | 16 | 0.266 | 37289 | 134239.3261 | 18850 | 67859.4571 | Distributed from 923 Generation And Fuel | 2017
4723 | 2022 | CO | SR Rattlesnake | 64152 | SNAKE |  | OP | PV | SUN | 6 | 0.308 | 16178 | 58240.3341 | 8178 | 29440.5645 | Distributed from 923 Generation And Fuel | 2020
4724 | 2022 | CO | SR Skylark B | 60497 | SKY B |  | OP | PV | SUN | 2 | 0.259 | 4532 | 16315.0695 | 2291 | 8247.534 | Distributed from 923 Generation And Fuel | 2016
4725 | 2022 | CO | SR Skylark C | 63587 | SKYC |  | OP | PV | SUN | 1.1 | 0.265 | 2552 | 9187.1265 | 1290 | 4643.9628 | Distributed from 923 Generation And Fuel | 2019
4726 | 2022 | CO | Sterling PV 3 | 59198 | STER3 |  | OP | PV | SUN | 1.6 | 0.269 | 3767 | 13561.0915 | 1904 | 6854.3452 | Distributed from 923 Generation And Fuel | 2014
4727 | 2022 | CO | Strontia Springs Hydro Plant | 10081 | GEN1 |  | OP | HY | WAT | 1 | 0.87 | 7619 | 27428.1806 | 3457 | 12445.1004 | Distributed from 923 Generation And Fuel | 1986
4728 | 2022 | CO | Sugarloaf Hydro Plant | 50435 | SUG1 |  | OP | HY | WAT | 2.5 | 0 | 0 | 0 | 0 | 0 | Distributed from 923 Generation And Fuel | 1985
4729 | 2022 | CO | Sun Mountain Solar 1 | 65032 | COSM1 |  | OP | PV | SUN | 200 | 0.013 | 22748 | 81892.1449 | 0 | 0 | Distributed from 923 Generation And Fuel | 2022
4730 | 2022 | CO | SunE Alamosa | 56481 | 1 |  | OP | PV | SUN | 1 | 0.191 | 1674.268 | 6027.3166 | 846.341 | 3046.8032 | Distributed from 923 Generation And Fuel | 2007
4731 | 2022 | CO | SunE Alamosa | 56481 | 2 |  | OP | PV | SUN | 7.2 | 0.191 | 12054.732 | 43396.688 | 6093.659 | 21936.9969 | Distributed from 923 Generation And Fuel | 2007
4732 | 2022 | CO | Sunnyside Ranch Community Solar Array | 59742 | HCE |  | OP | PV | SUN | 1.5 | 0.244 | 3211 | 11559.5075 | 1623 | 5842.7533 | Distributed from 923 Generation And Fuel | 2015
4733 | 2022 | CO | Tacoma | 6206 | 1 |  | OP | HY | WAT | 2.3 | -0.004 | -90 | -323.9974 | -41 | -147.5988 | Distributed from 923 Generation And Fuel | 1906
4734 | 2022 | CO | Tacoma | 6206 | 2 |  | OP | HY | WAT | 2.3 | -0.004 | -90 | -323.9974 | -41 | -147.5988 | Distributed from 923 Generation And Fuel | 1905
4735 | 2022 | CO | Taylor Draw Hydroelectric Facility | 54729 | COX1 |  | OP | HY | WAT | 2.3 | 0.233 | 4699 | 16916.2647 | 2132 | 7675.1386 | Distributed from 923 Generation And Fuel | 1993
4736 | 2022 | CO | Tesla | 7233 | 1 |  | OP | HY | WAT | 26.6 | 0.284 | 66248 | 238490.8921 | 30062 | 108222.3342 | Distributed from 923 Generation And Fuel | 1997
4737 | 2022 | CO | Titan Solar | 61811 | PCEC |  | OP | PV | SUN | 50 | 0.251 | 109929 | 395741.2341 | 59101 | 212761.8979 | Distributed from 923 Generation And Fuel | 2018
4738 | 2022 | CO | Tom Sifers Solar | 63163 | SIFRS |  | OP | PV | SUN | 1 | 0.26 | 2274 | 8186.3345 | 1150 | 4139.9669 | Distributed from 923 Generation And Fuel | 2019
4739 | 2022 | CO | Towaoc | 7373 | 1 |  | OP | HY | WAT | 11.4 | 0.076 | 7550 | 27179.7826 | 3426 | 12333.5013 | Distributed from 923 Generation And Fuel | 1993
4740 | 2022 | CO | Tri-County Water Hydropower Project | 58901 | TCWG1 |  | OP | HY | WAT | 7.2 | 0.199 | 12557.7 | 45207.3583 | 9235.8 | 33248.614 | Distributed from 923 Generation And Fuel | 2014
4741 | 2022 | CO | Tri-County Water Hydropower Project | 58901 | TCWG2 |  | OP | HY | WAT | 0.8 | 0.199 | 1395.3 | 5023.0398 | 1026.2 | 3694.2904 | Distributed from 923 Generation And Fuel | 2014
4742 | 2022 | CO | Trinidad (CO) | 511 | 3 |  | SB | IC | NG | 1.9 | 0 | 3.304 | 11.8943 | 1.446 | 5.2056 | Distributed from 923 Generation And Fuel | 1966
4743 | 2022 | CO | Trinidad (CO) | 511 | 4 |  | SB | IC | NG | 1.9 | 0 | 3.304 | 11.8943 | 1.446 | 5.2056 | Distributed from 923 Generation And Fuel | 1966
4744 | 2022 | CO | Trinidad (CO) | 511 | 5 |  | OP | IC | DFO | 1.8 | 0 | 3.13 | 11.2679 | 1.37 | 4.932 | Distributed from 923 Generation And Fuel | 1999
4745 | 2022 | CO | Trinidad (CO) | 511 | 6 |  | OP | IC | DFO | 1.8 | 0 | 3.13 | 11.2679 | 1.37 | 4.932 | Distributed from 923 Generation And Fuel | 1999
4746 | 2022 | CO | Trinidad (CO) | 511 | 7 |  | OP | IC | DFO | 1.8 | 0 | 3.13 | 11.2679 | 1.37 | 4.932 | Distributed from 923 Generation And Fuel | 1999
4747 | 2022 | CO | Trout Creek Solar | 62260 | 44901 |  | OP | PV | SUN | 2 | 0.231 | 4044 | 14558.2835 | 2044 | 7358.3411 | Distributed from 923 Generation And Fuel | 2019
4748 | 2022 | CO | TruStile Doors - Denver | 64388 | TRUCO |  | OP | PV | SUN | 1.2 | 0.112 | 1174 | 4226.3662 | 593 | 2134.7829 | Distributed from 923 Generation And Fuel | 2021
4749 | 2022 | CO | Twin Buttes II Wind | 61040 | WT1 |  | OP | WT | WND | 75 | 0.449 | 295172 | 1062610.6991 | 121328 | 436777.3058 | Distributed from 923 Generation And Fuel | 2017
4750 | 2022 | CO | Twin Buttes Wind Project | 56460 | WT1 |  | OP | WT | WND | 75 | 0.315 | 206780 | 744402.0448 | 79573 | 286460.5083 | Distributed from 923 Generation And Fuel | 2007
4751 | 2022 | CO | University of Colorado | 54372 | GT1 |  | OP | CT | NG | 16 | 0.02 | 2780.1 | 10008.2799 | 2137.03 | 7693.2465 | EIA-923 Generator File | 1992
4752 | 2022 | CO | University of Colorado | 54372 | GT2 |  | OP | CT | NG | 16 | 0.004 | 532.43 | 1916.7327 | 212.43 | 764.7419 | EIA-923 Generator File | 1992
4753 | 2022 | CO | University of Colorado | 54372 | ST1 |  | OP | CA | NG | 1 | 0 | 0 | 0 | 0 | 0 | EIA-923 Generator File | 1992
4754 | 2022 | CO | Upper Molina | 521 | 1 |  | OP | HY | WAT | 9.9 | 0.24 | 20855 | 75077.3994 | 9464 | 34070.1274 | Distributed from 923 Generation And Fuel | 1962
4755 | 2022 | CO | Vallecito Hydroelectric | 50206 | GEN1 |  | OP | HY | WAT | 0.8 | 0.282 | 1975.034 | 7110.0655 | 896.276 | 3226.5678 | Distributed from 923 Generation And Fuel | 1989
4756 | 2022 | CO | Vallecito Hydroelectric | 50206 | GEN2 |  | OP | HY | WAT | 2.5 | 0.282 | 6171.983 | 22218.961 | 2800.862 | 10083.0225 | Distributed from 923 Generation And Fuel | 1989
4757 | 2022 | CO | Vallecito Hydroelectric | 50206 | GEN3 |  | OP | HY | WAT | 2.5 | 0.282 | 6171.983 | 22218.961 | 2800.862 | 10083.0225 | Distributed from 923 Generation And Fuel | 1989
4758 | 2022 | CO | Valley View Solar | 60247 | VVS |  | OP | PV | SUN | 4 | 0.282 | 9867 | 35520.9158 | 4988 | 17956.6563 | Distributed from 923 Generation And Fuel | 2015
4759 | 2022 | CO | Valmont | 477 | 6 |  | OP | GT | NG | 59.3 | 0.006 | 3310 | 11915.9047 | 3251 | 11703.5064 | Distributed from 923 Generation And Fuel | 1973 | 2026
4760 | 2022 | CO | Valmont Combustion Turbine Project | 55207 | UN7 |  | OP | GT | NG | 71.1 | 0.011 | 6733.5 | 24240.4061 | 3092 | 11131.111 | Distributed from 923 Generation And Fuel | 2000
4761 | 2022 | CO | Valmont Combustion Turbine Project | 55207 | UN8 |  | OP | GT | NG | 71.1 | 0.011 | 6733.5 | 24240.4061 | 3092 | 11131.111 | Distributed from 923 Generation And Fuel | 2001
4762 | 2022 | CO | Vasquez V CSG | 65520 | VASQV |  | OP | PV | SUN | 4 | 0.269 | 9431 | 33951.3284 | 4768 | 17164.6627 | Distributed from 923 Generation And Fuel | 2021
4763 | 2022 | CO | Venture 1 - 1A CSG | 64880 | 75020 |  | OP | PV | SUN | 1.5 | 0.283 | 3713 | 13366.6931 | 1877 | 6757.1459 | Distributed from 923 Generation And Fuel | 2021
4764 | 2022 | CO | Venture 2 - 1B | 65235 | 75024 |  | OP | PV | SUN | 1.5 | 0.284 | 3731 | 13431.4925 | 1886 | 6789.5457 | Distributed from 923 Generation And Fuel | 2021
4765 | 2022 | CO | Venture 3 - 1C | 65236 | 75021 |  | OP | PV | SUN | 1.5 | 0.276 | 3627 | 13057.0955 | 1834 | 6602.3472 | Distributed from 923 Generation And Fuel | 2021
4766 | 2022 | CO | Venture 4 - 1D | 65237 | 75023 |  | OP | PV | SUN | 1.5 | 0.285 | 3744 | 13478.2922 | 1893 | 6814.7455 | Distributed from 923 Generation And Fuel | 2021
4767 | 2022 | CO | Vestas Towers America, Inc. | 57643 | V100 |  | OP | WT | WND | 1.8 | 0.114 | 1803 | 6490.7481 | 791 | 2847.5772 | Distributed from 923 Generation And Fuel | 2010
4768 | 2022 | CO | Victory Solar LLC | 60764 | PV1 |  | OP | PV | SUN | 12.8 | 0.209 | 23400 | 84239.3261 | 11829 | 42584.0593 | Distributed from 923 Generation And Fuel | 2016
4769 | 2022 | CO | Vilas Solar Array | 61606 | 1 |  | OP | PV | SUN | 4 | 0.297 | 10396 | 37425.3006 | 5255 | 18917.8487 | Distributed from 923 Generation And Fuel | 2017
4770 | 2022 | CO | Weld 1 Community Solar Array | 60720 | WELD1 |  | OP | PV | SUN | 1.5 | 0.272 | 3576 | 12873.497 | 1808 | 6508.7479 | Distributed from 923 Generation And Fuel | 2017
4771 | 2022 | CO | Western Sugar Coop- Ft Morgan | 58081 | ATB-2 |  | OP | ST | NG | 3 | 0.341 | 8972 | 32298.9416 | 1626 | 5853.5532 | EIA-923 Generator File | 1947
4772 | 2022 | CO | Whiskey Hill Solar | 63164 | WHSKY |  | OP | PV | SUN | 1 | 0.272 | 2385 | 8585.9313 | 1206 | 4341.5653 | Distributed from 923 Generation And Fuel | 2019
4773 | 2022 | CO | Williams Fork Hydro Plant | 10422 | GEN1 |  | OP | HY | WAT | 3 | 0.4 | 10512 | 37842.8973 | 4770 | 17171.8626 | Distributed from 923 Generation And Fuel | 1959
4774 | 2022 | CO | Williams Fork Hydro Plant | 10422 | GEN2 |  | OP | HY | WAT | 0.5 | 0.4 | 1752 | 6307.1495 | 795 | 2861.9771 | Distributed from 923 Generation And Fuel | 2012
4775 | 2022 | CO | Williams Ignacio Natural Gas Plant | 50205 | 7101 |  | OP | ST | WH | 6.1 | 0.871 | 46524 | 167485.0601 | 20124 | 72445.8204 | Distributed from 923 Generation And Fuel | 1984
4776 | 2022 | CO | WWRF Solar Plant | 56922 | EAST |  | OP | PV | SUN | 0.5 | 0.159 | 694.667 | 2500.7812 | 351.333 | 1264.7887 | Distributed from 923 Generation And Fuel | 2009
4777 | 2022 | CO | WWRF Solar Plant | 56922 | WEST |  | OP | PV | SUN | 1 | 0.159 | 1389.333 | 5001.5588 | 702.667 | 2529.581 | Distributed from 923 Generation And Fuel | 2009
4778 | 2022 | CO | Xcel Adams 1 Community Solar Array | 60726 | ADCO1 |  | OP | PV | SUN | 1.8 | 0.228 | 3600 | 12959.8963 | 1820 | 6551.9476 | Distributed from 923 Generation And Fuel | 2017
4779 | 2022 | CO | Xcel Adams 2 Community Solar Array | 60725 | ADCO2 |  | OP | PV | SUN | 1.5 | 0.279 | 3669 | 13208.2943 | 1855 | 6677.9466 | Distributed from 923 Generation And Fuel | 2017
4780 | 2022 | CT | A L Pierce | 6635 | 4 |  | OP | GT | NG | 84 | 0.001 | 581 | 2091.5833 | 0 | 0 | Distributed from 923 Generation And Fuel | 2007
4781 | 2022 | CT | Adams Solar | 62026 | ADAMS |  | OP | PV | SUN | 1 | 0.181 | 1582 | 5695.1544 | 901 | 3243.5741 | Distributed from 923 Generation And Fuel | 2018
4782 | 2022 | CT | Advance Stores Company, Inc | 59788 | PV1 |  | OP | PV | SUN | 1 | 0.157 | 1371 | 4935.5605 | 781 | 2811.5775 | Distributed from 923 Generation And Fuel | 2014
4783 | 2022 | CT | ALDI DC 2 | 62615 | ADC2 |  | OP | PV | SUN | 1.2 |  | GENYRONL: 2018
4784 | 2022 | CT | Algonquin Windsor Locks | 10567 | GTG |  | OP | CT | NG | 40 | 0.048 | 16949.78 | 61018.7199 | 4963.49 | 17868.4211 | EIA-923 Generator File | 1990
4785 | 2022 | CT | Algonquin Windsor Locks | 10567 | GTG2 |  | OP | CT | NG | 15 | 0.858 | 112692.66 | 405690.3305 | 48401.06 | 174242.4221 | EIA-923 Generator File | 2012
4786 | 2022 | CT | Algonquin Windsor Locks | 10567 | STG | 1 | OP | CA | NG | 16 | 0.032 | 4475.58 | 16111.9591 | 2285.32 | 8227.0862 | EIA-923 Generator File | 1990
4787 | 2022 | CT | Amazon BDL3 Solar Project | 63537 | BLD3 |  | OP | PV | SUN | 1 | 0.122 | 1066 | 3837.5693 | 607 | 2185.1825 | Distributed from 923 Generation And Fuel | 2019
4788 | 2022 | CT | Antares-GRE 314 East Lyme LLC | 59495 | GRE01 |  | OP | PV | SUN | 4 | 0.115 | 4030 | 14507.8839 | 2130 | 7667.9387 | Distributed from 923 Generation And Fuel | 2014
4789 | 2022 | CT | Backus Microgrid Project | 59415 | BMP1 |  | OP | IC | DFO | 2.6 | 0.009 | 199 | 716.3943 | 87.75 | 315.8975 | Distributed from 923 Generation And Fuel | 2014
4790 | 2022 | CT | Backus Microgrid Project | 59415 | BMP2 |  | OP | IC | DFO | 2.6 | 0.009 | 199 | 716.3943 | 87.75 | 315.8975 | Distributed from 923 Generation And Fuel | 2014
4791 | 2022 | CT | Backus Microgrid Project | 59415 | BMP3 |  | OP | IC | DFO | 2.6 | 0.009 | 199 | 716.3943 | 87.75 | 315.8975 | Distributed from 923 Generation And Fuel | 2014
4792 | 2022 | CT | Backus Microgrid Project | 59415 | BMP4 |  | OP | IC | DFO | 2.6 | 0.009 | 199 | 716.3943 | 87.75 | 315.8975 | Distributed from 923 Generation And Fuel | 2014
4793 | 2022 | CT | Barrett Farm Solar - Phase I | 61728 | 10263 |  | OP | PV | SUN | 1.7 | 0.195 | 2899 | 10436.3165 | 1652 | 5947.1524 | Distributed from 923 Generation And Fuel | 2017
4794 | 2022 | CT | Barrow Solar | 65287 | BARRO |  | OP | PV | SUN | 2 | 0.208 | 3646 | 13125.495 | 2077 | 7477.1402 | Distributed from 923 Generation And Fuel | 2021
4795 | 2022 | CT | Becton Canaan | 63262 | PH1GR |  | OP | PV | SUN | 1.5 | 0.159 | 2095.8 | 7544.8196 | 1194 | 4298.3656 | Distributed from 923 Generation And Fuel | 2018
4796 | 2022 | CT | Becton Canaan | 63262 | PH1RF |  | OP | PV | SUN | 0.5 | 0.159 | 698.6 | 2514.9399 | 398 | 1432.7885 | Distributed from 923 Generation And Fuel | 2018
4797 | 2022 | CT | Becton Canaan | 63262 | PH2RF |  | OP | PV | SUN | 0.5 | 0.159 | 698.6 | 2514.9399 | 398 | 1432.7885 | Distributed from 923 Generation And Fuel | 2019
4798 | 2022 | CT | Blair Solar | 64217 | BLAIR |  | OP | PV | SUN | 1 | 0.191 | 1673 | 6022.7518 | 953 | 3430.7726 | Distributed from 923 Generation And Fuel | 2021
4799 | 2022 | CT | Bradley Energy Center | 58327 | UNIT1 |  | OP | IC | NG | 1.5 | 0.271 | 3566.638 | 12839.7941 | 1683.621 | 6060.9871 | Distributed from 923 Generation And Fuel | 2002
4800 | 2022 | CT | Bradley Energy Center | 58327 | UNIT2 |  | OP | IC | NG | 1.2 | 0.271 | 2853.31 | 10271.8338 | 1346.897 | 4848.7904 | Distributed from 923 Generation And Fuel | 2002
4801 | 2022 | CT | Bradley Energy Center | 58327 | UNIT3 |  | OP | IC | NG | 1.2 | 0.271 | 2853.31 | 10271.8338 | 1346.897 | 4848.7904 | Distributed from 923 Generation And Fuel | 2002
4802 | 2022 | CT | Bradley Energy Center | 58327 | UNIT4 |  | OP | IC | NG | 1.9 | 0.271 | 4517.741 | 16263.7375 | 2132.586 | 7677.2482 | Distributed from 923 Generation And Fuel | 2010
4803 | 2022 | CT | Branford | 540 | UN10 |  | OP | GT | KER | 21.8 | 0.001 | 153 | 550.7956 | 11 | 39.5997 | Distributed from 923 Generation And Fuel | 1967
4804 | 2022 | CT | Brass Mill Center | 63288 | BMC |  | OP | PV | SUN | 3.4 |  | GENYRONL: 2017
4805 | 2022 | CT | Bridge Street 1 & 2 | 57598 | BS1 |  | OP | IC | DFO | 2.6 | 0.01 | 227.5 | 818.9934 | 16 | 57.5995 | Distributed from 923 Generation And Fuel | 2010
4806 | 2022 | CT | Bridge Street 1 & 2 | 57598 | BS2 |  | OP | IC | DFO | 2.6 | 0.01 | 227.5 | 818.9934 | 16 | 57.5995 | Distributed from 923 Generation And Fuel | 2010
4807 | 2022 | CT | Bridgeport Energy Project | 55042 | GEN1 |  | OP | CT | NG | 170 | 0.564 | 839535 | 3022301.8216 | 324117 | 1166811.8655 | EIA-923 Generator File | 1998
4808 | 2022 | CT | Bridgeport Energy Project | 55042 | GEN2 |  | OP | CT | NG | 170 | 0.557 | 828939 | 2984156.5267 | 331827 | 1194567.6435 | EIA-923 Generator File | 1998
4809 | 2022 | CT | Bridgeport Energy Project | 55042 | GEN3 | 2 | OP | CA | NG | 180 | 0.576 | 907768 | 3267938.6565 | 358470 | 1290481.6761 | EIA-923 Generator File | 1999
4810 | 2022 | CT | Bridgeport Fuel Cell, LLC | 58551 | 1 |  | OP | FC | NG | 16.6 | 0.767 | 111568 | 401641.5869 | 52665 | 189592.4833 | Distributed from 923 Generation And Fuel | 2013
4811 | 2022 | CT | Bridgeport Station | 568 | 501 |  | OP | CT | NG | 375.7 | 0.753 | 2479582 | 8926423.7886 | 1341208 | 4828310.1735 | EIA-923 Generator File | 2019
4812 | 2022 | CT | Bridgeport Station | 568 | 502 | 1 | OP | CA | NG | 200.6 | 0.401 | 705332 | 2539174.8866 | 312251 | 1124094.6072 | EIA-923 Generator File | 2019
4813 | 2022 | CT | Bristol Solar One, LLC | 64978 | BRIS1 |  | OP | PV | SUN | 3 | 0.21 | 5527 | 19897.0408 | 3149 | 11336.3093 | Distributed from 923 Generation And Fuel | 2021
4814 | 2022 | CT | Bulls Bridge | 541 | 1 |  | OP | HY | WAT | 1.2 | 0.532 | 5592 | 20131.039 | 1569.333 | 5649.5536 | Distributed from 923 Generation And Fuel | 1903
4815 | 2022 | CT | Bulls Bridge | 541 | 2 |  | OP | HY | WAT | 1.2 | 0.532 | 5592 | 20131.039 | 1569.333 | 5649.5536 | Distributed from 923 Generation And Fuel | 1903
4816 | 2022 | CT | Bulls Bridge | 541 | 3 |  | OP | HY | WAT | 1.2 | 0.532 | 5592 | 20131.039 | 1569.333 | 5649.5536 | Distributed from 923 Generation And Fuel | 1903
4817 | 2022 | CT | Bulls Bridge | 541 | 4 |  | OP | HY | WAT | 1.2 | 0.532 | 5592 | 20131.039 | 1569.333 | 5649.5536 | Distributed from 923 Generation And Fuel | 1903
4818 | 2022 | CT | Bulls Bridge | 541 | 5 |  | OP | HY | WAT | 1.2 | 0.532 | 5592 | 20131.039 | 1569.333 | 5649.5536 | Distributed from 923 Generation And Fuel | 1903
4819 | 2022 | CT | Bulls Bridge | 541 | 6 |  | OP | HY | WAT | 1.2 | 0.532 | 5592 | 20131.039 | 1569.333 | 5649.5536 | Distributed from 923 Generation And Fuel | 1903
4820 | 2022 | CT | Burlington Solar 1 | 65784 | BS1 |  | OP | PV | SUN | 3.5 | 0.106 | 3238 | 11656.7067 | 1905 | 6857.9451 | Distributed from 923 Generation And Fuel | 2022
4821 | 2022 | CT | Canis Major Solar Farm | 61398 | S1980 |  | OP | PV | SUN | 2 | 0.214 | 3758 | 13528.6918 | 2141 | 7707.5383 | Distributed from 923 Generation And Fuel | 2016
4822 | 2022 | CT | Canis Minor Solar Farm | 61408 | B1000 |  | OP | PV | SUN | 1 | 0.21 | 1840 | 6623.947 | 1048 | 3772.7698 | Distributed from 923 Generation And Fuel | 2016
4823 | 2022 | CT | CCSU Co-Gen-STBY Gen | 58224 | EC#1 |  | SB | IC | NG | 1.3 | 0 | 5.308 | 19.1086 | 2.506 | 9.0215 | Data from EIA-923 Generator File overwritten with distributed data from EIA-923 Generation and Fuel | 2004
4824 | 2022 | CT | CCSU Co-Gen-STBY Gen | 58224 | EC#2 |  | SB | IC | NG | 1.3 | 0 | 5.308 | 19.1086 | 2.506 | 9.0215 | Data from EIA-923 Generator File overwritten with distributed data from EIA-923 Generation and Fuel | 2004
4825 | 2022 | CT | CCSU Co-Gen-STBY Gen | 58224 | GRND |  | SB | IC | DFO | 0.3 | 0 | 1.225 | 4.41 | 0.578 | 2.0808 | Data from EIA-923 Generator File overwritten with distributed data from EIA-923 Generation and Fuel | 2012
4826 | 2022 | CT | CCSU Co-Gen-STBY Gen | 58224 | MEMH |  | SB | IC | DFO | 0.7 | 0 | 2.858 | 10.2887 | 1.349 | 4.8564 | Data from EIA-923 Generator File overwritten with distributed data from EIA-923 Generation and Fuel | 1993
4827 | 2022 | CT | CCSU Fuel Cell Project | 58237 | CCSU |  | OP | FC | NG | 1.4 | 0.701 | 8596 | 30945.3524 | 4058 | 14608.6831 | Distributed from 923 Generation And Fuel | 2012
4828 | 2022 | CT | Cellu Tissue | 58116 | GEN1 |  | OP | IC | NG | 3 | 0.43 | 11297 | 40668.8746 | 5792 | 20851.0332 | Distributed from 923 Generation And Fuel | 2009
4829 | 2022 | CT | CJTS Energy Center | 58365 | UNIT7 |  | OA | FC | NG | 0.4 |  | GENYRONL: 2013
4830 | 2022 | CT | Clinton Solar | 65152 | CLINT |  | OP | PV | SUN | 1 | 0.2 | 1754 | 6314.3495 | 999 | 3596.3712 | Distributed from 923 Generation And Fuel | 2021
4831 | 2022 | CT | CMEEC - Bozrah | 60225 | PV1 |  | OP | PV | SUN | 2.5 | 0.145 | 3179 | 11444.3084 | 1811 | 6519.5478 | Distributed from 923 Generation And Fuel | 2016
4832 | 2022 | CT | CMEEC - Navy NE Trident | 60608 | PV1 |  | OP | PV | SUN | 1 | 0.169 | 1481 | 5331.5573 | 844 | 3038.3757 | Distributed from 923 Generation And Fuel | 2017
4833 | 2022 | CT | CMEEC - Norwich Stott St Solar Hybrid | 60609 | BA1 |  | OP | BA | MWH | 0.8 | -0.003 | -18 | -64.7995 | -8 | -28.7998 | Distributed from 923 Generation And Fuel | 2016
4834 | 2022 | CT | CMEEC - Norwich Stott St Solar Hybrid | 60609 | PV1 |  | OP | PV | SUN | 3.5 | 0.189 | 5804 | 20894.2328 | 3306 | 11901.5048 | Distributed from 923 Generation And Fuel | 2016
4835 | 2022 | CT | CMEEC - Polaris Park Solar Hybrid | 60607 | BA1 |  | OP | BA | MWH | 0.8 | -0.015 | -106 | -381.5969 | -45 | -161.9987 | Distributed from 923 Generation And Fuel | 2017
4836 | 2022 | CT | CMEEC - Polaris Park Solar Hybrid | 60607 | PV1 |  | OP | PV | SUN | 3.5 | 0.166 | 5097 | 18349.0532 | 2904 | 10454.3164 | Distributed from 923 Generation And Fuel | 2017
4837 | 2022 | CT | CMEEC - Rogers Rd Solar | 60605 | PV1 |  | OP | PV | SUN | 1.3 | 0.16 | 1820 | 6551.9476 | 1037 | 3733.1701 | Distributed from 923 Generation And Fuel | 2017
4838 | 2022 | CT | Conn Mun Electric Energy Coop | 60228 | PV1 |  | OP | PV | SUN | 1 | 0.158 | 1382 | 4975.1602 | 787 | 2833.1773 | Distributed from 923 Generation And Fuel | 2016
4839 | 2022 | CT | Connecticut College | 66152 | CNC00 |  | OP | FC | NG | 1.2 | 0.892 | 9375 | 33749.73 | 4425 | 15929.8726 | Distributed from 923 Generation And Fuel | 2019
4840 | 2022 | CT | Corbin Russwin Phase 3 Berlin | 63358 | CRP3B |  | OP | PV | SUN | 1 | 0.205 | 1794 | 6458.3483 | 1022 | 3679.1706 | Distributed from 923 Generation And Fuel | 2018
4841 | 2022 | CT | Cos Cob | 542 | UN10 |  | OP | GT | KER | 25 | 0.001 | 308.261 | 1109.7307 | 21.739 | 78.2598 | Distributed from 923 Generation And Fuel | 1969
4842 | 2022 | CT | Cos Cob | 542 | UN11 |  | OP | GT | KER | 25 | 0.001 | 308.261 | 1109.7307 | 21.739 | 78.2598 | Distributed from 923 Generation And Fuel | 1969
4843 | 2022 | CT | Cos Cob | 542 | UN12 |  | OP | GT | KER | 25 | 0.001 | 308.261 | 1109.7307 | 21.739 | 78.2598 | Distributed from 923 Generation And Fuel | 1969
4844 | 2022 | CT | Cos Cob | 542 | UN13 |  | OP | GT | KER | 20 | 0.001 | 246.609 | 887.7853 | 17.391 | 62.6071 | Distributed from 923 Generation And Fuel | 2008
4845 | 2022 | CT | Cos Cob | 542 | un14 |  | OP | GT | KER | 20 | 0.001 | 246.609 | 887.7853 | 17.391 | 62.6071 | Distributed from 923 Generation And Fuel | 2008
4846 | 2022 | CT | Covanta Bristol Energy | 50648 | GEN1 | 2 | OP | ST | MSW | 16.3 | 0.706 | 100776 | 362790.6977 | 41185 | 148264.8139 | EIA-923 Generator File | 1987
4847 | 2022 | CT | Covanta Southeastern Connecticut Company | 10646 | GEN1 | 2 | OP | ST | MSW | 18.3 | 0.731 | 117228 | 422017.4239 | 45383 | 163377.493 | EIA-923 Generator File | 1991
4848 | 2022 | CT | CP Middletown Solar I LLC | 63374 | CPMI1 |  | OP | PV | SUN | 1 | 0.205 | 1800 | 6479.9482 | 1025 | 3689.9705 | Distributed from 923 Generation And Fuel | 2019
4849 | 2022 | CT | CP Middletown Solar II LLC | 63375 | CPMI2 |  | OP | PV | SUN | 1 | 0.204 | 1783 | 6418.7487 | 1016 | 3657.5707 | Distributed from 923 Generation And Fuel | 2019
4850 | 2022 | CT | CPV Towantic Energy Center | 56047 | CTG1 |  | OP | CT | NG | 280.5 | 0.67 | 1647049 | 5929328.9654 | 843744 | 3037454.1004 | EIA-923 Generator File | 2018
4851 | 2022 | CT | CPV Towantic Energy Center | 56047 | CTG2 |  | OP | CT | NG | 280.5 | 0.693 | 1702513 | 6128997.768 | 833815 | 3001709.9863 | EIA-923 Generator File | 2018
4852 | 2022 | CT | CPV Towantic Energy Center | 56047 | STG | 2 | OP | CA | NG | 280.5 | 0.653 | 1603539 | 5772694.2184 | 825585 | 2972082.2233 | EIA-923 Generator File | 2018
4853 | 2022 | CT | CT Resource Rec Authority Facility | 54945 | NO 5 | 3 | RE | ST | MSW | 45 | 0.213 | 84073 | 302660.3787 | 26860 | 96695.2264 | EIA-923 Generator File | 1988 | 2022
4854 | 2022 | CT | CT Resource Rec Authority Facility | 54945 | NO 6 | 3 | RE | ST | MSW | 45 | 0.089 | 34977 | 125916.1927 | 17269 | 62167.9027 | EIA-923 Generator File | 1988 | 2022
4855 | 2022 | CT | Danbury Hospital Cogen Plant | 58152 | GEN1 |  | OP | GT | NG | 4.3 | 0.631 | 23760 | 85535.3157 | 11216 | 40377.277 | Distributed from 923 Generation And Fuel | 2011
4856 | 2022 | CT | Derby Hydro | 10063 | GEN1 |  | OP | HY | WAT | 4 | 0.29 | 10164.186 | 36590.7769 | 2852.558 | 10269.1266 | Distributed from 923 Generation And Fuel | 1989
4857 | 2022 | CT | Derby Hydro | 10063 | GEN2 |  | OP | HY | WAT | 4 | 0.29 | 10164.186 | 36590.7769 | 2852.558 | 10269.1266 | Distributed from 923 Generation And Fuel | 1989
4858 | 2022 | CT | Derby Hydro | 10063 | GEN3 |  | SB | HY | WAT | 0.3 | 0.29 | 762.314 | 2744.3084 | 213.942 | 770.185 | Distributed from 923 Generation And Fuel | 1989
4859 | 2022 | CT | Derby Hydro | 10063 | GEN4 |  | SB | HY | WAT | 0.3 | 0.29 | 762.314 | 2744.3084 | 213.942 | 770.185 | Distributed from 923 Generation And Fuel | 1989
4860 | 2022 | CT | Devon Station | 544 | 10 |  | OP | GT | KER | 18.6 | 0 | 53.811 | 193.7181 | 6.183 | 22.2586 | Distributed from 923 Generation And Fuel | 1985
4861 | 2022 | CT | Devon Station | 544 | 11 |  | OP | GT | KER | 51 | 0 | 147.547 | 531.165 | 16.954 | 61.0339 | Distributed from 923 Generation And Fuel | 1996
4862 | 2022 | CT | Devon Station | 544 | 12 |  | OP | GT | KER | 51 | 0 | 147.547 | 531.165 | 16.954 | 61.0339 | Distributed from 923 Generation And Fuel | 1996
4863 | 2022 | CT | Devon Station | 544 | 13 |  | OP | GT | KER | 51 | 0 | 147.547 | 531.165 | 16.954 | 61.0339 | Distributed from 923 Generation And Fuel | 1996
4864 | 2022 | CT | Devon Station | 544 | 14 |  | OP | GT | KER | 51 | 0 | 147.547 | 531.165 | 16.954 | 61.0339 | Distributed from 923 Generation And Fuel | 1996
4865 | 2022 | CT | Dickinson Solar (CT) | 63245 | DCKN |  | OP | PV | SUN | 2 | 0.165 | 2891 | 10407.5167 | 1647 | 5929.1526 | Distributed from 923 Generation And Fuel | 2020
4866 | 2022 | CT | Digital Fairfield | 62455 | DGR01 |  | OP | FC | NG | 2 | 0.6 | 10507 | 37824.8974 | 4960 | 17855.8572 | Distributed from 923 Generation And Fuel | 2018
4867 | 2022 | CT | DWW Solar ll | 62657 | DWWS |  | OP | PV | SUN | 36.9 | 0.158 | 51232 | 184433.7245 | 29983 | 107937.9365 | Distributed from 923 Generation And Fuel | 2019
4868 | 2022 | CT | East Windsor Solar One | 65667 | EWS1 |  | OP | PV | SUN | 5 | 0.153 | 6693 | 24094.6072 | 3813 | 13726.6902 | Distributed from 923 Generation And Fuel | 2021
4869 | 2022 | CT | Emerald Gardens PKI, LLC | 66429 | EPKI1 |  | OP | PV | SUN | 0.8 | 0.194 | 1363 | 4906.7607 | 776.5 | 2795.3776 | Distributed from 923 Generation And Fuel | 2021
4870 | 2022 | CT | Emerald Gardens PKI, LLC | 66429 | EPKI2 |  | OP | PV | SUN | 0.8 | 0.194 | 1363 | 4906.7607 | 776.5 | 2795.3776 | Distributed from 923 Generation And Fuel | 2021
4871 | 2022 | CT | Fairfield University CHP Plant | 56928 | CHP1 |  | OP | GT | NG | 4.5 | 0.618 | 24361 | 87698.8984 | 11499 | 41396.0688 | Distributed from 923 Generation And Fuel | 2007
4872 | 2022 | CT | Falls Village | 560 | 1 |  | OP | HY | WAT | 3 | 0.461 | 12115 | 43613.6511 | 3400 | 12239.9021 | Distributed from 923 Generation And Fuel | 1914
4873 | 2022 | CT | Falls Village | 560 | 2 |  | OP | HY | WAT | 3 | 0.461 | 12115 | 43613.6511 | 3400 | 12239.9021 | Distributed from 923 Generation And Fuel | 1914
4874 | 2022 | CT | Falls Village | 560 | 3 |  | OP | HY | WAT | 3 | 0.461 | 12115 | 43613.6511 | 3400 | 12239.9021 | Distributed from 923 Generation And Fuel | 1914
4875 | 2022 | CT | FDX010.0 FedEx Fuel Cell | 64753 | FDX10 |  | OP | FC | NG | 1 | 0.767 | 6715 | 24173.8066 | 3170 | 11411.9087 | Distributed from 923 Generation And Fuel | 2018
4876 | 2022 | CT | Few Solar | 64219 | FEW |  | OP | PV | SUN | 1 | 0.194 | 1702 | 6127.151 | 970 | 3491.9721 | Distributed from 923 Generation And Fuel | 2021
4877 | 2022 | CT | Fort Hill 1, 2, 3 & 4 | 57599 | FH1 |  | OP | IC | DFO | 2.6 | 0.008 | 173.5 | 624.595 | 74.5 | 268.1979 | Distributed from 923 Generation And Fuel | 2010
4878 | 2022 | CT | Fort Hill 1, 2, 3 & 4 | 57599 | FH2 |  | OP | IC | DFO | 2.6 | 0.008 | 173.5 | 624.595 | 74.5 | 268.1979 | Distributed from 923 Generation And Fuel | 2010
4879 | 2022 | CT | Fort Hill 1, 2, 3 & 4 | 57599 | FH3 |  | OP | IC | DFO | 2.6 | 0.008 | 173.5 | 624.595 | 74.5 | 268.1979 | Distributed from 923 Generation And Fuel | 2010
4880 | 2022 | CT | Fort Hill 1, 2, 3 & 4 | 57599 | FH4 |  | OP | IC | DFO | 2.6 | 0.008 | 173.5 | 624.595 | 74.5 | 268.1979 | Distributed from 923 Generation And Fuel | 2010
4881 | 2022 | CT | Foxwoods CoGen | 57666 | CT1 |  | OP | CT | NG | 6.6 | 0.09 | 5194.35 | 18699.5104 | 2441.894 | 8790.7481 | EIA-923 Generator File | 2010
4882 | 2022 | CT | Foxwoods CoGen | 57666 | CT2 |  | OP | CT | NG | 6.6 | 0.089 | 5151.67 | 18545.8636 | 2441.894 | 8790.7481 | EIA-923 Generator File | 2010
4883 | 2022 | CT | Foxwoods CoGen | 57666 | STG1 |  | OP | CA | NG | 3 | 0.006 | 169.75 | 611.0951 | 80.13 | 288.4657 | EIA-923 Generator File | 2016
4884 | 2022 | CT | Franklin Drive | 561 | UN19 |  | OP | GT | KER | 21.8 | 0.002 | 319 | 1148.3908 | 22 | 79.1994 | Distributed from 923 Generation And Fuel | 1968
4885 | 2022 | CT | Franklin Solar | 62021 | FRANK |  | OP | PV | SUN | 1 | 0.186 | 1630 | 5867.9531 | 929 | 3344.3732 | Distributed from 923 Generation And Fuel | 2018
4886 | 2022 | CT | Frito Lay Incorporated | 58664 | COGEN |  | OP | GT | NG | 4.6 | 0.585 | 23588 | 84916.1207 | 10922 | 39318.8854 | Distributed from 923 Generation And Fuel | 2009
4887 | 2022 | CT | Fusion Solar Center LLC | 58876 | PV |  | OP | PV | SUN | 20 | 0.235 | 41175 | 148228.8142 | 21393 | 77014.1839 | Distributed from 923 Generation And Fuel | 2018
4888 | 2022 | CT | Gary Court 1 & 2 | 57601 | GC1 |  | OP | IC | DFO | 2.6 | 0.01 | 231 | 831.5933 | 16 | 57.5995 | Distributed from 923 Generation And Fuel | 2010
4889 | 2022 | CT | Gary Court 1 & 2 | 57601 | GC2 |  | OP | IC | DFO | 2.6 | 0.01 | 231 | 831.5933 | 16 | 57.5995 | Distributed from 923 Generation And Fuel | 2010
4890 | 2022 | CT | GenConn Devon LLC | 57070 | 15 |  | OP | GT | KER | 60.5 | 0 | -68.25 | -245.698 | -5.25 | -18.8998 | Distributed from 923 Generation And Fuel | 2010
4891 | 2022 | CT | GenConn Devon LLC | 57070 | 16 |  | OP | GT | KER | 60.5 | 0 | -68.25 | -245.698 | -5.25 | -18.8998 | Distributed from 923 Generation And Fuel | 2010
4892 | 2022 | CT | GenConn Devon LLC | 57070 | 17 |  | OP | GT | KER | 60.5 | 0 | -68.25 | -245.698 | -5.25 | -18.8998 | Distributed from 923 Generation And Fuel | 2010
4893 | 2022 | CT | GenConn Devon LLC | 57070 | 18 |  | OP | GT | KER | 60.5 | 0 | -68.25 | -245.698 | -5.25 | -18.8998 | Distributed from 923 Generation And Fuel | 2010
4894 | 2022 | CT | Generate Colchester Fuel Cells, LLC | 66053 | GCFC |  | OP | FC | NG | 10 | 0.957 | 83820 | 301749.586 | 39567 | 142440.0605 | Distributed from 923 Generation And Fuel | 2021
4895 | 2022 | CT | Goodwin Hydroelectric | 54302 | G1 |  | OP | HY | WAT | 1.6 | 0.327 | 4585 | 16505.868 | 1287 | 4633.1629 | Distributed from 923 Generation And Fuel | 1986
4896 | 2022 | CT | Goodwin Hydroelectric | 54302 | G2 |  | OP | HY | WAT | 1.6 | 0.327 | 4585 | 16505.868 | 1287 | 4633.1629 | Distributed from 923 Generation And Fuel | 1986
4897 | 2022 | CT | Hamilton Solar | 62025 | HAMLT |  | OP | PV | SUN | 1 | 0.184 | 1615 | 5813.9535 | 920 | 3311.9735 | Distributed from 923 Generation And Fuel | 2018
4898 | 2022 | CT | Hartford Hospital Cogeneration | 52061 | GEN2 |  | OP | CA | NG | 4.2 | 0 | 0 | 0 | 0 | 0 | EIA-923 Generator File | 1988 | 2025
4899 | 2022 | CT | Hartford Hospital Cogeneration | 52061 | GEN3 |  | OP | CT | NG | 6.2 | 0.705 | 38309 | 137911.2967 | 18083.574 | 65100.3456 | EIA-923 Generator File | 1988 | 2025
4900 | 2022 | CT | Hartford Hospital Cogeneration | 52061 | GEN4 |  | OP | FC | NG | 1.4 | 0.837 | 10262 | 36942.9045 | 4844 | 17438.2605 | Distributed from 923 Generation And Fuel | 2014 | 2029
4901 | 2022 | CT | Hartford Landfill Solar EGF | 60909 | PV1 |  | OP | PV | SUN | 1 | 0.174 | 1527 | 5497.156 | 870 | 3131.9749 | Distributed from 923 Generation And Fuel | 2014
4902 | 2022 | CT | HSCo CHP | 57179 | 1 |  | OP | GT | NG | 4 | 0.755 | 26472 | 95298.4376 | 12496 | 44985.2401 | Distributed from 923 Generation And Fuel | 2009 | 2039
4903 | 2022 | CT | IBM Southbury | 59801 | IBM00 |  | OP | FC | NG | 1.1 | 0.53 | 5109 | 18392.2529 | 2412 | 8683.1305 | Distributed from 923 Generation And Fuel | 2014
4904 | 2022 | CT | IKEA New Haven Rooftop PV & Fuel Cell | 61820 | 213FC |  | OP | FC | NG | 0.3 | 0.534 | 1404 | 5054.3596 | 663 | 2386.7809 | Distributed from 923 Generation And Fuel | 2016
4905 | 2022 | CT | IKEA New Haven Rooftop PV & Fuel Cell | 61820 | 213PV |  | OP | PV | SUN | 0.8 | 0.34 | 2385 | 8585.9313 | 1359 | 4892.3609 | Distributed from 923 Generation And Fuel | 2012
4906 | 2022 | CT | Jackson Solar (CT) | 63240 | JACK |  | OP | PV | SUN | 1 | 0.179 | 1569 | 5648.3548 | 894 | 3218.3743 | Distributed from 923 Generation And Fuel | 2019
4907 | 2022 | CT | Jefferson Solar | 62024 | JEFRS |  | OP | PV | SUN | 1 | 0.182 | 1598 | 5752.754 | 910 | 3275.9738 | Distributed from 923 Generation And Fuel | 2018
4908 | 2022 | CT | Jewett City 1 | 57602 | JC1 |  | OP | IC | DFO | 2.6 | 0.009 | 215 | 773.9938 | 15 | 53.9996 | Distributed from 923 Generation And Fuel | 2010
4909 | 2022 | CT | Kimberly Clark-Unit 1,2,3 | 58084 | GT100 |  | OP | CT | NG | 16.1 | 0.82 | 115715 | 416570.6674 | 46838 | 168615.4511 | EIA-923 Generator File | 2008
4910 | 2022 | CT | Kimberly Clark-Unit 1,2,3 | 58084 | GT200 |  | OP | GT | NG | 16.1 | 0.75 | 105744 | 380675.3546 | 49916 | 179696.1624 | Distributed from 923 Generation And Fuel | 2008
4911 | 2022 | CT | Kimberly Clark-Unit 1,2,3 | 58084 | GT300 | 1 | OP | CA | NG | 4.1 | 0.366 | 13145 | 47321.6214 | 7016 | 25257.3979 | EIA-923 Generator File | 2008
4912 | 2022 | CT | Kinneytown New Old | 54385 | GEN1 |  | OP | HY | WAT | 0.8 | 0 | 0 | 0 | 0 | 0 | Distributed from 923 Generation And Fuel | 1986
4913 | 2022 | CT | Kinneytown New Old | 54385 | GEN2 |  | OP | HY | WAT | 1.5 | 0 | 0 | 0 | 0 | 0 | Distributed from 923 Generation And Fuel | 1995
4914 | 2022 | CT | Kleen Energy Systems Project | 56798 | ST | 2 | OP | CA | NG | 295 | 0.36 | 931151 | 3352116.7831 | 644561 | 2320401.0368 | EIA-923 Generator File | 2011
4915 | 2022 | CT | Kleen Energy Systems Project | 56798 | U1 |  | OP | CT | NG | 199 | 0.441 | 768696 | 2767283.4617 | 486627 | 1751843.1853 | EIA-923 Generator File | 2011
4916 | 2022 | CT | Kleen Energy Systems Project | 56798 | U2 |  | OP | CT | NG | 199 | 0.411 | 716381 | 2578950.9684 | 511217 | 1840366.4771 | EIA-923 Generator File | 2011
4917 | 2022 | CT | Lake Road Generating Plant | 55149 | U1 | 1 | OP | CS | NG | 280 | 0.777 | 1904984 | 6857887.5369 | 801194 | 2884275.3258 | EIA-923 Generator File | 2002
4918 | 2022 | CT | Lake Road Generating Plant | 55149 | U2 | 1 | OP | CS | NG | 280 | 0.792 | 1941506 | 6989365.6851 | 837079 | 3013460.2923 | EIA-923 Generator File | 2002
4919 | 2022 | CT | Lake Road Generating Plant | 55149 | U3 | 1 | OP | CS | NG | 280 | 0.765 | 1876504 | 6755360.3571 | 785563 | 2828004.176 | EIA-923 Generator File | 2002
4920 | 2022 | CT | Lebanon Pines 1 & 2 | 57604 | LP1 |  | OP | IC | DFO | 2.6 | 0.01 | 230 | 827.9934 | 16 | 57.5995 | Distributed from 923 Generation And Fuel | 2010
4921 | 2022 | CT | Lebanon Pines 1 & 2 | 57604 | LP2 |  | OP | IC | DFO | 2.6 | 0.01 | 230 | 827.9934 | 16 | 57.5995 | Distributed from 923 Generation And Fuel | 2010
4922 | 2022 | CT | LNG 1 & 2 | 57603 | LNG1 |  | OP | IC | DFO | 2.6 | 0.01 | 233 | 838.7933 | 16.5 | 59.3995 | Distributed from 923 Generation And Fuel | 2010
4923 | 2022 | CT | LNG 1 & 2 | 57603 | LNG2 |  | OP | IC | DFO | 2.6 | 0.01 | 233 | 838.7933 | 16.5 | 59.3995 | Distributed from 923 Generation And Fuel | 2010
4924 | 2022 | CT | Madison Solar | 64218 | MADIS |  | OP | PV | SUN | 1 | 0.194 | 1697 | 6109.1511 | 967 | 3481.1722 | Distributed from 923 Generation And Fuel | 2021
4925 | 2022 | CT | Manchester Community College East | 62639 | 10307 |  | OP | PV | SUN | 1 | 0.184 | 1611 | 5799.5536 | 918 | 3304.7736 | Distributed from 923 Generation And Fuel | 2018
4926 | 2022 | CT | Manchester Community College North | 62640 | 10308 |  | OP | PV | SUN | 1 | 0.19 | 1662 | 5983.1521 | 947 | 3409.1727 | Distributed from 923 Generation And Fuel | 2018
4927 | 2022 | CT | McHenry Solar | 65353 | MCHEN |  | OP | PV | SUN | 1 | 0.197 | 1730 | 6227.9502 | 986 | 3549.5716 | Distributed from 923 Generation And Fuel | 2021
4928 | 2022 | CT | Medtronic - New Haven | 65198 | MDC02 |  | OP | FC | NG | 2.3 | 0.856 | 17244 | 62077.9034 | 8140 | 29303.7656 | Distributed from 923 Generation And Fuel | 2020
4929 | 2022 | CT | Medtronic - New Haven 2 | 65197 | MDC04 |  | OP | FC | NG | 2.2 | 0.996 | 19193 | 69094.2472 | 9060 | 32615.7391 | Distributed from 923 Generation And Fuel | 2020
4930 | 2022 | CT | Middletown | 562 | 10 |  | OP | GT | DFO | 18.5 | 0.001 | 84 | 302.3976 | 6 | 21.5998 | Distributed from 923 Generation And Fuel | 1966
4931 | 2022 | CT | Middletown | 562 | 2 | 1 | OP | ST | NG | 113.6 | 0.085 | 84468 | 304082.3673 | 22383 | 80578.1554 | EIA-923 Generator File | 1958
4932 | 2022 | CT | Middletown | 562 | 3 | 1 | OP | ST | NG | 239.4 | 0.022 | 46575 | 167668.6587 | 30231 | 108830.7294 | EIA-923 Generator File | 1964
4933 | 2022 | CT | Middletown | 562 | 4 | 1 | OP | ST | RFO | 414.9 | 0.016 | 57113 | 205605.1552 | 4853 | 17470.6602 | EIA-923 Generator File | 1973
4934 | 2022 | CT | Middletown | 562 | 12 |  | OP | GT | KER | 60.5 | 0.002 | 1145.25 | 4122.867 | 207 | 745.194 | Distributed from 923 Generation And Fuel | 2011
4935 | 2022 | CT | Middletown | 562 | 13 |  | OP | GT | KER | 60.5 | 0.002 | 1145.25 | 4122.867 | 207 | 745.194 | Distributed from 923 Generation And Fuel | 2011
4936 | 2022 | CT | Middletown | 562 | 14 |  | OP | GT | KER | 60.5 | 0.002 | 1145.25 | 4122.867 | 207 | 745.194 | Distributed from 923 Generation And Fuel | 2011
4937 | 2022 | CT | Middletown | 562 | 15 |  | OP | GT | KER | 60.5 | 0.002 | 1145.25 | 4122.867 | 207 | 745.194 | Distributed from 923 Generation And Fuel | 2011
4938 | 2022 | CT | Milford Power Project | 55126 | CA01 | 1 | OP | CS | NG | 289 | 0.758 | 1919149 | 6908881.129 | 793700 | 2857297.1416 | EIA-923 Generator File | 2004
4939 | 2022 | CT | Milford Power Project | 55126 | CA02 | 1 | OP | CS | NG | 289 | 0.702 | 1777353 | 6398419.6126 | 637499 | 2294978.0402 | EIA-923 Generator File | 2004
4940 | 2022 | CT | Millstone | 566 | 2 | 1 | OP | ST | NUC | 909.9 | 0.869 | 6926231.242 | 24934232.9973 | 2786060.457 | 10029737.4073 | Distributed from 923 Generation And Fuel | 1975
4941 | 2022 | CT | Millstone | 566 | 3 | 1 | OP | ST | NUC | 1253 | 0.869 | 9537935.758 | 34336294.0384 | 3836612.543 | 13811694.6612 | Distributed from 923 Generation And Fuel | 1986
4942 | 2022 | CT | Montville Station | 546 | 10 |  | SB | IC | DFO | 2.7 | 0.003 | 79 | 284.3977 | 5.5 | 19.7998 | Distributed from 923 Generation And Fuel | 1967
4943 | 2022 | CT | Montville Station | 546 | 11 |  | SB | IC | DFO | 2.7 | 0.003 | 79 | 284.3977 | 5.5 | 19.7998 | Distributed from 923 Generation And Fuel | 1967
4944 | 2022 | CT | Montville Station | 546 | 5 | 1 | OP | ST | NG | 75 | 0.077 | 50270 | 180970.5522 | 17714 | 63769.8898 | EIA-923 Generator File | 1954
4945 | 2022 | CT | Montville Station | 546 | 6 | 1 | OP | ST | RFO | 414.9 | 0.013 | 46992 | 169169.8466 | 9780 | 35207.7183 | EIA-923 Generator File | 1971
4946 | 2022 | CT | Naval Sub Base New London Fuel Cell | 61743 | MMH2 |  | OP | FC | NG | 3.7 | 0.035 | 1138.5 | 4098.5672 | 0 | 0 | Distributed from 923 Generation And Fuel | 2022
4947 | 2022 | CT | Naval Sub Base New London Fuel Cell | 61743 | MMH3 |  | OP | FC | NG | 3.7 | 0.035 | 1138.5 | 4098.5672 | 0 | 0 | Distributed from 923 Generation And Fuel | 2022
4948 | 2022 | CT | New Haven Harbor | 6156 | 1 | 1 | OP | ST | RFO | 460 | 0.015 | 60791 | 218845.8492 | 23795 | 85661.3147 | EIA-923 Generator File | 1975
4949 | 2022 | CT | New Haven Harbor | 6156 | 2 |  | OP | GT | KER | 60.5 | 0.006 | 3305.333 | 11899.1036 | 1600.667 | 5762.3551 | Distributed from 923 Generation And Fuel | 2012
4950 | 2022 | CT | New Haven Harbor | 6156 | 3 |  | OP | GT | KER | 60.5 | 0.006 | 3305.333 | 11899.1036 | 1600.667 | 5762.3551 | Distributed from 923 Generation And Fuel | 2012
4951 | 2022 | CT | New Haven Harbor | 6156 | 4 |  | OP | GT | KER | 60.5 | 0.006 | 3305.333 | 11899.1036 | 1600.667 | 5762.3551 | Distributed from 923 Generation And Fuel | 2012
4952 | 2022 | CT | New Milford Gas Recovery | 50564 | GEN2 |  | OP | IC | LFG | 0.8 | 0.407 | 2854 | 10274.3178 | 1210.5 | 4357.7651 | Distributed from 923 Generation And Fuel | 2008
4953 | 2022 | CT | New Milford Gas Recovery | 50564 | GEN4 |  | OP | IC | LFG | 0.8 | 0.407 | 2854 | 10274.3178 | 1210.5 | 4357.7651 | Distributed from 923 Generation And Fuel | 2008
4954 | 2022 | CT | Niagara Bottling - Bloomfield | 66201 | NBBRM |  | OP | PV | SUN | 2.8 | 0.002 | 50 | 179.9986 | 0 | 0 | Distributed from 923 Generation And Fuel | 2022
4955 | 2022 | CT | Norden 1-3 | 57689 | NORD1 |  | OP | IC | DFO | 2 | 0.001 | 14 | 50.3996 | 1 | 3.6 | Distributed from 923 Generation And Fuel | 2004
4956 | 2022 | CT | Norden 1-3 | 57689 | NORD2 |  | OP | IC | DFO | 2 | 0.001 | 14 | 50.3996 | 1 | 3.6 | Distributed from 923 Generation And Fuel | 2004
4957 | 2022 | CT | Norden 1-3 | 57689 | NORD3 |  | OP | IC | DFO | 2 | 0.001 | 14 | 50.3996 | 1 | 3.6 | Distributed from 923 Generation And Fuel | 2004
4958 | 2022 | CT | North Main Street | 581 | 5 |  | OP | GT | DFO | 19 | 0.002 | 341 | 1227.5902 | 24 | 86.3993 | Distributed from 923 Generation And Fuel | 1972
4959 | 2022 | CT | North Stonington Solar Center, LLC | 62318 | PAWCA |  | OP | PV | SUN | 15 | 0.04 | 5191 | 18687.4505 | 0 | 0 | Distributed from 923 Generation And Fuel | 2022
4960 | 2022 | CT | Norwalk Hospital Plant | 63673 | EU-12 |  | OP | IC | NG | 3 | 0.164 | 4309 | 15512.2759 | 2034 | 7322.3414 | Distributed from 923 Generation And Fuel | 2015
4961 | 2022 | CT | Norwich WWTP | 57624 | 1 |  | OP | IC | DFO | 2 | 0.003 | 47 | 169.1986 | 26 | 93.5993 | Distributed from 923 Generation And Fuel | 2006
4962 | 2022 | CT | Nutmeg Solar | 63592 | NUTMG |  | OP | PV | SUN | 19.6 | 0.223 | 38315 | 137932.8965 | 21827 | 78576.5714 | Distributed from 923 Generation And Fuel | 2020
4963 | 2022 | CT | Pepperidge Farm Bloomfield | 59967 | FCB |  | OP | FC | NG | 1.2 | 0.633 | 6652.154 | 23947.5628 | 3140.308 | 11305.0184 | Distributed from 923 Generation And Fuel | 2008
4964 | 2022 | CT | Pepperidge Farm Bloomfield | 59967 | FCC |  | OP | FC | NG | 1.4 | 0.633 | 7760.846 | 27938.8221 | 3663.692 | 13189.1857 | Distributed from 923 Generation And Fuel | 2016
4965 | 2022 | CT | Pfizer Groton Fuel Cell | 60392 | MM-24 |  | OP | FC | NG | 2.8 | 0.791 | 19406 | 69861.0411 | 9160.5 | 32977.5362 | Distributed from 923 Generation And Fuel | 2016
4966 | 2022 | CT | Pfizer Groton Fuel Cell | 60392 | MM-25 |  | OP | FC | NG | 2.8 | 0.791 | 19406 | 69861.0411 | 9160.5 | 32977.5362 | Distributed from 923 Generation And Fuel | 2016
4967 | 2022 | CT | Pfizer Groton Plant | 54236 | GT-1 |  | OP | GT | NG | 10 | 0.645 | 56535 | 203524.3718 | 23088 | 83116.1351 | Distributed from 923 Generation And Fuel | 2009
4968 | 2022 | CT | Pfizer Groton Plant | 54236 | TG 3 | 7 | OP | ST | NG | 10 | 0.073 | 6407.122 | 23065.4547 | 1264.715 | 4552.9376 | EIA-923 Generator File | 1952
4969 | 2022 | CT | Pfizer Groton Plant | 54236 | TG 4 | 7 | OP | ST | NG | 10 | 0.039 | 3430.191 | 12348.5888 | 1925.401 | 6931.3881 | EIA-923 Generator File | 1994
4970 | 2022 | CT | Pfizer Groton Plant | 54236 | TG5 | 7 | OP | ST | NG | 7.5 | 0.134 | 8823.238 | 31763.4027 | 4986.839 | 17952.4768 | EIA-923 Generator File | 2001
4971 | 2022 | CT | Plainfield Renewable Energy LLC | 56847 | STG | 1 | OP | ST | WDS | 43 | 0.281 | 105884 | 381179.3506 | 20455 | 73637.4109 | EIA-923 Generator File | 2013
4972 | 2022 | CT | Plainfield Solar 1 | 64370 | PLFD1 |  | OP | PV | SUN | 1 | 0.167 | 1466 | 5277.5578 | 835 | 3005.976 | Distributed from 923 Generation And Fuel | 2020
4973 | 2022 | CT | Plainfield Solar 2 | 63263 | PLFD2 |  | OP | PV | SUN | 1 | 0.174 | 1521 | 5475.5562 | 866 | 3117.5751 | Distributed from 923 Generation And Fuel | 2020
4974 | 2022 | CT | Pratt & Whitney | 54605 | FT-8 |  | OP | GT | NG | 25.8 | 0.303 | 68530 | 246706.0264 | 33959 | 122251.422 | Distributed from 923 Generation And Fuel | 1992
4975 | 2022 | CT | Quinebaug Lower Project | 55860 | 5-M |  | OP | HY | WAT | 0.3 | 0.22 | 578.76 | 2083.5193 | 162.48 | 584.9233 | Distributed from 923 Generation And Fuel | 1990
4976 | 2022 | CT | Quinebaug Lower Project | 55860 | MF |  | OP | HY | WAT | 0.1 | 0.22 | 192.92 | 694.5064 | 54.16 | 194.9744 | Distributed from 923 Generation And Fuel | 1990
4977 | 2022 | CT | Quinebaug Lower Project | 55860 | U2 |  | OP | HY | WAT | 0.8 | 0.22 | 1543.36 | 5556.0516 | 433.28 | 1559.7955 | Distributed from 923 Generation And Fuel | 1990
4978 | 2022 | CT | Quinebaug Lower Project | 55860 | UI |  | OP | HY | WAT | 1.3 | 0.22 | 2507.96 | 9028.5838 | 704.08 | 2534.6677 | Distributed from 923 Generation And Fuel | 1990
4979 | 2022 | CT | Quinebaug Solar | 64387 | QBS |  | OP | PV | SUN | 49.4 | 0.195 | 84423 | 303920.3686 | 46632 | 167873.857 | Distributed from 923 Generation And Fuel | 2021
4980 | 2022 | CT | Rainbow (CT) | 559 | 1 |  | OP | HY | WAT | 4 | 0.36 | 12604.5 | 45375.837 | 1890.5 | 6805.7456 | Distributed from 923 Generation And Fuel | 1925
4981 | 2022 | CT | Rainbow (CT) | 559 | 2 |  | OP | HY | WAT | 4 | 0.36 | 12604.5 | 45375.837 | 1890.5 | 6805.7456 | Distributed from 923 Generation And Fuel | 1925
4982 | 2022 | CT | Rand Whitney CHP Plant | 58184 | TG-1 |  | OP | GT | NG | 14.6 | 0.951 | 121678 | 438037.2957 | 47534 | 171121.031 | Distributed from 923 Generation And Fuel | 2005
4983 | 2022 | CT | Rocky River (CT) | 539 | 1 |  | OP | PS | WAT | 3.5 | 0.005 | 147.79 | 532.0397 | 266.903 | 960.8431 | Distributed from 923 Generation And Fuel | 1929
4984 | 2022 | CT | Rocky River (CT) | 539 | 2 |  | OP | PS | WAT | 3.5 | 0.005 | 147.79 | 532.0397 | 266.903 | 960.8431 | Distributed from 923 Generation And Fuel | 1928
4985 | 2022 | CT | Rocky River (CT) | 539 | 3 |  | OP | PS | WAT | 24 | 0.005 | 1013.419 | 3648.2792 | 1830.194 | 6588.6457 | Distributed from 923 Generation And Fuel | 1928
4986 | 2022 | CT | Scotland Dam | 551 | 1 |  | OP | HY | WAT | 2 | 0.333 | 5840 | 21023.8318 | 1639 | 5900.3528 | Distributed from 923 Generation And Fuel | 1937
4987 | 2022 | CT | Shepaug | 552 | 1 |  | OP | HY | WAT | 37.2 | 0.306 | 99724 | 359003.528 | 27988 | 100755.994 | Distributed from 923 Generation And Fuel | 1955
4988 | 2022 | CT | Sherman Solar | 63239 | SHRM |  | OP | PV | SUN | 1 | 0.179 | 1569 | 5648.3548 | 894 | 3218.3743 | Distributed from 923 Generation And Fuel | 2019
4989 | 2022 | CT | Sikorsky Aircraft CHP | 61703 | PV-1 |  | OP | PV | SUN | 0.1 | 0.123 | 108 | 388.7969 | 62 | 223.1982 | Distributed from 923 Generation And Fuel | 2010
4990 | 2022 | CT | Sikorsky Aircraft CHP | 61703 | STG-1 |  | OP | ST | NG | 0.6 |  | GENYRONL: 2021
4991 | 2022 | CT | Sikorsky Aircraft CHP | 61703 | TG-1 |  | OP | GT | NG | 9.2 | 0.878 | 70755 | 254715.9623 | 33332 | 119994.24 | Distributed from 923 Generation And Fuel | 2011
4992 | 2022 | CT | Somers Solar Center, LLC | 58554 | 1 |  | OP | PV | SUN | 5 | 0.163 | 7159 | 25772.1938 | 4078 | 14680.6826 | Distributed from 923 Generation And Fuel | 2013
4993 | 2022 | CT | South Meadow | 563 | 11 |  | SB | GT | KER | 41.8 | 0.001 | 372.25 | 1340.0893 | 178.75 | 643.4949 | Distributed from 923 Generation And Fuel | 1970 | 2023
4994 | 2022 | CT | South Meadow | 563 | 12 |  | SB | GT | KER | 41.8 | 0.001 | 372.25 | 1340.0893 | 178.75 | 643.4949 | Distributed from 923 Generation And Fuel | 1970 | 2023
4995 | 2022 | CT | South Meadow | 563 | 13 |  | SB | GT | KER | 41.8 | 0.001 | 372.25 | 1340.0893 | 178.75 | 643.4949 | Distributed from 923 Generation And Fuel | 1970 | 2023
4996 | 2022 | CT | South Meadow | 563 | 14 |  | SB | GT | KER | 41.8 | 0.001 | 372.25 | 1340.0893 | 178.75 | 643.4949 | Distributed from 923 Generation And Fuel | 1970 | 2023
4997 | 2022 | CT | South Windsor Fuel Cell | 63302 | SWFC5 |  | OP | FC | NG | 5 | 0.923 | 40433 | 145557.6355 | 19086 | 68709.0503 | Distributed from 923 Generation And Fuel | 2020
4998 | 2022 | CT | Southington Solar One | 65668 | EWS1 |  | OP | PV | SUN | 4.7 | 0.193 | 7946 | 28605.3712 | 4674 | 16826.2654 | Distributed from 923 Generation And Fuel | 2022
4999 | 2022 | CT | Stafford MS Ground Mount Community Solar | 60880 | MS1 |  | OP | PV | SUN | 1 | 0.192 | 1682 | 6055.1516 | 958 | 3448.7724 | Distributed from 923 Generation And Fuel | 2016
5000 | 2022 | CT | Stafford MS Ground Mount Community Solar | 60880 | MS2 |  | OP | PV | SUN | 1 | 0.192 | 1682 | 6055.1516 | 958 | 3448.7724 | Distributed from 923 Generation And Fuel | 2016
5001 | 2022 | CT | Stamford Health | 64515 | 1 |  | OP | IC | DFO | 0.4 | 0.001 | 4 | 14.3999 | 0.286 | 1.0296 | Distributed from 923 Generation And Fuel | 2001
5002 | 2022 | CT | Stamford Health | 64515 | 13 |  | OP | IC | DFO | 0.5 | 0.001 | 5 | 17.9999 | 0.357 | 1.2852 | Distributed from 923 Generation And Fuel | 2007
5003 | 2022 | CT | Stamford Health | 64515 | 14 |  | OP | IC | DFO | 0.4 | 0.001 | 4 | 14.3999 | 0.286 | 1.0296 | Distributed from 923 Generation And Fuel | 1984
5004 | 2022 | CT | Stamford Health | 64515 | 15 |  | OP | IC | DFO | 2.5 | 0.001 | 25 | 89.9993 | 1.786 | 6.4295 | Distributed from 923 Generation And Fuel | 2014
5005 | 2022 | CT | Stamford Health | 64515 | 16 |  | OP | IC | DFO | 2.5 | 0.001 | 25 | 89.9993 | 1.786 | 6.4295 | Distributed from 923 Generation And Fuel | 2014
5006 | 2022 | CT | Stamford Health | 64515 | 4 |  | OP | IC | DFO | 0.8 | 0.001 | 8 | 28.7998 | 0.571 | 2.0556 | Distributed from 923 Generation And Fuel | 2001
5007 | 2022 | CT | Stamford Health | 64515 | 5 |  | OP | IC | DFO | 0.8 | 0.001 | 8 | 28.7998 | 0.571 | 2.0556 | Distributed from 923 Generation And Fuel | 2001
5008 | 2022 | CT | Stamford Health | 64515 | 7 |  | OP | IC | DFO | 0.5 | 0.001 | 5 | 17.9999 | 0.357 | 1.2852 | Distributed from 923 Generation And Fuel | 1984
5009 | 2022 | CT | Stevenson | 553 | 1 |  | OP | HY | WAT | 7.5 | 0.23 | 15135.738 | 54488.2209 | 4247.951 | 15292.5013 | Distributed from 923 Generation And Fuel | 1919
5010 | 2022 | CT | Stevenson | 553 | 2 |  | OP | HY | WAT | 7.5 | 0.23 | 15135.738 | 54488.2209 | 4247.951 | 15292.5013 | Distributed from 923 Generation And Fuel | 1919
5011 | 2022 | CT | Stevenson | 553 | 3 |  | OP | HY | WAT | 7.5 | 0.23 | 15135.738 | 54488.2209 | 4247.951 | 15292.5013 | Distributed from 923 Generation And Fuel | 1919
5012 | 2022 | CT | Stevenson | 553 | 4 |  | OP | HY | WAT | 8 | 0.23 | 16144.787 | 58120.7682 | 4531.148 | 16312.0023 | Distributed from 923 Generation And Fuel | 1936
5013 | 2022 | CT | Subase Microgrid Project | 59701 | SFC1 |  | OP | FC | NG | 3.7 | 0.295 | 9566.5 | 34439.1245 | 0 | 0 | Distributed from 923 Generation And Fuel | 2022
5014 | 2022 | CT | Subase Microgrid Project | 59701 | SFC2 |  | OP | FC | NG | 3.7 | 0.295 | 9566.5 | 34439.1245 | 0 | 0 | Distributed from 923 Generation And Fuel | 2022
5015 | 2022 | CT | Sydney Solar | 63244 | SYDN |  | OP | PV | SUN | 2 | 0.165 | 2890 | 10403.9168 | 1646 | 5925.5526 | Distributed from 923 Generation And Fuel | 2020
5016 | 2022 | CT | Taftville | 554 | 1 |  | OP | HY | WAT | 0.4 | 0.243 | 852.25 | 3068.0755 | 239.25 | 861.2931 | Distributed from 923 Generation And Fuel | 1926
5017 | 2022 | CT | Taftville | 554 | 2 |  | OP | HY | WAT | 0.3 | 0.243 | 639.187 | 2301.0548 | 179.437 | 645.968 | Distributed from 923 Generation And Fuel | 1906
5018 | 2022 | CT | Taftville | 554 | 3 |  | OP | HY | WAT | 0.3 | 0.243 | 639.187 | 2301.0548 | 179.437 | 645.968 | Distributed from 923 Generation And Fuel | 1906
5019 | 2022 | CT | Taftville | 554 | 4 |  | OP | HY | WAT | 0.3 | 0.243 | 639.187 | 2301.0548 | 179.437 | 645.968 | Distributed from 923 Generation And Fuel | 1949
5020 | 2022 | CT | Taftville | 554 | 5 |  | OP | HY | WAT | 0.3 | 0.243 | 639.187 | 2301.0548 | 179.437 | 645.968 | Distributed from 923 Generation And Fuel | 1949
5021 | 2022 | CT | Tenth Street | 583 | 1 |  | OP | HY | WAT | 1.4 | 0.294 | 3609 | 12992.2961 | 1013 | 3646.7708 | Distributed from 923 Generation And Fuel | 1967
5022 | 2022 | CT | Ticket Network South Windsor | 63354 | TNSW |  | OP | PV | SUN | 1 | 0.185 | 1620 | 5831.9533 | 923 | 3322.7734 | Distributed from 923 Generation And Fuel | 2018
5023 | 2022 | CT | Torrington Solar One, LLC | 64977 | TORS1 |  | OP | PV | SUN | 2 | 0.21 | 3671 | 13215.4943 | 2091 | 7527.5398 | Distributed from 923 Generation And Fuel | 2021
5024 | 2022 | CT | Torrington Terminal | 565 | UN10 |  | OP | GT | KER | 21.8 | 0.001 | 182 | 655.1948 | 13 | 46.7996 | Distributed from 923 Generation And Fuel | 1967
5025 | 2022 | CT | Town of Branford | 62076 | PV1 |  | OP | PV | SUN | 1.1 | 0.171 | 1649 | 5936.3525 | 939 | 3380.373 | Distributed from 923 Generation And Fuel | 2018
5026 | 2022 | CT | Town of Rocky Hill PV CSG | 61541 | PV1 |  | OP | PV | SUN | 1 | 0.194 | 1701 | 6123.551 | 969 | 3488.3721 | Distributed from 923 Generation And Fuel | 2018
5027 | 2022 | CT | Town of Rocky Hill PV CSG | 61541 | PV2 |  | OP | PV | SUN | 1 | 0.194 | 1701 | 6123.551 | 969 | 3488.3721 | Distributed from 923 Generation And Fuel | 2018
5028 | 2022 | CT | Town of Rocky Hill PV CSG | 61541 | PV3 |  | OP | PV | SUN | 1 | 0.194 | 1701 | 6123.551 | 969 | 3488.3721 | Distributed from 923 Generation And Fuel | 2018
5029 | 2022 | CT | Trinity College Fuel Cell | 61786 | MB-22 |  | OP | FC | NG | 1.4 | 0.749 | 9187 | 33072.9354 | 4337 | 15613.0751 | Distributed from 923 Generation And Fuel | 2018
5030 | 2022 | CT | TRS Fuel Cell | 60683 | MMH1 |  | OS | FC | NG | 3.7 | 0 | 0 | 0 | 0 | 0 | Distributed from 923 Generation And Fuel | 2019
5031 | 2022 | CT | Tunnel | 557 | 1 |  | OP | HY | WAT | 1 | 0.408 | 3574.5 | 12868.0971 | 1003 | 3610.7711 | Distributed from 923 Generation And Fuel | 1919
5032 | 2022 | CT | Tunnel | 557 | 10 |  | SB | GT | JF | 18.5 | 0.001 | 149 | 536.3957 | 10 | 35.9997 | Distributed from 923 Generation And Fuel | 1969
5033 | 2022 | CT | Tunnel | 557 | 2 |  | OP | HY | WAT | 1 | 0.408 | 3574.5 | 12868.0971 | 1003 | 3610.7711 | Distributed from 923 Generation And Fuel | 1949
5034 | 2022 | CT | UB Fuel Cell | 63438 | UBFC1 |  | OP | FC | NG | 1.4 | 0.886 | 10865 | 39113.6871 | 5129 | 18464.2523 | Distributed from 923 Generation And Fuel | 2015
5035 | 2022 | CT | UCONN Cogen Facility | 58159 | CGT1 |  | OP | CT | NG | 6.9 | 0.338 | 20418 | 73504.212 | 8389 | 30200.1584 | EIA-923 Generator File | 2006
5036 | 2022 | CT | UCONN Cogen Facility | 58159 | CGT2 |  | OP | CT | NG | 6.9 | 0.743 | 44904 | 161653.1068 | 16847 | 60648.7148 | EIA-923 Generator File | 2006
5037 | 2022 | CT | UCONN Cogen Facility | 58159 | CGT3 |  | OP | CT | NG | 6.9 | 0.741 | 44813 | 161325.5094 | 18006 | 64821.0814 | EIA-923 Generator File | 2006
5038 | 2022 | CT | UCONN Cogen Facility | 58159 | STG1 | 3 | OP | CA | NG | 5 | 0.159 | 6970 | 25091.7993 | 2112 | 7603.1392 | EIA-923 Generator File | 2006
5039 | 2022 | CT | UDR Glastonbury Fuel Cell | 60109 | UDRFC |  | OP | FC | NG | 3.4 | 0.79 | 23515 | 84653.3228 | 11100 | 39959.6803 | Distributed from 923 Generation And Fuel | 2016
5040 | 2022 | CT | UI RCP Bridgeport Seaside | 60054 | BPFC |  | OP | FC | NG | 2.8 | 0.829 | 20325 | 73169.4146 | 9011 | 32439.3405 | Distributed from 923 Generation And Fuel | 2015
5041 | 2022 | CT | UI RCP Bridgeport Seaside | 60054 | BPPV |  | OP | PV | SUN | 2.2 | 0.041 | 786 | 2829.5774 | 507 | 1825.1854 | Distributed from 923 Generation And Fuel | 2016
5042 | 2022 | CT | UI RCP New Haven Fuel Cell | 60040 | NHFC |  | OP | FC | NG | 2.8 | 0.622 | 15259 | 54931.9605 | 5298 | 19072.6474 | Distributed from 923 Generation And Fuel | 2015
5043 | 2022 | CT | UI RCP Woodbridge FC | 60593 | WBFC |  | OP | FC | NG | 2.8 | 0.557 | 13668 | 49204.4064 | 6452 | 23227.0142 | Distributed from 923 Generation And Fuel | 2016
5044 | 2022 | CT | Wallingford Energy | 55517 | CTG1 |  | OP | GT | NG | 50 | 0.026 | 11169.571 | 40210.1339 | 7654 | 27554.1796 | Distributed from 923 Generation And Fuel | 2001
5045 | 2022 | CT | Wallingford Energy | 55517 | CTG2 |  | OP | GT | NG | 50 | 0.026 | 11169.571 | 40210.1339 | 7654 | 27554.1796 | Distributed from 923 Generation And Fuel | 2001
5046 | 2022 | CT | Wallingford Energy | 55517 | CTG3 |  | OP | GT | NG | 50 | 0.026 | 11169.571 | 40210.1339 | 7654 | 27554.1796 | Distributed from 923 Generation And Fuel | 2001
5047 | 2022 | CT | Wallingford Energy | 55517 | CTG4 |  | OP | GT | NG | 50 | 0.026 | 11169.571 | 40210.1339 | 7654 | 27554.1796 | Distributed from 923 Generation And Fuel | 2001
5048 | 2022 | CT | Wallingford Energy | 55517 | CTG5 |  | OP | GT | NG | 50 | 0.026 | 11169.571 | 40210.1339 | 7654 | 27554.1796 | Distributed from 923 Generation And Fuel | 2001
5049 | 2022 | CT | Wallingford Energy | 55517 | CTG6 |  | OP | GT | NG | 50 | 0.026 | 11169.571 | 40210.1339 | 7654 | 27554.1796 | Distributed from 923 Generation And Fuel | 2018
5050 | 2022 | CT | Wallingford Energy | 55517 | CTG7 |  | OP | GT | NG | 50 | 0.026 | 11169.571 | 40210.1339 | 7654 | 27554.1796 | Distributed from 923 Generation And Fuel | 2018
5051 | 2022 | CT | Wallingford Solar | 64559 | WS |  | OP | PV | SUN | 16.1 | 0.154 | 21736 | 78248.974 | 12383 | 44578.4434 | Distributed from 923 Generation And Fuel | 2021
5052 | 2022 | CT | Water Treatment 1 & 2 | 57605 | WT1 |  | OP | IC | DFO | 2.6 | 0.01 | 223 | 802.7936 | 112.5 | 404.9968 | Distributed from 923 Generation And Fuel | 2010
5053 | 2022 | CT | Water Treatment 1 & 2 | 57605 | WT2 |  | OP | IC | DFO | 2.6 | 0.01 | 223 | 802.7936 | 112.5 | 404.9968 | Distributed from 923 Generation And Fuel | 2010
5054 | 2022 | CT | Waterbury Generation | 56629 | 10 |  | OP | GT | NG | 96 | 0.051 | 43065 | 155032.7597 | 29550 | 106379.149 | Distributed from 923 Generation And Fuel | 2009
5055 | 2022 | CT | Waterside Power, LLC | 56189 | 4 |  | OP | GT | DFO | 23.2 | 0.003 | 558.667 | 2011.1851 | 39.333 | 141.5977 | Distributed from 923 Generation And Fuel | 2004
5056 | 2022 | CT | Waterside Power, LLC | 56189 | 5 |  | OP | GT | DFO | 23.2 | 0.003 | 558.667 | 2011.1851 | 39.333 | 141.5977 | Distributed from 923 Generation And Fuel | 2004
5057 | 2022 | CT | Waterside Power, LLC | 56189 | 7 |  | OP | GT | DFO | 23.2 | 0.003 | 558.667 | 2011.1851 | 39.333 | 141.5977 | Distributed from 923 Generation And Fuel | 2006
5058 | 2022 | CT | Watertown Solar One, LLC | 64979 | WTRS1 |  | OP | PV | SUN | 2 | 0.193 | 3388 | 12196.7024 | 1930 | 6947.9444 | Distributed from 923 Generation And Fuel | 2021
5059 | 2022 | CT | Wesleyan University Cogen 1 | 58158 | 1 |  | OP | IC | NG | 2.4 | 0.474 | 9956 | 35841.3133 | 4700 | 16919.8646 | Distributed from 923 Generation And Fuel | 2009
5060 | 2022 | CT | Wheelabrator Bridgeport | 50883 | GEN1 | 3 | OP | ST | MSW | 67 | 0.8 | 469531 | 1690298.0776 | 204938 | 737770.8978 | EIA-923 Generator File | 1988
5061 | 2022 | CT | Wheelabrator Lisbon | 54758 | GEN1 | 2 | OP | ST | MSW | 14.6 | 0.779 | 99592 | 358528.3318 | 44582 | 160493.916 | EIA-923 Generator File | 1995
5062 | 2022 | CT | Wilson Solar | 62023 | WILSN |  | OP | PV | SUN | 1 | 0.189 | 1658 | 5968.7522 | 945 | 3401.9728 | Distributed from 923 Generation And Fuel | 2018
5063 | 2022 | CT | Wind Colebrook South | 60700 | WCS |  | OP | WT | WND | 5 | 0.259 | 11351 | 40863.2731 | 3855 | 13877.889 | Distributed from 923 Generation And Fuel | 2015
5064 | 2022 | CT | Woods Hill Solar | 61736 | PV1 |  | OP | PV | SUN | 20 | 0.174 | 30439 | 109579.5234 | 16757 | 60324.7174 | Distributed from 923 Generation And Fuel | 2018
5065 | 2022 | CT | Yale New Haven - New London | 66455 | YNH01 |  | OP | FC | NG | 1.8 | 0.259 | 4084 | 14702.2824 | 1196 | 4305.5656 | Distributed from 923 Generation And Fuel | 2022
5066 | 2022 | DC | 7185 13th Pl. NW | 63970 | 10020 |  | OP | PV | SUN | 0.9 |  | GENYRONL: 2019
5067 | 2022 | DC | AOC, Capitol Power Plant | 63347 | CTG1 |  | OP | GT | NG | 7.5 | 0.784 | 51509 | 185430.9166 | 24809 | 89311.6855 | Distributed from 923 Generation And Fuel | 2018
5068 | 2022 | DC | Benning Road | 65133 | BENRD |  | OP | PV | SUN | 0.8 |  | GENYRONL: 2021
5069 | 2022 | DC | DC Water Solar | 63917 | 8030A |  | OP | PV | SUN | 3.5 | 0.174 | 5323 | 19162.6467 | 2587 | 9313.1255 | Distributed from 923 Generation And Fuel | 2021
5070 | 2022 | DC | IGS CC, LLC | 63428 | 254 |  | OP | PV | SUN | 1.5 | 0.163 | 2143 | 7714.7383 | 1041 | 3747.57 | Distributed from 923 Generation And Fuel | 2020
5071 | 2022 | DC | JBAB - Washington DC | 62374 | PV1 |  | OP | PV | SUN | 5.9 | 0.17 | 8776 | 31593.3473 | 4265 | 15353.8772 | Distributed from 923 Generation And Fuel | 2019
5072 | 2022 | DC | Nationals | 62710 | SO435 |  | OP | PV | SUN | 1 | 0.203 | 1781 | 6411.5487 | 866 | 3117.5751 | Distributed from 923 Generation And Fuel | 2019
5073 | 2022 | DC | Oxon Run CREF | 66698 | OCREF |  | OP | PV | SUN | 2 | 0.019 | 334 | 1202.3904 | 162 | 583.1953 | Distributed from 923 Generation And Fuel | 2021
5074 | 2022 | DC | Ridgecrest | 64379 | 467 |  | OP | PV | SUN | 1.7 | 0.167 | 2485 | 8945.9284 | 1208 | 4348.7652 | Distributed from 923 Generation And Fuel | 2021
5075 | 2022 | DC | Ross Hall Central Utility Plant | 63478 | CT-1 |  | OP | GT | NG | 4.6 | 0.422 | 16998 | 61192.3105 | 8188 | 29476.5642 | Distributed from 923 Generation And Fuel | 2016
5076 | 2022 | DC | US GSA Heating and Transmission | 57788 | TG1 |  | OP | GT | NG | 5.4 | 0.119 | 5634 | 20282.2377 | 2081 | 7491.5401 | Distributed from 923 Generation And Fuel | 2004
5077 | 2022 | DC | US GSA Heating and Transmission | 57788 | TG2 |  | OP | GT | NG | 5.4 | 0.119 | 5634 | 20282.2377 | 2081 | 7491.5401 | Distributed from 923 Generation And Fuel | 2004
5078 | 2022 | DC | Walt Bailey Bioenergy Facility | 59012 | TURB1 |  | OP | GT | OBG | 4.7 | 0.471 | 19404.667 | 69856.2424 | 7748.333 | 27893.7756 | Distributed from 923 Generation And Fuel | 2015
5079 | 2022 | DC | Walt Bailey Bioenergy Facility | 59012 | TURB2 |  | OP | GT | OBG | 4.7 | 0.471 | 19404.667 | 69856.2424 | 7748.333 | 27893.7756 | Distributed from 923 Generation And Fuel | 2015
5080 | 2022 | DC | Walt Bailey Bioenergy Facility | 59012 | TURB3 |  | OP | GT | OBG | 4.7 | 0.471 | 19404.667 | 69856.2424 | 7748.333 | 27893.7756 | Distributed from 923 Generation And Fuel | 2015
5081 | 2022 | DC | WW-DC Solar 1, LLC | 65176 | 654 |  | OP | PV | SUN | 1.2 | 0.134 | 1406 | 5061.5595 | 1012 | 3643.1709 | Distributed from 923 Generation And Fuel | 2022
5082 | 2022 | DE | AGT001 Centerville Fuel Cell | 63700 | AGT01 |  | OP | FC | NG | 1.3 | 0.757 | 8618 | 31024.5518 | 4859 | 17492.2601 | Distributed from 923 Generation And Fuel | 2019
5083 | 2022 | DE | Ameresco Delaware Central | 56430 | 1C |  | OP | IC | LFG | 1 | 0.696 | 6095 | 21941.8245 | 2479.4 | 8925.7686 | Distributed from 923 Generation And Fuel | 2006
5084 | 2022 | DE | Ameresco Delaware Central | 56430 | 2C |  | OP | IC | LFG | 1 | 0.696 | 6095 | 21941.8245 | 2479.4 | 8925.7686 | Distributed from 923 Generation And Fuel | 2006
5085 | 2022 | DE | Ameresco Delaware Central | 56430 | 3C |  | OP | IC | LFG | 1 | 0.696 | 6095 | 21941.8245 | 2479.4 | 8925.7686 | Distributed from 923 Generation And Fuel | 2006
5086 | 2022 | DE | Ameresco Delaware Central | 56430 | 4C |  | OP | IC | LFG | 1 | 0.696 | 6095 | 21941.8245 | 2479.4 | 8925.7686 | Distributed from 923 Generation And Fuel | 2014
5087 | 2022 | DE | Ameresco Delaware Central | 56430 | 5C |  | OP | IC | LFG | 1 | 0.696 | 6095 | 21941.8245 | 2479.4 | 8925.7686 | Distributed from 923 Generation And Fuel | 2014
5088 | 2022 | DE | Ameresco Delaware South | 56429 | 1 |  | OP | IC | LFG | 1 | 0.637 | 5579.6 | 20086.3993 | 2269.8 | 8171.2146 | Distributed from 923 Generation And Fuel | 2006
5089 | 2022 | DE | Ameresco Delaware South | 56429 | 2 |  | OP | IC | LFG | 1 | 0.637 | 5579.6 | 20086.3993 | 2269.8 | 8171.2146 | Distributed from 923 Generation And Fuel | 2006
5090 | 2022 | DE | Ameresco Delaware South | 56429 | 3 |  | OP | IC | LFG | 1 | 0.637 | 5579.6 | 20086.3993 | 2269.8 | 8171.2146 | Distributed from 923 Generation And Fuel | 2006
5091 | 2022 | DE | Ameresco Delaware South | 56429 | 4 |  | OP | IC | LFG | 1 | 0.637 | 5579.6 | 20086.3993 | 2269.8 | 8171.2146 | Distributed from 923 Generation And Fuel | 2006
5092 | 2022 | DE | Ameresco Delaware South | 56429 | 5 |  | OP | IC | LFG | 1 | 0.637 | 5579.6 | 20086.3993 | 2269.8 | 8171.2146 | Distributed from 923 Generation And Fuel | 2010
5093 | 2022 | DE | Blue Hen Solar | 65791 | BHEN1 |  | OP | PV | SUN | 1.5 | 0.137 | 1803 | 6490.7481 | 1297 | 4669.1626 | Distributed from 923 Generation And Fuel | 2022
5094 | 2022 | DE | Brookside Newark | 58110 | BRK |  | OP | FC | NG | 2.6 | 0.865 | 19694 | 70897.8328 | 11105 | 39977.6802 | Distributed from 923 Generation And Fuel | 2012
5095 | 2022 | DE | Bruce A Henry Solar Farm | 58473 | BHSF |  | OP | PV | SUN | 4 | 0.193 | 6753 | 24310.6055 | 3282 | 11815.1055 | Distributed from 923 Generation And Fuel | 2013
5096 | 2022 | DE | Christiana | 591 | CH11 |  | SB | GT | DFO | 27.5 | 0.003 | 746.5 | 2687.3785 | 327.5 | 1178.9906 | Distributed from 923 Generation And Fuel | 1973
5097 | 2022 | DE | Christiana | 591 | CH14 |  | SB | GT | DFO | 27.5 | 0.003 | 746.5 | 2687.3785 | 327.5 | 1178.9906 | Distributed from 923 Generation And Fuel | 1973
5098 | 2022 | DE | Croda Atlas Point CHP | 59783 | 91197 |  | OP | IC | LFG | 1.1 | 0.56 | 5395.238 | 19422.7014 | 2194.762 | 7901.08 | Distributed from 923 Generation And Fuel | 2013
5099 | 2022 | DE | Croda Atlas Point CHP | 59783 | 91198 |  | OP | IC | LFG | 1.1 | 0.56 | 5395.238 | 19422.7014 | 2194.762 | 7901.08 | Distributed from 923 Generation And Fuel | 2013
5100 | 2022 | DE | Croda Atlas Point CHP | 59783 | 91199 |  | OP | IC | LFG | 2 | 0.56 | 9809.524 | 35314.0039 | 3990.476 | 14365.5987 | Distributed from 923 Generation And Fuel | 2021
5101 | 2022 | DE | DD Hay Road Solar 23 LLC | 59715 | PV1 |  | OP | PV | SUN | 1.2 | 0.117 | 1230 | 4427.9646 | 598 | 2152.7828 | Distributed from 923 Generation And Fuel | 2015
5102 | 2022 | DE | DEC Phase II at Georgetown | 63392 | DECII |  | OP | PV | SUN | 3 | 0.222 | 5830 | 20987.8321 | 2833 | 10198.7184 | Distributed from 923 Generation And Fuel | 2019
5103 | 2022 | DE | Delaware City 10 | 592 | DC10 |  | SB | GT | DFO | 18.5 | 0 | 0 | 0 | 0 | 0 | Distributed from 923 Generation And Fuel | 1968
5104 | 2022 | DE | Delaware City Plant | 52193 | CT1 |  | OP | GT | NG | 92 | 0.508 | 409792 | 1475239.3981 | 186346 | 670840.2333 | Distributed from 923 Generation And Fuel | 2000
5105 | 2022 | DE | Delaware City Plant | 52193 | CT2 |  | OP | GT | NG | 92 | 0.508 | 409792 | 1475239.3981 | 186346 | 670840.2333 | Distributed from 923 Generation And Fuel | 2000
5106 | 2022 | DE | Delaware City Plant | 52193 | G1 | 6 | OP | ST | OG | 27.5 | 0 | 0 | 0 | 0 | 0 | EIA-923 Generator File | 1956
5107 | 2022 | DE | Delaware City Plant | 52193 | G2 | 6 | OP | ST | OG | 27.5 | 0.739 | 178107 | 641180.0706 | 80355 | 289275.6858 | EIA-923 Generator File | 1956
5108 | 2022 | DE | Delaware City Plant | 52193 | G3 | 6 | SB | ST | OG | 75 | 0.004 | 2908 | 10468.7163 | 1976 | 7113.5431 | EIA-923 Generator File | 1961
5109 | 2022 | DE | Delaware City Plant | 52193 | G4 | 6 | OP | ST | OG | 10 | 0.754 | 66067 | 237839.2973 | 26228 | 94420.0446 | EIA-923 Generator File | 1982
5110 | 2022 | DE | DG AMP Solar Smyrna | 61800 | AMPSM |  | OP | PV | SUN | 1.2 | 0.188 | 1972 | 7099.1432 | 958 | 3448.7724 | Distributed from 923 Generation And Fuel | 2018
5111 | 2022 | DE | Dover Sun Park | 57337 | 1 |  | OP | PV | SUN | 10 | 0.189 | 16578 | 59680.3226 | 9066 | 32637.3389 | Distributed from 923 Generation And Fuel | 2011
5112 | 2022 | DE | Edge Moor | 593 | 10 |  | SB | GT | DFO | 12.5 | 0 | 0 | 0 | 0 | 0 | Distributed from 923 Generation And Fuel | 1963
5113 | 2022 | DE | Edge Moor | 593 | 3 | 1 | OP | ST | NG | 75 | 0.074 | 48450 | 174418.6047 | 39959 | 143851.2492 | EIA-923 Generator File | 1954
5114 | 2022 | DE | Edge Moor | 593 | 4 | 1 | OP | ST | NG | 176.8 | 0.052 | 80493 | 289772.4818 | 74023 | 266480.6682 | EIA-923 Generator File | 1966
5115 | 2022 | DE | Edge Moor | 593 | 5 | 1 | OP | ST | NG | 446 | 0.054 | 210994 | 759572.3234 | 179447 | 646004.032 | EIA-923 Generator File | 1973
5116 | 2022 | DE | Energy Center Dover | 10030 | COG1 | 2 | OP | CA | NG | 18 | 0.051 | 8009 | 28832.1693 | 5792 | 20851.0332 | EIA-923 Generator File | 1985
5117 | 2022 | DE | Energy Center Dover | 10030 | KD-1 |  | OP | CT | NG | 50 | 0.15 | 65760 | 236734.1061 | 37927 | 136536.1077 | EIA-923 Generator File | 2001
5118 | 2022 | DE | Energy Center Dover | 10030 | KD-2 |  | OP | GT | NG | 50 | 0.081 | 35467 | 127680.1786 | 27792 | 100050.3996 | Distributed from 923 Generation And Fuel | 2001
5119 | 2022 | DE | ENGIE Solidago Solar Project - Hybrid | 65304 | SOLAR |  | OP | PV | SUN | 50 | 0.002 | 904 | 3254.374 | 0 | 0 | Distributed from 923 Generation And Fuel | 2022
5120 | 2022 | DE | Garrison Energy Center LLC | 57349 | CTG1 |  | OP | CT | NG | 235 | 0.391 | 805397 | 2899406.0048 | 378773 | 1363571.8914 | EIA-923 Generator File | 2015
5121 | 2022 | DE | Garrison Energy Center LLC | 57349 | STG2 | 1 | OP | CA | NG | 126 | 0.409 | 451949 | 1627003.384 | 222903 | 802444.3804 | EIA-923 Generator File | 2015
5122 | 2022 | DE | Hay Road | 7153 | HR1 |  | OP | CT | NG | 103.5 | 0.235 | 213325 | 767963.8563 | 129793 | 467251.062 | EIA-923 Generator File | 1989
5123 | 2022 | DE | Hay Road | 7153 | HR2 |  | OP | CT | NG | 103.5 | 0.211 | 191658 | 689963.2803 | 121238 | 436453.3084 | EIA-923 Generator File | 1989
5124 | 2022 | DE | Hay Road | 7153 | HR3 |  | OP | CT | NG | 122 | 0.178 | 189990 | 683958.5283 | 129728 | 467017.0639 | EIA-923 Generator File | 1991
5125 | 2022 | DE | Hay Road | 7153 | HR4 | 3 | OP | CA | NG | 207 | 0.156 | 282205 | 1015929.8726 | 198532 | 714709.4823 | EIA-923 Generator File | 1993
5126 | 2022 | DE | Hay Road | 7153 | HR5 |  | OP | CT | NG | 122.4 | 0.251 | 269445 | 969994.24 | 135607 | 488181.2945 | EIA-923 Generator File | 2001
5127 | 2022 | DE | Hay Road | 7153 | HR6 |  | OP | CT | NG | 122.4 | 0.23 | 246302 | 886680.1066 | 141710 | 510151.9188 | EIA-923 Generator File | 2001
5128 | 2022 | DE | Hay Road | 7153 | HR7 |  | OP | CT | NG | 122.4 | 0.199 | 213620 | 769025.8478 | 108107 | 389182.0865 | EIA-923 Generator File | 2001
5129 | 2022 | DE | Hay Road | 7153 | HR8 | 3 | OP | CA | NG | 195 | 0.229 | 391969 | 1411077.1114 | 210484 | 757736.3381 | EIA-923 Generator File | 2002
5130 | 2022 | DE | Indian River Generating Station | 594 | 10 |  | OP | GT | DFO | 18.6 | 0.005 | 804 | 2894.3768 | 363 | 1306.7895 | Distributed from 923 Generation And Fuel | 1967
5131 | 2022 | DE | Indian River Generating Station | 594 | 4 | 1 | OP | ST | BIT | 445.5 | 0.027 | 107286 | 386226.5102 | 20789 | 74839.8013 | EIA-923 Generator File | 1980 | 2026
5132 | 2022 | DE | Kent County Wastewater Treatment Solar | 57330 | 1 |  | OP | PV | SUN | 1.2 | 0.076 | 802 | 2887.1769 | 390 | 1403.9888 | Distributed from 923 Generation And Fuel | 2011
5133 | 2022 | DE | Milford Solar Farm | 58228 | GEN1 |  | OP | PV | SUN | 11.8 | 0.193 | 20001 | 72003.024 | 10304 | 37094.1032 | Distributed from 923 Generation And Fuel | 2012
5134 | 2022 | DE | Onyx - Allen Harim | 61206 | 10021 |  | OP | PV | SUN | 1.2 | 0.189 | 1982 | 7135.1429 | 963 | 3466.7723 | Distributed from 923 Generation And Fuel | 2017
5135 | 2022 | DE | Perdue Bridgeville Photovoltaic | 57772 | BRID |  | OP | PV | SUN | 1.3 | 0.161 | 1832 | 6595.1472 | 890 | 3203.9744 | Distributed from 923 Generation And Fuel | 2011
5136 | 2022 | DE | Red Lion Energy Center | 58433 | RED1 |  | OP | FC | NG | 5.9 | 0.862 | 44540.498 | 160344.51 | 25115.044 | 90413.4351 | Distributed from 923 Generation And Fuel | 2012
5137 | 2022 | DE | Red Lion Energy Center | 58433 | RED2 |  | OP | FC | NG | 5.3 | 0.862 | 40010.956 | 144038.2893 | 22560.972 | 81218.8494 | Distributed from 923 Generation And Fuel | 2013
5138 | 2022 | DE | Red Lion Energy Center | 58433 | RED3 |  | OP | FC | NG | 3.5 | 0.862 | 26422.329 | 95119.6234 | 14898.755 | 53635.0889 | Distributed from 923 Generation And Fuel | 2013
5139 | 2022 | DE | Red Lion Energy Center | 58433 | RED4 |  | OP | FC | NG | 3.6 | 0.862 | 27177.253 | 97837.3281 | 15324.434 | 55167.5211 | Distributed from 923 Generation And Fuel | 2013
5140 | 2022 | DE | Red Lion Energy Center | 58433 | RED5 |  | OP | FC | NG | 3.4 | 0.862 | 25667.406 | 92401.9224 | 14473.076 | 52102.6568 | Distributed from 923 Generation And Fuel | 2013
5141 | 2022 | DE | Red Lion Energy Center | 58433 | RED6 |  | OP | FC | NG | 3.2 | 0.862 | 24157.558 | 86966.5131 | 13621.719 | 49037.7961 | Distributed from 923 Generation And Fuel | 2013
5142 | 2022 | DE | South Campus Solar | 59922 | G1789 |  | OP | PV | SUN | 1.3 | 0.17 | 1930.5 | 6949.7444 | 938.167 | 3377.3742 | Distributed from 923 Generation And Fuel | 2021
5143 | 2022 | DE | South Campus Solar | 59922 | GA500 |  | OP | PV | SUN | 0.5 | 0.17 | 742.5 | 2672.9786 | 360.833 | 1298.9884 | Distributed from 923 Generation And Fuel | 2011
5144 | 2022 | DE | University of Delaware Wind Turbine | 57176 | FSMW |  | OP | WT | WND | 2 | 0.25 | 4377 | 15757.0739 | 1149 | 4136.3669 | Distributed from 923 Generation And Fuel | 2010
5145 | 2022 | DE | Van Sant Station | 7318 | 1 |  | OP | GT | NG | 45.1 | 0.004 | 1504 | 5414.3567 | 1305 | 4697.9624 | Distributed from 923 Generation And Fuel | 1991
5146 | 2022 | DE | Warren F Sam Beasley Generation Station | 7962 | 001 |  | OP | GT | NG | 45 | 0.074 | 29094.375 | 104738.9121 | 18122.344 | 65239.9165 | Distributed from 923 Generation And Fuel | 2002
5147 | 2022 | DE | Warren F Sam Beasley Generation Station | 7962 | 002 |  | OP | GT | NG | 51 | 0.074 | 32973.625 | 118704.1004 | 20538.656 | 73938.5701 | Distributed from 923 Generation And Fuel | 2012
5148 | 2022 | DE | West Station (DE) | 597 | WEST |  | SB | GT | DFO | 16.2 | 0 | 0 | 0 | 0 | 0 | Distributed from 923 Generation And Fuel | 1964
5149 | 2022 | DE | WHA Southbridge Solar Park CSG | 61934 | 2 |  | OP | PV | SUN | 1.4 | 0.124 | 1518 | 5464.7563 | 738 | 2656.7787 | Distributed from 923 Generation And Fuel | 2018
5150 | 2022 | FL | ACE-Stanton A PV | 61247 | ASA1 |  | OP | PV | SUN | 4.1 | 0.219 | 7881 | 28371.373 | 3659 | 13172.2946 | Distributed from 923 Generation And Fuel | 2017
5151 | 2022 | FL | ACE-Stanton PV | 61246 | ASLF1 |  | OP | PV | SUN | 4.8 | 0.215 | 9032 | 32514.9399 | 4193 | 15094.6792 | Distributed from 923 Generation And Fuel | 2017
5152 | 2022 | FL | AEP Jacksonville Solar Project | 61388 | PV1 |  | OP | PV | SUN | 7.1 | 0.196 | 12190 | 43883.6489 | 5659 | 20372.237 | Distributed from 923 Generation And Fuel | 2017
5153 | 2022 | FL | Altamonte Mall | 63254 | ALT |  | OP | PV | SUN | 1.5 | 0.067 | 882 | 3175.1746 | 409 | 1472.3882 | Distributed from 923 Generation And Fuel | 2016
5154 | 2022 | FL | Anclote | 8048 | 1 | 1 | OP | ST | NG | 556.2 | 0.253 | 1232017 | 4435225.7182 | 612101 | 2203545.9716 | EIA-923 Generator File | 1974
5155 | 2022 | FL | Anclote | 8048 | 2 | 1 | OP | ST | NG | 556.2 | 0.209 | 1016547 | 3659539.9237 | 474317 | 1707527.5398 | EIA-923 Generator File | 1978
5156 | 2022 | FL | Anheuser-Busch Jacksonville | 10431 | GEN1 |  | OP | GT | NG | 8.7 | 0.989 | 75380 | 271365.8291 | 37060 | 133414.9327 | Distributed from 923 Generation And Fuel | 1987
5157 | 2022 | FL | Arvah B Hopkins | 688 | 2 | 2 | OP | CA | NG | 259.2 | 0.201 | 455498 | 1639779.6818 | 196635 | 707880.337 | EIA-923 Generator File | 1977
5158 | 2022 | FL | Arvah B Hopkins | 688 | CT 2A |  | OP | CT | NG | 198.9 | 0.514 | 896211 | 3226333.7893 | 393069 | 1415037.0797 | EIA-923 Generator File | 2008
5159 | 2022 | FL | Arvah B Hopkins | 688 | GT3 |  | OP | GT | NG | 60.5 | 0.028 | 14896.5 | 53626.971 | 7840.5 | 28225.5742 | Distributed from 923 Generation And Fuel | 2005
5160 | 2022 | FL | Arvah B Hopkins | 688 | GT4 |  | OP | GT | NG | 60.5 | 0.028 | 14896.5 | 53626.971 | 7840.5 | 28225.5742 | Distributed from 923 Generation And Fuel | 2005
5161 | 2022 | FL | Arvah B Hopkins | 688 | IC1 |  | OP | IC | NG | 18.8 | 0.215 | 35447.6 | 127610.3391 | 19854.6 | 71475.9882 | Distributed from 923 Generation And Fuel | 2019
5162 | 2022 | FL | Arvah B Hopkins | 688 | IC2 |  | OP | IC | NG | 18.8 | 0.215 | 35447.6 | 127610.3391 | 19854.6 | 71475.9882 | Distributed from 923 Generation And Fuel | 2019
5163 | 2022 | FL | Arvah B Hopkins | 688 | IC3 |  | OP | IC | NG | 18.8 | 0.215 | 35447.6 | 127610.3391 | 19854.6 | 71475.9882 | Distributed from 923 Generation And Fuel | 2019
5164 | 2022 | FL | Arvah B Hopkins | 688 | IC4 |  | OP | IC | NG | 18.8 | 0.215 | 35447.6 | 127610.3391 | 19854.6 | 71475.9882 | Distributed from 923 Generation And Fuel | 2019
5165 | 2022 | FL | Arvah B Hopkins | 688 | IC5 |  | OP | IC | NG | 18.8 | 0.215 | 35447.6 | 127610.3391 | 19854.6 | 71475.9882 | Distributed from 923 Generation And Fuel | 2020
5166 | 2022 | FL | Babcock Preserve | 62634 | 1 |  | OP | PV | SUN | 74.5 | 0.254 | 165982 | 597530.4198 | 72263 | 260144.7188 | Distributed from 923 Generation And Fuel | 2020
5167 | 2022 | FL | Babcock Solar Energy Center Hybrid | 59993 | 1 |  | OP | PV | SUN | 74.5 | 0.238 | 155026 | 558089.1353 | 67320 | 242350.0612 | Distributed from 923 Generation And Fuel | 2016
5168 | 2022 | FL | Babcock Solar Energy Center Hybrid | 59993 | BA |  | OP | BA | MWH | 10 | -0.019 | -1661 | -5979.5522 | -1167 | -4201.1664 | Distributed from 923 Generation And Fuel | 2018
5169 | 2022 | FL | Balm Solar | 61654 | PV1 |  | OP | PV | SUN | 74.4 | 0.194 | 126730 | 456224.3502 | 59947 | 215807.4735 | Distributed from 923 Generation And Fuel | 2018
5170 | 2022 | FL | Baptist Medical Center | 10008 | TG-2 |  | OP | GT | NG | 2.5 | 0.178 | 3903.611 | 14052.8872 | 569.444 | 2049.982 | Distributed from 923 Generation And Fuel | 1983
5171 | 2022 | FL | Baptist Medical Center | 10008 | TG-3 |  | OP | GT | NG | 3 | 0.178 | 4684.333 | 16863.4639 | 683.333 | 2459.9791 | Distributed from 923 Generation And Fuel | 1986
5172 | 2022 | FL | Baptist Medical Center | 10008 | TG-4 |  | OP | GT | NG | 3.5 | 0.178 | 5465.056 | 19674.0442 | 797.222 | 2869.9762 | Distributed from 923 Generation And Fuel | 1993
5173 | 2022 | FL | Barefoot Bay Solar Energy Center | 61051 | 1 |  | OP | PV | SUN | 74.5 | 0.246 | 160276 | 576988.9841 | 72365 | 260511.9159 | Distributed from 923 Generation And Fuel | 2018
5174 | 2022 | FL | Bartow Solar Energy LLC | 61879 | PV |  | OP | PV | SUN | 7.3 | 0.184 | 11740 | 42263.6619 | 5450 | 19619.843 | Distributed from 923 Generation And Fuel | 2018
5175 | 2022 | FL | Bay Trail Solar Power Plant | 64145 | PV1 |  | OP | PV | SUN | 74.9 | 0.029 | 18799 | 67675.8586 | 0 | 0 | Distributed from 923 Generation And Fuel | 2022
5176 | 2022 | FL | Bayboro | 627 | P1 |  | OP | GT | DFO | 56.7 | 0.002 | 804 | 2894.3768 | 203.5 | 732.5941 | Distributed from 923 Generation And Fuel | 1973
5177 | 2022 | FL | Bayboro | 627 | P2 |  | OP | GT | DFO | 56.7 | 0.002 | 804 | 2894.3768 | 203.5 | 732.5941 | Distributed from 923 Generation And Fuel | 1973
5178 | 2022 | FL | Bayboro | 627 | P3 |  | OP | GT | DFO | 56.7 | 0.002 | 804 | 2894.3768 | 203.5 | 732.5941 | Distributed from 923 Generation And Fuel | 1973
5179 | 2022 | FL | Bayboro | 627 | P4 |  | OP | GT | DFO | 56.7 | 0.002 | 804 | 2894.3768 | 203.5 | 732.5941 | Distributed from 923 Generation And Fuel | 1973
5180 | 2022 | FL | Big Bend | 645 | 1 |  | OP | PV | SUN | 19.8 | 0.167 | 28943 | 104193.9664 | 14079 | 50683.9945 | Distributed from 923 Generation And Fuel | 2017
5181 | 2022 | FL | Big Bend | 645 | BESS1 |  | OP | BA | MWH | 12.6 | 0 | 0 | 0 | 0 | 0 | Distributed from 923 Generation And Fuel | 2017
5182 | 2022 | FL | Big Bend | 645 | GT4 |  | OP | GT | NG | 69.9 | 0.004 | 2517 | 9061.1275 | 1199 | 4316.3655 | Distributed from 923 Generation And Fuel | 2009
5183 | 2022 | FL | Big Bend | 645 | GT5 |  | OP | CT | NG | 397.8 | 0.141 | 492410 | 1772661.8187 | 158450 | 570415.4367 | EIA-923 Generator File | 2021
5184 | 2022 | FL | Big Bend | 645 | GT6 |  | OP | CT | NG | 397.8 | 0.145 | 503922 | 1814104.6872 | 184147 | 662923.8966 | EIA-923 Generator File | 2021
5185 | 2022 | FL | Big Bend | 645 | ST1 | 3 | OP | CA | NG | 445.5 | 0.039 | 153874 | 553941.9685 | 23169 | 83407.7327 | EIA-923 Generator File | 1970
5186 | 2022 | FL | Big Bend | 645 | ST3 | 1 | OP | ST | NG | 445.5 | 0.114 | 445965 | 1605461.1563 | 157503 | 567006.2639 | EIA-923 Generator File | 1976 | 2023
5187 | 2022 | FL | Big Bend | 645 | ST4 | 1 | OP | ST | BIT | 486 | 0.298 | 1270717 | 4574544.6036 | 497334 | 1790388.0769 | EIA-923 Generator File | 1985
5188 | 2022 | FL | Big Bend Agrivoltaics | 65771 | 1 |  | OP | PV | SUN | 1 | 0.113 | 989 | 3560.3715 | 631 | 2271.5818 | Distributed from 923 Generation And Fuel | 2022
5189 | 2022 | FL | Big Bend Floating Solar I | 65772 | 1 |  | OP | PV | SUN | 1 | 0.046 | 401 | 1443.5885 | 217 | 781.1938 | Distributed from 923 Generation And Fuel | 2022
5190 | 2022 | FL | Big Bend II Solar | 64641 | 2 |  | OP | PV | SUN | 45.8 | 0.13 | 52284 | 188220.8942 | 29087 | 104712.3623 | Distributed from 923 Generation And Fuel | 2022
5191 | 2022 | FL | Blue Cypress Solar Energy Center | 61029 | 1 |  | OP | PV | SUN | 74.5 | 0.23 | 149972 | 539894.8808 | 67205 | 241936.0645 | Distributed from 923 Generation And Fuel | 2018
5192 | 2022 | FL | Blue Heron Solar | 62631 | 1 |  | OP | PV | SUN | 74.5 | 0.25 | 162994 | 586773.7058 | 69835 | 251403.9888 | Distributed from 923 Generation And Fuel | 2020
5193 | 2022 | FL | Blue Springs | 64757 | 1 |  | OP | PV | SUN | 74.5 | 0.231 | 150617 | 542216.8623 | 68252 | 245705.2344 | Distributed from 923 Generation And Fuel | 2022
5194 | 2022 | FL | Bonnie Mine Solar | 61655 | PV1 |  | OP | PV | SUN | 37.5 | 0.185 | 60848 | 219051.0476 | 28813 | 103725.9702 | Distributed from 923 Generation And Fuel | 2019
5195 | 2022 | FL | Brandy Branch | 7846 | 001 |  | OP | GT | NG | 185 | 0.064 | 104254 | 375311.3975 | 24435 | 87965.2963 | Distributed from 923 Generation And Fuel | 2001
5196 | 2022 | FL | Brandy Branch | 7846 | 002 |  | OP | CT | NG | 185 | 0.97 | 1571584 | 5657657.1387 | 698162.5 | 2513364.8931 | Distributed from 923 Generation And Fuel | 2001
5197 | 2022 | FL | Brandy Branch | 7846 | 003 |  | OP | CT | NG | 185 | 0.97 | 1571584 | 5657657.1387 | 698162.5 | 2513364.8931 | Distributed from 923 Generation And Fuel | 2001
5198 | 2022 | FL | Brandy Branch | 7846 | 004 | 2 | OP | CA | NG | 228.1 | 0.813 | 1624389 | 5847753.618 | 725200 | 2610699.1144 | Distributed from 923 Generation And Fuel | 2005
5199 | 2022 | FL | Brevard | 61777 | ENG1 |  | OP | IC | LFG | 1.6 | 0.509 | 7127.5 | 25658.7947 | 2846.25 | 10246.418 | Distributed from 923 Generation And Fuel | 2008
5200 | 2022 | FL | Brevard | 61777 | ENG2 |  | OP | IC | LFG | 1.6 | 0.509 | 7127.5 | 25658.7947 | 2846.25 | 10246.418 | Distributed from 923 Generation And Fuel | 2008
5201 | 2022 | FL | Brevard | 61777 | ENG3 |  | OP | IC | LFG | 1.6 | 0.509 | 7127.5 | 25658.7947 | 2846.25 | 10246.418 | Distributed from 923 Generation And Fuel | 2008
5202 | 2022 | FL | Brevard | 61777 | ENG6 |  | OP | IC | LFG | 1.6 | 0.509 | 7127.5 | 25658.7947 | 2846.25 | 10246.418 | Distributed from 923 Generation And Fuel | 2008
5203 | 2022 | FL | Buckeye Florida LP | 50466 | GEN2 | 7 | OP | ST | BLQ | 7.8 | 0.675 | 46095.764 | 165943.4229 | 18268.402 | 65765.7211 | EIA-923 Generator File | 1953
5204 | 2022 | FL | Buckeye Florida LP | 50466 | GEN3 | 7 | OP | ST | BLQ | 7.5 | 0.981 | 64422.848 | 231920.3974 | 27846.924 | 100248.1244 | EIA-923 Generator File | 1965
5205 | 2022 | FL | Buckeye Florida LP | 50466 | GEN4 | 7 | OP | ST | BLQ | 16.9 | 0.451 | 66771.138 | 240374.1738 | 31518.861 | 113466.9919 | EIA-923 Generator File | 1956
5206 | 2022 | FL | Buckeye Florida LP | 50466 | GEN5 | 7 | OP | ST | BLQ | 11 | 0.68 | 65481.024 | 235729.8006 | 28090.974 | 101126.6974 | EIA-923 Generator File | 1964
5207 | 2022 | FL | Buckeye Florida LP | 50466 | GEN6 | 7 | OP | ST | BLQ | 29.8 | 0.106 | 27777.993 | 99999.9748 | 8441.171 | 30387.9725 | EIA-923 Generator File | 2011
5208 | 2022 | FL | Butler Plaza | 58618 | 1 |  | OP | PV | SUN | 1.2 | 0.183 | 1919 | 6908.3447 | 891 | 3207.5743 | Distributed from 923 Generation And Fuel | 2010
5209 | 2022 | FL | C D McIntosh Jr | 676 | 5CT |  | OP | CT | NG | 249 | 0.7 | 1525988 | 5493512.8519 | 691281 | 2488591.6913 | EIA-923 Generator File | 2001
5210 | 2022 | FL | C D McIntosh Jr | 676 | 5ST | 1 | OP | CA | NG | 135 | 0.658 | 777999 | 2800773.9938 | 329057 | 1184595.7232 | EIA-923 Generator File | 2002
5211 | 2022 | FL | C D McIntosh Jr | 676 | GT1 |  | OP | GT | NG | 26.6 | 0.033 | 7795.193 | 28062.4703 | 4947.668 | 17811.4623 | Distributed from 923 Generation And Fuel | 1973
5212 | 2022 | FL | C D McIntosh Jr | 676 | GT2 |  | OP | GT | NG | 130 | 0.033 | 38096.807 | 137147.408 | 24180.332 | 87048.4988 | Distributed from 923 Generation And Fuel | 2020
5213 | 2022 | FL | C D McIntosh Jr | 676 | IC1 |  | OP | IC | DFO | 2.5 | 0 | 0 | 0 | 0 | 0 | Distributed from 923 Generation And Fuel | 1970
5214 | 2022 | FL | C D McIntosh Jr | 676 | IC2 |  | OP | IC | DFO | 2.5 | 0 | 0 | 0 | 0 | 0 | Distributed from 923 Generation And Fuel | 1970
5215 | 2022 | FL | Cane Island | 7238 | 1 |  | OP | GT | NG | 32 | 0.057 | 15920 | 57311.5415 | 12067 | 43440.8525 | Distributed from 923 Generation And Fuel | 1994
5216 | 2022 | FL | Cane Island | 7238 | 2 |  | OP | CT | NG | 76 | 0.419 | 278956 | 1004233.5661 | 182733 | 657833.5373 | EIA-923 Generator File | 1995
5217 | 2022 | FL | Cane Island | 7238 | 2A | 1 | OP | CA | NG | 40 | 0.51 | 178699 | 643311.2535 | 116504 | 419411.0447 | EIA-923 Generator File | 1995
5218 | 2022 | FL | Cane Island | 7238 | 3 |  | OP | CT | NG | 152 | 0.546 | 726739 | 2616239.4701 | 503065 | 1811019.5118 | EIA-923 Generator File | 2002
5219 | 2022 | FL | Cane Island | 7238 | 3A | 1 | OP | CA | NG | 82.5 | 0.55 | 397159 | 1429760.9619 | 279096 | 1004737.5621 | EIA-923 Generator File | 2002
5220 | 2022 | FL | Cane Island | 7238 | 4 |  | OP | CT | NG | 180 | 0.749 | 1181166 | 4252163.5827 | 457063 | 1645413.6367 | EIA-923 Generator File | 2011
5221 | 2022 | FL | Cane Island | 7238 | 4A | 1 | OP | CA | NG | 143.5 | 0.695 | 873910 | 3146050.8316 | 375188 | 1350665.9947 | EIA-923 Generator File | 2011
5222 | 2022 | FL | Cape Canaveral | 609 | 3A |  | OP | CT | NG | 265 | 0.516 | 1198782 | 4315580.6754 | 775231 | 2790809.2735 | EIA-923 Generator File | 2013
5223 | 2022 | FL | Cape Canaveral | 609 | 3B |  | OP | CT | NG | 265 | 0.572 | 1327458 | 4778810.5695 | 835833 | 3008974.7282 | EIA-923 Generator File | 2013
5224 | 2022 | FL | Cape Canaveral | 609 | 3C |  | OP | CT | NG | 265 | 0.453 | 1051936 | 3786939.3045 | 632243 | 2276056.5915 | EIA-923 Generator File | 2013
5225 | 2022 | FL | Cape Canaveral | 609 | 3ST | 3 | OP | CA | NG | 500 | 0.407 | 1780505 | 6409766.7219 | 981088 | 3531888.5449 | EIA-923 Generator File | 2013
5226 | 2022 | FL | Cape San Blas | 63996 | ES1 |  | OP | BA | MWH | 5.5 |  | GENYRONL: 2022
5227 | 2022 | FL | Cattle Ranch | 62632 | 1 |  | OP | PV | SUN | 74.5 | 0.226 | 147633 | 531474.5482 | 75212 | 270761.0339 | Distributed from 923 Generation And Fuel | 2020
5228 | 2022 | FL | Central District Wastewater Treat Plant | 54623 | 3A |  | OP | IC | OBG | 1.2 | 0 | 0 | 0 | 0 | 0 | Distributed from 923 Generation And Fuel | 2013
5229 | 2022 | FL | Central District Wastewater Treat Plant | 54623 | 4A |  | OP | IC | OBG | 1.2 | 0 | 0 | 0 | 0 | 0 | Distributed from 923 Generation And Fuel | 2013
5230 | 2022 | FL | Central District Wastewater Treat Plant | 54623 | 5 |  | OP | IC | OBG | 1.2 | 0 | 0 | 0 | 0 | 0 | Distributed from 923 Generation And Fuel | 2015
5231 | 2022 | FL | Central District Wastewater Treat Plant | 54623 | 6 |  | OP | IC | OBG | 1.2 | 0 | 0 | 0 | 0 | 0 | Distributed from 923 Generation And Fuel | 2015
5232 | 2022 | FL | Charlie Creek Solar Power Plant | 63982 | PV1 |  | OP | PV | SUN | 74.9 | 0.084 | 55036 | 198128.015 | 33102 | 119166.2467 | Distributed from 923 Generation And Fuel | 2022
5233 | 2022 | FL | Citrus Ridge Solar | 61988 | FL501 |  | OP | PV | SUN | 52 | 0.187 | 85171 | 306613.1471 | 41095 | 147940.8165 | Distributed from 923 Generation And Fuel | 2018
5234 | 2022 | FL | Citrus Solar Energy Center Hybrid | 60061 | 1 |  | OP | PV | SUN | 74.5 | 0.235 | 153526 | 552689.1785 | 68142 | 245309.2375 | Distributed from 923 Generation And Fuel | 2016
5235 | 2022 | FL | Citrus Solar Energy Center Hybrid | 60061 | BA |  | OP | BA | MWH | 4 | -0.004 | -125 | -449.9964 | -59 | -212.3983 | Distributed from 923 Generation And Fuel | 2018
5236 | 2022 | FL | Clewiston Sugar House | 50482 | TG6 | 7 | OP | ST | AB | 15 | 0.659 | 86630 | 311865.5051 | 29311 | 105518.7558 | EIA-923 Generator File | 2004
5237 | 2022 | FL | Clewiston Sugar House | 50482 | TG7 | 6 | OP | ST | AB | 20 | 0.553 | 96934 | 348959.6083 | 25198 | 90712.0743 | EIA-923 Generator File | 2006
5238 | 2022 | FL | Clewiston Sugar House | 50482 | TG8 | 6 | OP | ST | AB | 14 | 0.684 | 83858 | 301886.3849 | 25487 | 91752.466 | EIA-923 Generator File | 2007
5239 | 2022 | FL | Columbia Solar Power Plant | 61982 | PV1 |  | OP | PV | SUN | 74.9 | 0.27 | 176925 | 636924.9046 | 86235 | 310443.5165 | Distributed from 923 Generation And Fuel | 2020
5240 | 2022 | FL | Coral Farms Solar Energy Center | 61022 | 1 |  | OP | PV | SUN | 74.5 | 0.223 | 145815 | 524929.8006 | 65505 | 235816.1135 | Distributed from 923 Generation And Fuel | 2018
5241 | 2022 | FL | CoTAL Solar Farm | 60582 | PV1 |  | OP | PV | SUN | 20 | 0.23 | 40284 | 145021.2398 | 18701 | 67323.0614 | Distributed from 923 Generation And Fuel | 2017
5242 | 2022 | FL | Cotton Creek Solar Energy Center | 65036 | 1 |  | OP | PV | SUN | 74.5 | 0.227 | 147886 | 532385.3409 | 63304 | 227892.5769 | Distributed from 923 Generation And Fuel | 2021
5243 | 2022 | FL | Covanta Lake County Energy | 50629 | GEN1 | 2 | OP | ST | MSW | 15.5 | 0.598 | 81236 | 292447.2604 | 31072 | 111858.3051 | EIA-923 Generator File | 1990
5244 | 2022 | FL | Crystal River | 628 | 1GTA |  | OP | CT | NG | 310.3 | 0.667 | 1811757 | 6522273.0218 | 742081 | 2671470.2282 | EIA-923 Generator File | 2018
5245 | 2022 | FL | Crystal River | 628 | 1GTB |  | OP | CT | NG | 310.3 | 0.628 | 1707554 | 6147145.2228 | 729684 | 2626841.3853 | EIA-923 Generator File | 2018
5246 | 2022 | FL | Crystal River | 628 | 2GTA |  | OP | CT | NG | 310.3 | 0.649 | 1764350 | 6351609.1871 | 730041 | 2628126.575 | EIA-923 Generator File | 2018
5247 | 2022 | FL | Crystal River | 628 | 2GTB |  | OP | CT | NG | 310.3 | 0.694 | 1887492 | 6794916.8407 | 768826 | 2767751.458 | EIA-923 Generator File | 2018
5248 | 2022 | FL | Crystal River | 628 | 5 | 1 | OP | ST | BIT | 739.2 | 0.358 | 2315315 | 8335067.3195 | 1019143 | 3668885.4489 | EIA-923 Generator File | 1984
5249 | 2022 | FL | Crystal River | 628 | CC1ST | 2 | OP | CA | NG | 364.7 | 0.64 | 2044385 | 7359727.1222 | 944986 | 3401922.3846 | EIA-923 Generator File | 2018
5250 | 2022 | FL | Crystal River | 628 | CC2ST | 2 | OP | CA | NG | 364.7 | 0.661 | 2110909 | 7599211.6063 | 899245 | 3237256.102 | EIA-923 Generator File | 2018
5251 | 2022 | FL | Crystal River | 628 | ST4 | 1 | OP | ST | BIT | 739.2 | 0.318 | 2059320 | 7413492.6921 | 981640 | 3533875.729 | EIA-923 Generator File | 1982
5252 | 2022 | FL | CSL Gas Recovery | 50572 | GEN1 |  | OP | CT | LFG | 3 | 0.559 | 14693 | 52894.3768 | 6757 | 24325.0054 | EIA-923 Generator File | 1989
5253 | 2022 | FL | CSL Gas Recovery | 50572 | GEN2 |  | OP | CT | LFG | 3 | 0.553 | 14541 | 52347.1812 | 6812 | 24523.0038 | EIA-923 Generator File | 1989
5254 | 2022 | FL | CSL Gas Recovery | 50572 | GEN3 |  | OP | CT | LFG | 3 | 0.569 | 14964 | 53869.969 | 6880 | 24767.8019 | EIA-923 Generator File | 1989
5255 | 2022 | FL | CSL Gas Recovery | 50572 | GEN4 | 1 | OP | CA | LFG | 2.2 | 0 | 0 | 0 | 0 | 0 | EIA-923 Generator File | 2000
5256 | 2022 | FL | Curtis H Stanton Energy Center | 55821 | A |  | OP | CT | NG | 203.2 | 0.522 | 929339 | 3345593.6353 | 520114 | 1872395.4208 | EIA-923 Generator File | 2003
5257 | 2022 | FL | Curtis H Stanton Energy Center | 55821 | B |  | OP | CT | NG | 203.2 | 0.615 | 1095213 | 3942735.2581 | 526545 | 1895546.8356 | EIA-923 Generator File | 2003
5258 | 2022 | FL | Curtis H Stanton Energy Center | 55821 | C | 2 | OP | CA | NG | 281.9 | 0.482 | 1191356 | 4288847.2892 | 651394 | 2344999.64 | EIA-923 Generator File | 2003
5259 | 2022 | FL | Cutrale Citrus Juices USA I | 10020 | GEN3 |  | OP | GT | NG | 4.1 | 0.57 | 20488 | 73756.21 | 10073 | 36262.5099 | Distributed from 923 Generation And Fuel | 2016
5260 | 2022 | FL | Cutrale Citrus Juices USA II | 10188 | GEN6 |  | OP | GT | NG | 4.1 | 0.562 | 20185 | 72665.4187 | 9923.5 | 35724.3142 | Distributed from 923 Generation And Fuel | 2015
5261 | 2022 | FL | Cutrale Citrus Juices USA II | 10188 | GEN7 |  | OP | GT | NG | 4.1 | 0.562 | 20185 | 72665.4187 | 9923.5 | 35724.3142 | Distributed from 923 Generation And Fuel | 2015
5262 | 2022 | FL | Dania Beach 7 | 65978 | 7GT1 |  | OP | CT | NG | 492.2 | 0.284 | 1224241 | 4407232.3421 | 866135 | 3118061.0555 | EIA-923 Generator File | 2022
5263 | 2022 | FL | Dania Beach 7 | 65978 | 7GT2 |  | OP | CT | NG | 492.2 | 0.297 | 1282510 | 4616999.064 | 874048 | 3146547.6276 | EIA-923 Generator File | 2022
5264 | 2022 | FL | Dania Beach 7 | 65978 | ST7 | 2 | OP | CA | NG | 463.3 | 0.339 | 1374230.9 | 4947191.6625 | 889967.87 | 3203858.7011 | EIA-923 Generator File | 2022
5265 | 2022 | FL | Daytona International Speedway Solar | 60005 | 1 |  | OP | PV | SUN | 1.6 | 0.099 | 1390 | 5003.96 | 645 | 2321.9814 | Distributed from 923 Generation And Fuel | 2016
5266 | 2022 | FL | DeBary | 6046 | 10 |  | OP | GT | DFO | 103.5 | 0.018 | 16642.053 | 59910.9115 | 7472.894 | 26902.2032 | Distributed from 923 Generation And Fuel | 1992
5267 | 2022 | FL | DeBary | 6046 | 2 |  | OP | GT | DFO | 66.8 | 0.018 | 10740.958 | 38667.1395 | 4823.085 | 17362.9671 | Distributed from 923 Generation And Fuel | 1976
5268 | 2022 | FL | DeBary | 6046 | 3 |  | OP | GT | DFO | 66.8 | 0.018 | 10740.958 | 38667.1395 | 4823.085 | 17362.9671 | Distributed from 923 Generation And Fuel | 1975
5269 | 2022 | FL | DeBary | 6046 | 4 |  | OP | GT | DFO | 66.8 | 0.018 | 10740.958 | 38667.1395 | 4823.085 | 17362.9671 | Distributed from 923 Generation And Fuel | 1976
5270 | 2022 | FL | DeBary | 6046 | 5 |  | OP | GT | DFO | 66.8 | 0.018 | 10740.958 | 38667.1395 | 4823.085 | 17362.9671 | Distributed from 923 Generation And Fuel | 1975
5271 | 2022 | FL | DeBary | 6046 | 6 |  | OP | GT | DFO | 66.8 | 0.018 | 10740.958 | 38667.1395 | 4823.085 | 17362.9671 | Distributed from 923 Generation And Fuel | 1976
5272 | 2022 | FL | DeBary | 6046 | 7 |  | OP | GT | NG | 103.5 | 0.018 | 16642.053 | 59910.9115 | 7472.894 | 26902.2032 | Distributed from 923 Generation And Fuel | 1992
5273 | 2022 | FL | DeBary | 6046 | 8 |  | OP | GT | NG | 103.5 | 0.018 | 16642.053 | 59910.9115 | 7472.894 | 26902.2032 | Distributed from 923 Generation And Fuel | 1992
5274 | 2022 | FL | DeBary | 6046 | 9 |  | OP | GT | NG | 103.5 | 0.018 | 16642.053 | 59910.9115 | 7472.894 | 26902.2032 | Distributed from 923 Generation And Fuel | 1992
5275 | 2022 | FL | Debary Solar Power Plant | 62542 | PV1 |  | OP | PV | SUN | 74.5 | 0.216 | 140763 | 506742.7461 | 65518 | 235862.9131 | Distributed from 923 Generation And Fuel | 2020
5276 | 2022 | FL | Deerhaven Generating Station | 663 | 1 | 1 | OP | ST | NG | 75 | 0.2 | 131464 | 473266.6139 | 69382 | 249773.2018 | EIA-923 Generator File | 1972 | 2027
5277 | 2022 | FL | Deerhaven Generating Station | 663 | 2 | 1 | OP | ST | NG | 250.7 | 0.209 | 459795 | 1655248.758 | 236352 | 850860.3931 | EIA-923 Generator File | 1981 | 2031
5278 | 2022 | FL | Deerhaven Generating Station | 663 | GT1 |  | SB | GT | NG | 24.6 | 0.002 | 490.138 | 1764.4827 | 152.205 | 547.9336 | Distributed from 923 Generation And Fuel | 1976 | 2026
5279 | 2022 | FL | Deerhaven Generating Station | 663 | GT2 |  | SB | GT | NG | 24.6 | 0.002 | 490.138 | 1764.4827 | 152.205 | 547.9336 | Distributed from 923 Generation And Fuel | 1976 | 2026
5280 | 2022 | FL | Deerhaven Generating Station | 663 | GT3 |  | OP | GT | NG | 96.1 | 0.002 | 1914.725 | 6892.9549 | 594.59 | 2140.5069 | Distributed from 923 Generation And Fuel | 1996
5281 | 2022 | FL | Deerhaven Renewable | 57241 | 1 | 1 | OP | ST | WDS | 116.1 | 0.6 | 609879 | 2195546.8356 | 292107 | 1051576.7874 | EIA-923 Generator File | 2013
5282 | 2022 | FL | DeSoto Next Generation Solar Energy | 56929 | 1 |  | OP | PV | SUN | 25 | 0.171 | 37524 | 135085.3193 | 17419 | 62707.8983 | Distributed from 923 Generation And Fuel | 2009
5283 | 2022 | FL | Discovery Solar Center | 63109 | 1 |  | OP | PV | SUN | 74.5 | 0.23 | 149823 | 539358.4851 | 67212 | 241961.2643 | Distributed from 923 Generation And Fuel | 2021
5284 | 2022 | FL | Duette Solar Power Plant | 63978 | PV1 |  | OP | PV | SUN | 74.5 | 0.245 | 159777 | 575192.5985 | 75451 | 271621.427 | Distributed from 923 Generation And Fuel | 2021
5285 | 2022 | FL | Durrance | 63495 | 1 |  | OP | PV | SUN | 60 | 0.189 | 99114 | 356807.5455 | 47639 | 171499.028 | Distributed from 923 Generation And Fuel | 2021
5286 | 2022 | FL | Echo River Solar | 62490 | 1 |  | OP | PV | SUN | 74.5 | 0.27 | 175987 | 633548.1316 | 84597 | 304546.7636 | Distributed from 923 Generation And Fuel | 2020
5287 | 2022 | FL | Echo River Solar | 62490 | 2 |  | OP | BA | MWH | 30 | 0 | -7 | -25.1998 | -2 | -7.1999 | Distributed from 923 Generation And Fuel | 2021
5288 | 2022 | FL | Egret Solar Center | 62925 | 1 |  | OP | PV | SUN | 74.5 | 0.241 | 157098 | 565548.2756 | 73632 | 265073.0794 | Distributed from 923 Generation And Fuel | 2020
5289 | 2022 | FL | Eight Flags Energy | 60025 | 01 |  | OP | GT | NG | 21.6 | 0.778 | 147144 | 529714.1623 | 72341 | 260425.5166 | Distributed from 923 Generation And Fuel | 2016
5290 | 2022 | FL | Elder Branch | 65041 | 1 |  | OP | PV | SUN | 74.5 | 0.28 | 183026 | 658888.3289 | 89700 | 322917.4167 | Distributed from 923 Generation And Fuel | 2022
5291 | 2022 | FL | Fernandina Beach Mill | 10202 | GEN5 | 4 | OP | ST | BLQ | 37.4 | 0.76 | 249133.51 | 896873.461 | 109440.591 | 393982.9757 | EIA-923 Generator File | 1988
5292 | 2022 | FL | Fernandina Beach Mill | 10202 | GEN6 | 4 | OP | ST | BLQ | 59.5 | 0.64 | 333499.71 | 1200589.3513 | 148418.206 | 534301.2672 | EIA-923 Generator File | 1982
5293 | 2022 | FL | Fernandina Plant | 10562 | GEN4 | 2 | OP | ST | WDL | 20 | 0.729 | 127707.42 | 459743.0341 | 56146.552 | 202125.9702 | EIA-923 Generator File | 1950
5294 | 2022 | FL | Fernandina Plant | 10562 | GEN5 | 2 | OP | ST | WDL | 22 | 0.487 | 93768.541 | 337564.0471 | 39368.535 | 141725.5922 | EIA-923 Generator File | 2012
5295 | 2022 | FL | Field Street | 7954 | 1 |  | OS | GT | DFO | 24 | 0 | -43.5 | -156.5987 | -11 | -39.5997 | Distributed from 923 Generation And Fuel | 2001
5296 | 2022 | FL | Field Street | 7954 | 2 |  | OP | GT | DFO | 24 | 0 | -43.5 | -156.5987 | -11 | -39.5997 | Distributed from 923 Generation And Fuel | 2001
5297 | 2022 | FL | FIU Solar | 60006 | 1 |  | OP | PV | SUN | 1.6 | 0.062 | 874 | 3146.3748 | 406 | 1461.5883 | Distributed from 923 Generation And Fuel | 2016
5298 | 2022 | FL | FL Solar 4, LLC | 63187 | FL4 |  | OP | PV | SUN | 42 | 0.2 | 73517 | 264659.0827 | 31821 | 114554.6836 | Distributed from 923 Generation And Fuel | 2019
5299 | 2022 | FL | Florida's Natural Growers | 10275 | CE50 |  | OP | GT | NG | 3.5 | 0.62 | 19017.757 | 68463.3775 | 9349.907 | 33659.3959 | Distributed from 923 Generation And Fuel | 1989
5300 | 2022 | FL | Florida's Natural Growers | 10275 | TA70 |  | OP | GT | NG | 7.2 | 0.62 | 39122.243 | 140838.9481 | 19234.093 | 69242.1809 | Distributed from 923 Generation And Fuel | 2000
5301 | 2022 | FL | Fort Drum Energy Center | 64300 | FORTD |  | OP | PV | SUN | 74.5 | 0.212 | 138411 | 498275.6138 | 66023 | 237680.8986 | Distributed from 923 Generation And Fuel | 2021
5302 | 2022 | FL | Fort Green Solar Power Plant | 64533 | PV1 |  | OP | PV | SUN | 74.9 | 0.121 | 79139 | 284898.1208 | 60624 | 218244.654 | Distributed from 923 Generation And Fuel | 2022
5303 | 2022 | FL | Fort Myers | 612 | 2A |  | OP | CT | NG | 188.2 | 0.643 | 1060269 | 3816937.8645 | 492923 | 1774508.6039 | EIA-923 Generator File | 2000
5304 | 2022 | FL | Fort Myers | 612 | 2B |  | OP | CT | NG | 188.2 | 0.537 | 884855 | 3185452.5164 | 383185 | 1379454.9644 | EIA-923 Generator File | 2000
5305 | 2022 | FL | Fort Myers | 612 | 2C |  | OP | CT | NG | 188.2 | 0.713 | 1176118 | 4233990.9281 | 511030 | 1839693.2825 | EIA-923 Generator File | 2000
5306 | 2022 | FL | Fort Myers | 612 | 2D |  | OP | CT | NG | 188.2 | 1.049 | 1730164 | 6228540.5717 | 898350 | 3234034.1277 | EIA-923 Generator File | 2001
5307 | 2022 | FL | Fort Myers | 612 | 2E |  | OP | CT | NG | 188.2 | 1.061 | 1749312 | 6297472.8202 | 769224 | 2769184.2465 | EIA-923 Generator File | 2001
5308 | 2022 | FL | Fort Myers | 612 | 2F |  | OP | CT | NG | 188.2 | 0.672 | 1107070 | 3985420.1166 | 475968 | 1713471.0922 | EIA-923 Generator File | 2001
5309 | 2022 | FL | Fort Myers | 612 | 9 |  | OP | GT | DFO | 62 | 0.034 | 18573.117 | 66862.6863 | 8731.247 | 31432.2377 | Distributed from 923 Generation And Fuel | 1974
5310 | 2022 | FL | Fort Myers | 612 | CT1 |  | OP | GT | NG | 188.2 | 0.034 | 56378.396 | 202960.6019 | 26503.558 | 95412.0455 | Distributed from 923 Generation And Fuel | 2003
5311 | 2022 | FL | Fort Myers | 612 | CT2 |  | OP | GT | NG | 188.2 | 0.034 | 56378.396 | 202960.6019 | 26503.558 | 95412.0455 | Distributed from 923 Generation And Fuel | 2003
5312 | 2022 | FL | Fort Myers | 612 | GT1 |  | OP | GT | DFO | 62 | 0.034 | 18573.117 | 66862.6863 | 8731.247 | 31432.2377 | Distributed from 923 Generation And Fuel | 1974
5313 | 2022 | FL | Fort Myers | 612 | PFM3C |  | OP | GT | NG | 229.5 | 0.034 | 68750.488 | 247499.7768 | 32319.695 | 116349.9712 | Distributed from 923 Generation And Fuel | 2016
5314 | 2022 | FL | Fort Myers | 612 | PFM3D |  | OP | GT | NG | 229.5 | 0.034 | 68750.488 | 247499.7768 | 32319.695 | 116349.9712 | Distributed from 923 Generation And Fuel | 2016
5315 | 2022 | FL | Fort Myers | 612 | ST1 | 6 | OP | CA | NG | 156.2 | 0.805 | 1101585 | 3965674.2746 | 500573 | 1802048.3836 | EIA-923 Generator File | 1958
5316 | 2022 | FL | Fort Myers | 612 | ST2 | 6 | OP | CA | NG | 436.1 | 0.37 | 1414401 | 5091802.8656 | 512490 | 1844949.2404 | EIA-923 Generator File | 1969
5317 | 2022 | FL | G W Ivey | 665 | 13 |  | OP | IC | DFO | 2 | -0.007 | -118.431 | -426.3482 | -29.692 | -106.8903 | Distributed from 923 Generation And Fuel | 1972
5318 | 2022 | FL | G W Ivey | 665 | 14 |  | OP | IC | DFO | 2 | -0.007 | -118.431 | -426.3482 | -29.692 | -106.8903 | Distributed from 923 Generation And Fuel | 1972
5319 | 2022 | FL | G W Ivey | 665 | 15 |  | OP | IC | DFO | 2 | -0.007 | -118.431 | -426.3482 | -29.692 | -106.8903 | Distributed from 923 Generation And Fuel | 1972
5320 | 2022 | FL | G W Ivey | 665 | 16 |  | OP | IC | DFO | 2 | -0.007 | -118.431 | -426.3482 | -29.692 | -106.8903 | Distributed from 923 Generation And Fuel | 1972
5321 | 2022 | FL | G W Ivey | 665 | 17 |  | OP | IC | DFO | 2 | -0.007 | -118.431 | -426.3482 | -29.692 | -106.8903 | Distributed from 923 Generation And Fuel | 1972
5322 | 2022 | FL | G W Ivey | 665 | 19 |  | OP | IC | DFO | 8.8 | -0.007 | -521.098 | -1875.9378 | -130.644 | -470.3146 | Distributed from 923 Generation And Fuel | 1975
5323 | 2022 | FL | G W Ivey | 665 | 2 |  | OP | IC | DFO | 2 | -0.007 | -118.431 | -426.3482 | -29.692 | -106.8903 | Distributed from 923 Generation And Fuel | 1970
5324 | 2022 | FL | G W Ivey | 665 | 20 |  | OP | IC | DFO | 6.4 | -0.007 | -378.98 | -1364.3171 | -95.014 | -342.0477 | Distributed from 923 Generation And Fuel | 1981
5325 | 2022 | FL | G W Ivey | 665 | 21 |  | OP | IC | DFO | 6.4 | -0.007 | -378.98 | -1364.3171 | -95.014 | -342.0477 | Distributed from 923 Generation And Fuel | 1981
5326 | 2022 | FL | G W Ivey | 665 | 22 |  | SB | IC | DFO | 0.1 | -0.007 | -5.922 | -21.319 | -1.485 | -5.346 | Distributed from 923 Generation And Fuel | 2013
5327 | 2022 | FL | G W Ivey | 665 | 3 |  | OP | IC | DFO | 2 | -0.007 | -118.431 | -426.3482 | -29.692 | -106.8903 | Distributed from 923 Generation And Fuel | 1970
5328 | 2022 | FL | G2 Energy Marion LLC | 57128 | 357 |  | OP | IC | LFG | 1.6 | 0.578 | 8101.333 | 29164.5655 | 3234.667 | 11644.708 | Distributed from 923 Generation And Fuel | 2009
5329 | 2022 | FL | G2 Energy Marion LLC | 57128 | 360 |  | OP | IC | LFG | 0.8 | 0.578 | 4050.667 | 14582.2845 | 1617.333 | 5822.3522 | Distributed from 923 Generation And Fuel | 2010
5330 | 2022 | FL | Georgia-Pacific Palatka Operations | 10611 | GEN4 | 3 | OP | ST | BLQ | 47.8 | 0.379 | 158553 | 570786.2337 | 62460 | 224854.2012 | EIA-923 Generator File | 1965
5331 | 2022 | FL | Georgia-Pacific Palatka Operations | 10611 | GEN8 | 3 | OP | ST | BLQ | 32 | 0.487 | 136473 | 491298.8696 | 61663 | 221985.0241 | EIA-923 Generator File | 1993
5332 | 2022 | FL | Ghost Orchid Solar Energy Center | 65038 | 1 |  | OP | PV | SUN | 74.5 | 0.229 | 149339 | 537616.0991 | 68434 | 246360.4291 | Distributed from 923 Generation And Fuel | 2022
5333 | 2022 | FL | Goldfinch | 60124 | GFNCH |  | OP | PV | SUN | 3 | 0.094 | 2469 | 8888.3289 | 1146 | 4125.567 | Distributed from 923 Generation And Fuel | 2016
5334 | 2022 | FL | Grange Hall Solar | 61656 | PV1 |  | OP | PV | SUN | 61.1 | 0.209 | 112045 | 403358.7731 | 53898 | 194031.2478 | Distributed from 923 Generation And Fuel | 2019
5335 | 2022 | FL | Greenland Energy Center | 56799 | 1 |  | OP | GT | NG | 190.4 | 0.168 | 280142.5 | 1008504.932 | 181092 | 651925.9846 | Distributed from 923 Generation And Fuel | 2011
5336 | 2022 | FL | Greenland Energy Center | 56799 | 2 |  | OP | GT | NG | 190.4 | 0.168 | 280142.5 | 1008504.932 | 181092 | 651925.9846 | Distributed from 923 Generation And Fuel | 2011
5337 | 2022 | FL | Grove | 65042 | 1 |  | OP | PV | SUN | 74.5 | 0.243 | 158331 | 569987.0401 | 72280 | 260205.9184 | Distributed from 923 Generation And Fuel | 2022
5338 | 2022 | FL | Gulf Clean Energy Center | 641 | 4 | 1 | OP | ST | NG | 93.7 | 0.013 | 10275 | 36989.7041 | 11172 | 40218.8782 | EIA-923 Generator File | 1959
5339 | 2022 | FL | Gulf Clean Energy Center | 641 | 5 | 1 | OP | ST | NG | 93.7 | 0.011 | 8846 | 31845.3452 | 7694 | 27698.1784 | EIA-923 Generator File | 1961
5340 | 2022 | FL | Gulf Clean Energy Center | 641 | 6 | 1 | OP | ST | NG | 369.7 | 0.127 | 411559 | 1481600.5472 | 332947 | 1198599.6112 | EIA-923 Generator File | 1970
5341 | 2022 | FL | Gulf Clean Energy Center | 641 | 7 | 1 | OP | ST | NG | 578 | 0.153 | 775751 | 2792681.2585 | 422361 | 1520487.4361 | EIA-923 Generator File | 1973
5342 | 2022 | FL | Gulf Clean Energy Center | 641 | 8A |  | OP | GT | NG | 243.1 | 0.031 | 66911.75 | 240880.373 | 54360.25 | 195695.3344 | Distributed from 923 Generation And Fuel | 2021
5343 | 2022 | FL | Gulf Clean Energy Center | 641 | 8B |  | OP | GT | NG | 243.1 | 0.031 | 66911.75 | 240880.373 | 54360.25 | 195695.3344 | Distributed from 923 Generation And Fuel | 2021
5344 | 2022 | FL | Gulf Clean Energy Center | 641 | 8C |  | OP | GT | NG | 243.1 | 0.031 | 66911.75 | 240880.373 | 54360.25 | 195695.3344 | Distributed from 923 Generation And Fuel | 2021
5345 | 2022 | FL | Gulf Clean Energy Center | 641 | 8D |  | OP | GT | NG | 243.1 | 0.031 | 66911.75 | 240880.373 | 54360.25 | 195695.3344 | Distributed from 923 Generation And Fuel | 2021
5346 | 2022 | FL | Gulf Coast Solar Center I | 59689 | GCSC1 |  | OP | PV | SUN | 30 | 0.214 | 56177 | 202235.5821 | 22683 | 81658.1467 | Distributed from 923 Generation And Fuel | 2017
5347 | 2022 | FL | Gulf Coast Solar Center II | 59690 | GCSC2 |  | OP | PV | SUN | 40 | 0.187 | 65363 | 235304.9176 | 32240 | 116063.0715 | Distributed from 923 Generation And Fuel | 2017
5348 | 2022 | FL | Gulf Coast Solar Center III | 59691 | GCSC3 |  | OP | PV | SUN | 50 | 0.2 | 87760 | 315933.4725 | 36037 | 129732.1621 | Distributed from 923 Generation And Fuel | 2017
5349 | 2022 | FL | Gulf Power Blue Indigo Energy | 63754 | SBI01 |  | OP | PV | SUN | 74.5 | 0.242 | 158095 | 569137.4469 | 71676 | 258031.5357 | Distributed from 923 Generation And Fuel | 2020
5350 | 2022 | FL | H L Culbreath Bayside Power Station | 7873 | 1A |  | OP | CT | NG | 189.9 | 0.37 | 615777 | 2216779.4658 | 313288 | 1127827.7774 | EIA-923 Generator File | 2003
5351 | 2022 | FL | H L Culbreath Bayside Power Station | 7873 | 1B |  | OP | CT | NG | 189.9 | 0.399 | 663379 | 2388145.2948 | 315575 | 1136060.9115 | EIA-923 Generator File | 2003
5352 | 2022 | FL | H L Culbreath Bayside Power Station | 7873 | 1C |  | OP | CT | NG | 189.9 | 0.375 | 624478 | 2248102.8152 | 318716 | 1147368.4211 | EIA-923 Generator File | 2003
5353 | 2022 | FL | H L Culbreath Bayside Power Station | 7873 | 1ST | 3 | OP | CA | NG | 239.4 | 0.499 | 1046744 | 3768248.254 | 527321 | 1898340.4133 | EIA-923 Generator File | 1965
5354 | 2022 | FL | H L Culbreath Bayside Power Station | 7873 | 2A |  | OP | CT | NG | 189.9 | 0.454 | 754944 | 2717776.6578 | 365357 | 1315274.6778 | EIA-923 Generator File | 2004
5355 | 2022 | FL | H L Culbreath Bayside Power Station | 7873 | 2B |  | OP | CT | NG | 189.9 | 0.484 | 805567 | 2900017.9999 | 382374 | 1376535.3877 | EIA-923 Generator File | 2004
5356 | 2022 | FL | H L Culbreath Bayside Power Station | 7873 | 2C |  | OP | CT | NG | 189.9 | 0.439 | 730210 | 2628734.9701 | 370925 | 1335319.3174 | EIA-923 Generator File | 2004
5357 | 2022 | FL | H L Culbreath Bayside Power Station | 7873 | 2D |  | OP | CT | NG | 189.9 | 0.466 | 774491 | 2788145.2948 | 368612 | 1326992.5841 | EIA-923 Generator File | 2004
5358 | 2022 | FL | H L Culbreath Bayside Power Station | 7873 | 2ST | 4 | OP | CA | NG | 445.7 | 0.423 | 1650951 | 5943376.053 | 813818 | 2929721.3622 | EIA-923 Generator File | 1967
5359 | 2022 | FL | H L Culbreath Bayside Power Station | 7873 | 3 |  | OP | GT | NG | 69.9 | 0.013 | 8070.75 | 29054.4676 | 2845 | 10241.9181 | Distributed from 923 Generation And Fuel | 2009
5360 | 2022 | FL | H L Culbreath Bayside Power Station | 7873 | 4 |  | OP | GT | NG | 69.9 | 0.013 | 8070.75 | 29054.4676 | 2845 | 10241.9181 | Distributed from 923 Generation And Fuel | 2009
5361 | 2022 | FL | H L Culbreath Bayside Power Station | 7873 | 5 |  | OP | GT | NG | 69.9 | 0.013 | 8070.75 | 29054.4676 | 2845 | 10241.9181 | Distributed from 923 Generation And Fuel | 2009
5362 | 2022 | FL | H L Culbreath Bayside Power Station | 7873 | 6 |  | OP | GT | NG | 69.9 | 0.013 | 8070.75 | 29054.4676 | 2845 | 10241.9181 | Distributed from 923 Generation And Fuel | 2009
5363 | 2022 | FL | Hamilton Solar Power Plant | 61807 | PV1 |  | OP | PV | SUN | 74.9 | 0.263 | 172670 | 621607.0271 | 87536 | 315127.079 | Distributed from 923 Generation And Fuel | 2018
5364 | 2022 | FL | Hammock Solar | 61024 | 1 |  | OP | PV | SUN | 74.5 | 0.238 | 155227 | 558812.7295 | 67250 | 242098.0632 | Distributed from 923 Generation And Fuel | 2018
5365 | 2022 | FL | Hardee Power Station | 50949 | GEN1 |  | OP | CT | NG | 95.9 | 0.415 | 348767 | 1255551.1556 | 207365 | 746508.0279 | EIA-923 Generator File | 1993
5366 | 2022 | FL | Hardee Power Station | 50949 | GEN2 |  | OP | CT | NG | 95.9 | 0.415 | 348726 | 1255403.5568 | 201459 | 725246.598 | EIA-923 Generator File | 1993
5367 | 2022 | FL | Hardee Power Station | 50949 | GEN3 | 2 | OP | CA | NG | 95.9 | 0.446 | 374701 | 1348912.8087 | 222737 | 801846.7852 | EIA-923 Generator File | 1993
5368 | 2022 | FL | Hardee Power Station | 50949 | GEN4 |  | OP | GT | NG | 86.5 | 0.017 | 12690.461 | 45685.2941 | 7923.95 | 28525.9918 | Distributed from 923 Generation And Fuel | 1993
5369 | 2022 | FL | Hardee Power Station | 50949 | GEN5 |  | OP | GT | NG | 95.9 | 0.017 | 14069.539 | 50649.9352 | 8785.05 | 31625.927 | Distributed from 923 Generation And Fuel | 2000
5370 | 2022 | FL | Harmony Solar | 63582 | HFS |  | OP | PV | SUN | 74.5 | 0.277 | 180643 | 650309.5975 | 86142 | 310108.7191 | Distributed from 923 Generation And Fuel | 2020
5371 | 2022 | FL | Hecate Energy Blair Road LLC | 62778 | HEJEA |  | OP | PV | SUN | 4 | 0.187 | 6557 | 23605.0112 | 3044 | 10958.3123 | Distributed from 923 Generation And Fuel | 2018
5372 | 2022 | FL | Hernando | 61779 | ENG1 |  | OP | IC | LFG | 1.6 | 0.892 | 12499 | 44996.04 | 4991 | 17967.4563 | Distributed from 923 Generation And Fuel | 2010
5373 | 2022 | FL | Hibiscus Solar Energy Center | 62206 | 1 |  | OP | PV | SUN | 74.5 | 0.211 | 137982 | 496731.2262 | 66578 | 239678.8826 | Distributed from 923 Generation And Fuel | 2020
5374 | 2022 | FL | Hillsborough County Resource Recovery | 50858 | GEN1 | 4 | OP | ST | MSW | 29 | 0.572 | 145271 | 522971.4162 | 59932 | 215753.474 | EIA-923 Generator File | 1987
5375 | 2022 | FL | Hillsborough County Resource Recovery | 50858 | GEN2 | 4 | OP | ST | MSW | 18 | 0.583 | 91909 | 330869.753 | 38467 | 138480.0922 | EIA-923 Generator File | 2009
5376 | 2022 | FL | Hines Energy Complex | 7302 | 1GT |  | OP | CT | NG | 173.4 | 0.7 | 1062821 | 3826124.991 | 469523 | 1690269.2778 | EIA-923 Generator File | 1999
5377 | 2022 | FL | Hines Energy Complex | 7302 | 1GT2 |  | OP | CT | NG | 173.4 | 0.712 | 1081229 | 3892393.2609 | 464887 | 1673579.8114 | EIA-923 Generator File | 1999
5378 | 2022 | FL | Hines Energy Complex | 7302 | 1ST | 2 | OP | CA | NG | 199.7 | 0.684 | 1195887 | 4305158.7587 | 504561 | 1816405.0688 | EIA-923 Generator File | 1999
5379 | 2022 | FL | Hines Energy Complex | 7302 | 2GT |  | OP | CT | NG | 178.5 | 0.578 | 904314 | 3255504.356 | 452371 | 1628522.5718 | EIA-923 Generator File | 2003
5380 | 2022 | FL | Hines Energy Complex | 7302 | 2GT2 |  | OP | CT | NG | 178.5 | 0.559 | 874654 | 3148729.2102 | 491924 | 1770912.2327 | EIA-923 Generator File | 2003
5381 | 2022 | FL | Hines Energy Complex | 7302 | 2ST | 2 | OP | CA | NG | 191.3 | 0.564 | 945645 | 3404294.7656 | 482610 | 1737382.1009 | EIA-923 Generator File | 2003
5382 | 2022 | FL | Hines Energy Complex | 7302 | 3GT |  | OP | CT | NG | 178.5 | 0.654 | 1021987 | 3679123.767 | 486264 | 1750536.3957 | EIA-923 Generator File | 2005
5383 | 2022 | FL | Hines Energy Complex | 7302 | 3GT2 |  | OP | CT | NG | 178.5 | 0.687 | 1073763 | 3865515.8759 | 494321 | 1779541.3637 | EIA-923 Generator File | 2005
5384 | 2022 | FL | Hines Energy Complex | 7302 | 3ST | 2 | OP | CA | NG | 204 | 0.689 | 1230515 | 4429818.5615 | 563424 | 2028310.1735 | EIA-923 Generator File | 2005
5385 | 2022 | FL | Hines Energy Complex | 7302 | 4GT |  | OP | CT | NG | 199 | 0.609 | 1061925 | 3822899.4168 | 529356 | 1905666.3547 | EIA-923 Generator File | 2007
5386 | 2022 | FL | Hines Energy Complex | 7302 | 4GT2 |  | OP | CT | NG | 199 | 0.433 | 754262 | 2715321.4774 | 408325 | 1469958.2403 | EIA-923 Generator File | 2007
5387 | 2022 | FL | Hines Energy Complex | 7302 | 4ST | 2 | OP | CA | NG | 212.5 | 0.555 | 1033580 | 3720858.2331 | 520773 | 1874767.8019 | EIA-923 Generator File | 2007
5388 | 2022 | FL | Horizon Solar Energy Center | 61021 | 1 |  | OP | PV | SUN | 74.5 | 0.227 | 148251 | 533699.3304 | 65658 | 236366.9091 | Distributed from 923 Generation And Fuel | 2018
5389 | 2022 | FL | Howard F Curren Advncd Wastewater Plant | 54347 | 1 |  | OS | IC | OBG | 0.5 |  | GENYRONL: 1986
5390 | 2022 | FL | Howard F Curren Advncd Wastewater Plant | 54347 | 2 |  | OS | IC | OBG | 0.5 |  | GENYRONL: 1986
5391 | 2022 | FL | Howard F Curren Advncd Wastewater Plant | 54347 | 3 |  | OS | IC | OBG | 0.5 |  | GENYRONL: 1986
5392 | 2022 | FL | Howard F Curren Advncd Wastewater Plant | 54347 | 4 |  | OS | IC | OBG | 0.5 |  | GENYRONL: 1989
5393 | 2022 | FL | Howard F Curren Advncd Wastewater Plant | 54347 | 5 |  | OS | IC | OBG | 0.5 |  | GENYRONL: 1989
5394 | 2022 | FL | IKEA Jacksonville Rooftop PV System | 61821 | PV1 |  | OP | PV | SUN | 1.4 | 0.196 | 2399 | 8636.3309 | 1114 | 4010.3679 | Distributed from 923 Generation And Fuel | 2017
5395 | 2022 | FL | IKEA Miami 327 | 61173 | PV |  | OP | PV | SUN | 1 | 0.141 | 1239 | 4460.3643 | 575 | 2069.9834 | Distributed from 923 Generation And Fuel | 2015
5396 | 2022 | FL | IKEA Tampa 042 | 58012 | PV |  | OP | PV | SUN | 1 | 0.18 | 1578 | 5680.7546 | 756 | 2721.5782 | Distributed from 923 Generation And Fuel | 2012
5397 | 2022 | FL | Imeson Solar | 63186 | IMESO |  | OP | PV | SUN | 5 | 0.281 | 12327 | 44376.845 | 5722 | 20599.0352 | Distributed from 923 Generation And Fuel | 2019
5398 | 2022 | FL | Imeson Solar | 63186 | IMESS |  | OP | BA | MWH | 5 | 0 | -21 | -75.5994 | -9 | -32.3997 | Distributed from 923 Generation And Fuel | 2019
5399 | 2022 | FL | Immokalee | 65040 | 1 |  | OP | PV | SUN | 74.5 | 0.245 | 159654 | 574749.802 | 73852 | 265865.0731 | Distributed from 923 Generation And Fuel | 2022
5400 | 2022 | FL | Indian River | 55318 | 1 | 1 | OS | ST | NG | 79 |  | GENYRONL: 1960
5401 | 2022 | FL | Indian River | 55318 | 2 | 1 | OS | ST | NG | 213 |  | GENYRONL: 1964
5402 | 2022 | FL | Indian River | 55318 | 3 | 1 | OS | ST | NG | 317 |  | GENYRONL: 1974
5403 | 2022 | FL | Indian River Plant | 683 | A |  | OP | GT | NG | 41.4 | 0.002 | 653.849 | 2353.8376 | 424.99 | 1529.9518 | Distributed from 923 Generation And Fuel | 1989
5404 | 2022 | FL | Indian River Plant | 683 | B |  | OP | GT | NG | 41.4 | 0.002 | 653.849 | 2353.8376 | 424.99 | 1529.9518 | Distributed from 923 Generation And Fuel | 1989
5405 | 2022 | FL | Indian River Plant | 683 | C |  | OP | GT | NG | 130 | 0.002 | 2053.151 | 7391.2845 | 1334.51 | 4804.1976 | Distributed from 923 Generation And Fuel | 1992
5406 | 2022 | FL | Indian River Plant | 683 | D |  | OP | GT | NG | 130 | 0.002 | 2053.151 | 7391.2845 | 1334.51 | 4804.1976 | Distributed from 923 Generation And Fuel | 1992
5407 | 2022 | FL | Indian River Solar Center | 61020 | 1 |  | OP | PV | SUN | 74.5 | 0.233 | 152154 | 547750.018 | 68084 | 245100.4392 | Distributed from 923 Generation And Fuel | 2018
5408 | 2022 | FL | Intercession City | 8049 | P1 |  | OP | GT | DFO | 56.7 | 0.037 | 18560.643 | 66817.7803 | 12016.394 | 43258.6723 | Distributed from 923 Generation And Fuel | 1974
5409 | 2022 | FL | Intercession City | 8049 | P10 |  | OP | GT | NG | 103.5 | 0.037 | 33880.539 | 121968.9646 | 21934.687 | 78964.2415 | Distributed from 923 Generation And Fuel | 1993
5410 | 2022 | FL | Intercession City | 8049 | P11 |  | OP | GT | DFO | 148.5 | 0.037 | 48611.208 | 174998.9488 | 31471.507 | 113296.5188 | Distributed from 923 Generation And Fuel | 1997
5411 | 2022 | FL | Intercession City | 8049 | P12 |  | OP | GT | NG | 98.2 | 0.037 | 32145.593 | 115723.209 | 20811.461 | 74920.6602 | Distributed from 923 Generation And Fuel | 2000
5412 | 2022 | FL | Intercession City | 8049 | P13 |  | OP | GT | NG | 98.2 | 0.037 | 32145.593 | 115723.209 | 20811.461 | 74920.6602 | Distributed from 923 Generation And Fuel | 2000
5413 | 2022 | FL | Intercession City | 8049 | P14 |  | OP | GT | NG | 98.2 | 0.037 | 32145.593 | 115723.209 | 20811.461 | 74920.6602 | Distributed from 923 Generation And Fuel | 2000
5414 | 2022 | FL | Intercession City | 8049 | P2 |  | OP | GT | DFO | 56.7 | 0.037 | 18560.643 | 66817.7803 | 12016.394 | 43258.6723 | Distributed from 923 Generation And Fuel | 1974
5415 | 2022 | FL | Intercession City | 8049 | P3 |  | OP | GT | DFO | 56.7 | 0.037 | 18560.643 | 66817.7803 | 12016.394 | 43258.6723 | Distributed from 923 Generation And Fuel | 1974
5416 | 2022 | FL | Intercession City | 8049 | P4 |  | OP | GT | DFO | 56.7 | 0.037 | 18560.643 | 66817.7803 | 12016.394 | 43258.6723 | Distributed from 923 Generation And Fuel | 1974
5417 | 2022 | FL | Intercession City | 8049 | P5 |  | OP | GT | DFO | 56.7 | 0.037 | 18560.643 | 66817.7803 | 12016.394 | 43258.6723 | Distributed from 923 Generation And Fuel | 1974
5418 | 2022 | FL | Intercession City | 8049 | P6 |  | OP | GT | DFO | 56.7 | 0.037 | 18560.643 | 66817.7803 | 12016.394 | 43258.6723 | Distributed from 923 Generation And Fuel | 1974
5419 | 2022 | FL | Intercession City | 8049 | P7 |  | OP | GT | NG | 103.5 | 0.037 | 33880.539 | 121968.9646 | 21934.687 | 78964.2415 | Distributed from 923 Generation And Fuel | 1993
5420 | 2022 | FL | Intercession City | 8049 | P8 |  | OP | GT | NG | 103.5 | 0.037 | 33880.539 | 121968.9646 | 21934.687 | 78964.2415 | Distributed from 923 Generation And Fuel | 1993
5421 | 2022 | FL | Intercession City | 8049 | P9 |  | OP | GT | NG | 103.5 | 0.037 | 33880.539 | 121968.9646 | 21934.687 | 78964.2415 | Distributed from 923 Generation And Fuel | 1993
5422 | 2022 | FL | International Paper Pensacola | 50250 | GEN1 | 5 | OP | ST | BLQ | 39.6 | 0.648 | 224773.44 | 809177.9106 | 85601.228 | 308161.9555 | EIA-923 Generator File | 1981
5423 | 2022 | FL | International Paper Pensacola | 50250 | GEN2 | 5 | OP | ST | BLQ | 43.2 | 0.404 | 153025.34 | 550886.8169 | 63256.621 | 227722.0138 | EIA-923 Generator File | 1981
5424 | 2022 | FL | Interstate Solar Energy Center | 61768 | 1 |  | OP | PV | SUN | 74.5 | 0.223 | 145853 | 525066.5995 | 64564 | 232428.5406 | Distributed from 923 Generation And Fuel | 2019
5425 | 2022 | FL | J D Kennedy | 666 | GT37 |  | OP | GT | NG | 185 | 0.081 | 131664 | 473986.6081 | 101625 | 365847.0732 | Distributed from 923 Generation And Fuel | 2000
5426 | 2022 | FL | J D Kennedy | 666 | GT38 |  | OP | GT | NG | 185 | 0.081 | 131664 | 473986.6081 | 101625 | 365847.0732 | Distributed from 923 Generation And Fuel | 2009
5427 | 2022 | FL | J Woodruff | 690 | 1A |  | OP | HY | WAT | 14.5 | 0.606 | 76987.333 | 277152.1816 | 24940 | 89783.2817 | Distributed from 923 Generation And Fuel | 2003
5428 | 2022 | FL | J Woodruff | 690 | 2A |  | OP | HY | WAT | 14.5 | 0.606 | 76987.333 | 277152.1816 | 24940 | 89783.2817 | Distributed from 923 Generation And Fuel | 2002
5429 | 2022 | FL | J Woodruff | 690 | 3A |  | OP | HY | WAT | 14.5 | 0.606 | 76987.333 | 277152.1816 | 24940 | 89783.2817 | Distributed from 923 Generation And Fuel | 2001
5430 | 2022 | FL | Jacksonville Solar | 57202 | 1 |  | OP | PV | SUN | 12.6 | 0.166 | 18361 | 66099.0712 | 8524 | 30686.1545 | Distributed from 923 Generation And Fuel | 2010
5431 | 2022 | FL | Jamison Solar (FL) | 64631 | 1 |  | OP | PV | SUN | 74.5 | 0.126 | 82443 | 296792.4257 | 62250 | 224098.2072 | Distributed from 923 Generation And Fuel | 2022
5432 | 2022 | FL | Jax LNG | 66392 | 1110 |  | OP | IC | NG | 2.5 | 0.462 | 10124.5 | 36447.9084 | 4977.5 | 17918.8566 | Distributed from 923 Generation And Fuel | 2018
5433 | 2022 | FL | Jax LNG | 66392 | 1120 |  | OP | IC | NG | 2.5 | 0.462 | 10124.5 | 36447.9084 | 4977.5 | 17918.8566 | Distributed from 923 Generation And Fuel | 2018
5434 | 2022 | FL | Jax LNG | 66392 | 1130 |  | OP | IC | NG | 2.5 | 0.462 | 10124.5 | 36447.9084 | 4977.5 | 17918.8566 | Distributed from 923 Generation And Fuel | 2018
5435 | 2022 | FL | Jax LNG | 66392 | 1140 |  | OP | IC | NG | 2.5 | 0.462 | 10124.5 | 36447.9084 | 4977.5 | 17918.8566 | Distributed from 923 Generation And Fuel | 2018
5436 | 2022 | FL | JED Solid Waste Mgmt Renewable Energy | 60701 | 00603 |  | OP | IC | LFG | 1.6 | 0.494 | 6927.167 | 24937.6017 | 2766.167 | 9958.1215 | Distributed from 923 Generation And Fuel | 2017
5437 | 2022 | FL | JED Solid Waste Mgmt Renewable Energy | 60701 | 00696 |  | OP | IC | LFG | 1.6 | 0.494 | 6927.167 | 24937.6017 | 2766.167 | 9958.1215 | Distributed from 923 Generation And Fuel | 2017
5438 | 2022 | FL | JED Solid Waste Mgmt Renewable Energy | 60701 | 00697 |  | OP | IC | LFG | 1.6 | 0.494 | 6927.167 | 24937.6017 | 2766.167 | 9958.1215 | Distributed from 923 Generation And Fuel | 2017
5439 | 2022 | FL | JED Solid Waste Mgmt Renewable Energy | 60701 | 00698 |  | OP | IC | LFG | 1.6 | 0.494 | 6927.167 | 24937.6017 | 2766.167 | 9958.1215 | Distributed from 923 Generation And Fuel | 2017
5440 | 2022 | FL | JED Solid Waste Mgmt Renewable Energy | 60701 | 00699 |  | OP | IC | LFG | 1.6 | 0.494 | 6927.167 | 24937.6017 | 2766.167 | 9958.1215 | Distributed from 923 Generation And Fuel | 2017
5441 | 2022 | FL | JED Solid Waste Mgmt Renewable Energy | 60701 | 00700 |  | OP | IC | LFG | 1.6 | 0.494 | 6927.167 | 24937.6017 | 2766.167 | 9958.1215 | Distributed from 923 Generation And Fuel | 2017
5442 | 2022 | FL | Jennings Energy Storage Facility | 63998 | ES1 |  | OP | BA | MWH | 5.5 |  | GENYRONL: 2022
5443 | 2022 | FL | John R Kelly | 664 | 8.2 |  | OP | CA | NG | 45.5 | 0.584 | 232888 | 838390.0929 | 112953 | 406627.547 | EIA-923 Generator File | 2021
5444 | 2022 | FL | John R Kelly | 664 | CT04 |  | OP | CT | NG | 96.1 | 0.536 | 451613 | 1625793.7936 | 216724 | 780200.1584 | EIA-923 Generator File | 2001
5445 | 2022 | FL | Lake Hancock Solar | 61657 | PV1 |  | OP | PV | SUN | 49.5 | 0.215 | 93306 | 335898.9128 | 46757 | 168323.8534 | Distributed from 923 Generation And Fuel | 2019
5446 | 2022 | FL | Lake Placid Solar Power Plant | 62541 | PV1 |  | OP | PV | SUN | 45 | 0.197 | 77822 | 280156.9587 | 38883 | 139977.6802 | Distributed from 923 Generation And Fuel | 2019
5447 | 2022 | FL | Lakeland Electric Co. (FL) - Airport II | 59754 | 1 |  | OP | PV | SUN | 3.5 |  | GENYRONL: 2012
5448 | 2022 | FL | Lakeland Electric Co. (FL)-Airport 1 | 59744 | 1 |  | OP | PV | SUN | 2.3 | 0.102 | 2055 | 7397.9408 | 954 | 3434.3725 | Distributed from 923 Generation And Fuel | 2011
5449 | 2022 | FL | Lakeside Solar Center | 62922 | 1 |  | OP | PV | SUN | 74.5 | 0.233 | 151906 | 546857.2251 | 67959 | 244650.4428 | Distributed from 923 Generation And Fuel | 2020
5450 | 2022 | FL | Lansing Smith | 643 | 3A |  | OP | CT | NG | 203.2 | 0.829 | 1475072 | 5310216.7183 | 637347 | 2294430.8446 | EIA-923 Generator File | 2002
5451 | 2022 | FL | Lansing Smith | 643 | 3B |  | OP | CT | NG | 203.2 | 0.859 | 1528340 | 5501979.9842 | 706493 | 2543354.4532 | EIA-923 Generator File | 2002
5452 | 2022 | FL | Lansing Smith | 643 | 3S | 2 | OP | CA | NG | 213.3 | 0.823 | 1538606 | 5538937.2885 | 691678 | 2490020.8798 | EIA-923 Generator File | 2002
5453 | 2022 | FL | Lansing Smith | 643 | CT1 |  | OP | GT | DFO | 41.8 | 0 | 26 | 93.5993 | 0 | 0 | Distributed from 923 Generation And Fuel | 1971
5454 | 2022 | FL | Larsen Memorial | 675 | 2 |  | OS | GT | NG | 11.2 | 0 | 0 | 0 | 0 | 0 | Distributed from 923 Generation And Fuel | 1962
5455 | 2022 | FL | Larsen Memorial | 675 | 3 |  | OS | GT | NG | 11.2 | 0 | 0 | 0 | 0 | 0 | Distributed from 923 Generation And Fuel | 1962
5456 | 2022 | FL | Larsen Memorial | 675 | 5 | 1 | OP | CA | NG | 25 | 0.148 | 32489 | 116959.4643 | 20716 | 74577.0034 | EIA-923 Generator File | 1956
5457 | 2022 | FL | Larsen Memorial | 675 | 8 |  | OP | CT | NG | 86.2 | 0.206 | 155620 | 560227.5182 | 118636 | 427086.1833 | EIA-923 Generator File | 1992
5458 | 2022 | FL | Lauderdale | 613 | 3 |  | OP | GT | NG | 34.2 | 0.03 | 8858.528 | 31890.4457 | 4650.57 | 16741.9181 | Distributed from 923 Generation And Fuel | 1970
5459 | 2022 | FL | Lauderdale | 613 | 5 |  | OP | GT | NG | 34.2 | 0.03 | 8858.528 | 31890.4457 | 4650.57 | 16741.9181 | Distributed from 923 Generation And Fuel | 1970
5460 | 2022 | FL | Lauderdale | 613 | 6A |  | OP | GT | NG | 229.5 | 0.03 | 59445.389 | 214001.6884 | 31207.772 | 112347.0804 | Distributed from 923 Generation And Fuel | 2016
5461 | 2022 | FL | Lauderdale | 613 | 6B |  | OP | GT | NG | 229.5 | 0.03 | 59445.389 | 214001.6884 | 31207.772 | 112347.0804 | Distributed from 923 Generation And Fuel | 2016
5462 | 2022 | FL | Lauderdale | 613 | 6C |  | OP | GT | NG | 229.5 | 0.03 | 59445.389 | 214001.6884 | 31207.772 | 112347.0804 | Distributed from 923 Generation And Fuel | 2016
5463 | 2022 | FL | Lauderdale | 613 | 6D |  | OP | GT | NG | 229.5 | 0.03 | 59445.389 | 214001.6884 | 31207.772 | 112347.0804 | Distributed from 923 Generation And Fuel | 2016
5464 | 2022 | FL | Lauderdale | 613 | 6E |  | OP | GT | NG | 229.5 | 0.03 | 59445.389 | 214001.6884 | 31207.772 | 112347.0804 | Distributed from 923 Generation And Fuel | 2016
5465 | 2022 | FL | Laurel Oaks Solar | 65684 | 1 |  | OP | PV | SUN | 61.2 | 0.012 | 6470 | 23291.8137 | 0 | 0 | Distributed from 923 Generation And Fuel | 2022
5466 | 2022 | FL | Lee County Solid Waste Energy | 52010 | GEN1 | 2 | OP | ST | MSW | 39 | 0.599 | 204474 | 736100.5112 | 97566 | 351234.7901 | EIA-923 Generator File | 1994 | 2029
5467 | 2022 | FL | Lee County Solid Waste Energy | 52010 | GEN2 | 1 | OP | ST | MSW | 20 | 0.464 | 81307 | 292702.8584 | 38309 | 137911.2967 | EIA-923 Generator File | 2007 | 2072
5468 | 2022 | FL | Legoland Solar | 60371 | 1 |  | OP | PV | SUN | 1.4 | 0.205 | 2512 | 9043.1277 | 1166 | 4197.5664 | Distributed from 923 Generation And Fuel | 2016
5469 | 2022 | FL | Lithia Solar | 61663 | GEN1 |  | OP | PV | SUN | 74.5 | 0.227 | 148010 | 532831.7373 | 72083 | 259496.724 | Distributed from 923 Generation And Fuel | 2019
5470 | 2022 | FL | Little Manatee River Solar | 62750 | GEN1 |  | OP | PV | SUN | 74.5 | 0.16 | 104102 | 374764.2019 | 55205 | 198736.4101 | Distributed from 923 Generation And Fuel | 2020
5471 | 2022 | FL | LKL BLBD, LLC | 59611 | LKLBB |  | OP | PV | SUN | 6 | 0.189 | 9919 | 35708.1143 | 4605 | 16577.8674 | Distributed from 923 Generation And Fuel | 2015
5472 | 2022 | FL | Lockheed Martin Solar | 61694 | 35540 |  | SB | IC | DFO | 0.1 | 0 | 0 | 0 | 0 | 0 | Distributed from 923 Generation And Fuel | 2005
5473 | 2022 | FL | Lockheed Martin Solar | 61694 | 35541 |  | SB | IC | DFO | 0.4 | 0 | 0 | 0 | 0 | 0 | Distributed from 923 Generation And Fuel | 1998
5474 | 2022 | FL | Lockheed Martin Solar | 61694 | 35543 |  | SB | IC | DFO | 0.1 | 0 | 0 | 0 | 0 | 0 | Distributed from 923 Generation And Fuel | 2005
5475 | 2022 | FL | Lockheed Martin Solar | 61694 | 38471 |  | SB | IC | DFO | 0.8 | 0 | 0 | 0 | 0 | 0 | Distributed from 923 Generation And Fuel | 2020
5476 | 2022 | FL | Lockheed Martin Solar | 61694 | 38742 |  | SB | IC | DFO | 0.2 | 0 | 0 | 0 | 0 | 0 | Distributed from 923 Generation And Fuel | 2020
5477 | 2022 | FL | Lockheed Martin Solar | 61694 | 38743 |  | SB | IC | DFO | 0.2 | 0 | 0 | 0 | 0 | 0 | Distributed from 923 Generation And Fuel | 2020
5478 | 2022 | FL | Lockheed Martin Solar | 61694 | 38746 |  | SB | IC | DFO | 0.2 | 0 | 0 | 0 | 0 | 0 | Distributed from 923 Generation And Fuel | 2020
5479 | 2022 | FL | Lockheed Martin Solar | 61694 | SOLAR |  | OP | PV | SUN | 1.9 | 0.232 | 3860 | 13895.8888 | 1792 | 6451.1484 | Distributed from 923 Generation And Fuel | 2017
5480 | 2022 | FL | Lockheed Martin Solar System | 59867 | LMSOL |  | OP | PV | SUN | 1.9 | 0.176 | 2934 | 10562.3155 | 1362 | 4903.1608 | Distributed from 923 Generation And Fuel | 2015
5481 | 2022 | FL | Loggerhead Solar Energy Center | 61052 | 1 |  | OP | PV | SUN | 74.5 | 0.226 | 147558 | 531204.5504 | 65106 | 234379.725 | Distributed from 923 Generation And Fuel | 2018
5482 | 2022 | FL | Magnolia Solar | 64657 | 1 |  | OP | PV | SUN | 74.5 | 0.197 | 128652 | 463143.4949 | 60013 | 216045.0716 | Distributed from 923 Generation And Fuel | 2021
5483 | 2022 | FL | Magnolia Springs Solar Center | 62915 | 1 |  | OP | PV | SUN | 74.5 | 0.242 | 158143 | 569310.2455 | 76692 | 276088.9913 | Distributed from 923 Generation And Fuel | 2021
5484 | 2022 | FL | Manatee | 6042 | 1 | 1 | OP | ST | NG | 863.3 | 0 | 3063 | 11026.7118 | 0 | 0 | EIA-923 Generator File | 1976
5485 | 2022 | FL | Manatee | 6042 | 2 | 1 | OP | ST | NG | 863.3 | 0.001 | 9026 | 32493.3401 | 0 | 0 | EIA-923 Generator File | 1977
5486 | 2022 | FL | Manatee | 6042 | 3 | 4 | OP | CA | NG | 471.8 | 0.368 | 1520588 | 5474073.0074 | 656042 | 2361732.3061 | EIA-923 Generator File | 2005
5487 | 2022 | FL | Manatee | 6042 | A |  | OP | CT | NG | 188.2 | 0.617 | 1017024 | 3661257.1099 | 469498 | 1690179.2786 | EIA-923 Generator File | 2005
5488 | 2022 | FL | Manatee | 6042 | B |  | OP | CT | NG | 188.2 | 0.703 | 1158782 | 4171581.8273 | 493743 | 1777460.5803 | EIA-923 Generator File | 2005
5489 | 2022 | FL | Manatee | 6042 | C |  | OP | CT | NG | 188.2 | 1.054 | 1737811 | 6256069.5514 | 883391 | 3180182.1585 | EIA-923 Generator File | 2005
5490 | 2022 | FL | Manatee | 6042 | D |  | OP | CT | NG | 188.2 | 0.802 | 1322372 | 4760501.116 | 607004 | 2185196.9184 | EIA-923 Generator File | 2005
5491 | 2022 | FL | Manatee County LFGTE | 59142 | IC1 |  | OA | IC | LFG | 1.6 | 0 | 0 | 0 | 0 | 0 | Distributed from 923 Generation And Fuel | 2013
5492 | 2022 | FL | Manatee Solar Energy Center | 60014 | 1 |  | OP | PV | SUN | 74.5 | 0.148 | 96835 | 348603.2112 | 45605 | 164176.6866 | Distributed from 923 Generation And Fuel | 2016
5493 | 2022 | FL | Manatee Solar Energy Center | 60014 | BMS |  | OP | BA | MWH | 409 | -0.009 | -32261 | -116138.6709 | -16745 | -60281.5177 | Distributed from 923 Generation And Fuel | 2021
5494 | 2022 | FL | Marathon Generating Plant | 696 | 10 |  | SB | IC | DFO | 3.5 | -0.002 | -55.364 | -199.3088 | -14 | -50.3996 | Distributed from 923 Generation And Fuel | 1998
5495 | 2022 | FL | Marathon Generating Plant | 696 | 11 |  | SB | IC | DFO | 3.5 | -0.002 | -55.364 | -199.3088 | -14 | -50.3996 | Distributed from 923 Generation And Fuel | 2001
5496 | 2022 | FL | Marathon Generating Plant | 696 | 8 |  | SB | IC | DFO | 2 | -0.002 | -31.636 | -113.8887 | -8 | -28.7998 | Distributed from 923 Generation And Fuel | 1989
5497 | 2022 | FL | Marathon Generating Plant | 696 | 9 |  | SB | IC | DFO | 2 | -0.002 | -31.636 | -113.8887 | -8 | -28.7998 | Distributed from 923 Generation And Fuel | 1989
5498 | 2022 | FL | Martin | 6043 | 3GT1 |  | OP | CT | NG | 204 | 0.275 | 490764 | 1766736.2661 | 349028 | 1256490.7481 | EIA-923 Generator File | 1994
5499 | 2022 | FL | Martin | 6043 | 3GT2 |  | OP | CT | NG | 204 | 0.306 | 547236 | 1970033.8397 | 385929 | 1389333.2853 | EIA-923 Generator File | 1994
5500 | 2022 | FL | Martin | 6043 | 3ST | 1 | OP | CA | NG | 204 | 0.34 | 608159.32 | 2189356.0372 | 265950.191 | 957413.0283 | Data from EIA-923 Generator File overwritten with distributed data from EIA-923 Generation and Fuel | 1994
5501 | 2022 | FL | Martin | 6043 | 4GT1 |  | OP | CT | NG | 204 | 0.361 | 644742 | 2321052.6316 | 346073 | 1245852.8332 | EIA-923 Generator File | 1994
5502 | 2022 | FL | Martin | 6043 | 4GT2 |  | OP | CT | NG | 204 | 0.351 | 627394 | 2258600.3312 | 375959 | 1353441.5725 | EIA-923 Generator File | 1994
5503 | 2022 | FL | Martin | 6043 | 4ST | 1 | OP | CA | NG | 204 | 0.34 | 608159.32 | 2189356.0372 | 265950.191 | 957413.0283 | Data from EIA-923 Generator File overwritten with distributed data from EIA-923 Generation and Fuel | 1994
5504 | 2022 | FL | Martin | 6043 | 8 | 4 | OP | CA | NG | 471.7 | 0.34 | 1406219.368 | 5062349.226 | 614944.632 | 2213782.9649 | Data from EIA-923 Generator File overwritten with distributed data from EIA-923 Generation and Fuel | 2005
5505 | 2022 | FL | Martin | 6043 | 8A |  | OP | CT | NG | 188.2 | 0.924 | 1524120 | 5486788.1057 | 790677 | 2846414.4287 | EIA-923 Generator File | 2001
5506 | 2022 | FL | Martin | 6043 | 8B |  | OP | CT | NG | 188.2 | 0.689 | 1136261 | 4090506.8759 | 583542 | 2100734.3941 | EIA-923 Generator File | 2001
5507 | 2022 | FL | Martin | 6043 | 8C |  | OP | CT | NG | 188.2 | 0.648 | 1068839 | 3847789.6177 | 470049 | 1692162.8627 | EIA-923 Generator File | 2005
5508 | 2022 | FL | Martin | 6043 | 8D |  | OP | CT | NG | 188.2 | 0.525 | 865773 | 3116757.8659 | 349050 | 1256569.9474 | EIA-923 Generator File | 2005
5509 | 2022 | FL | McKay Bay Facility | 50875 | GEN1 | 4 | OP | ST | MSW | 22.1 | 0.706 | 136650 | 491936.0645 | 56424 | 203124.775 | EIA-923 Generator File | 1985
5510 | 2022 | FL | Miami Dade County Resource Recovery Fac | 10062 | GEN1 | 4 | OP | ST | MSW | 38.5 | 0.364 | 122758 | 441925.2646 | 52121 | 187634.0989 | EIA-923 Generator File | 1981
5511 | 2022 | FL | Miami Dade County Resource Recovery Fac | 10062 | GEN2 | 4 | OP | ST | MSW | 38.5 | 0.359 | 121149 | 436132.9109 | 52122 | 187637.6989 | EIA-923 Generator File | 1981
5512 | 2022 | FL | Miami Dade Solar Energy Center | 61766 | 1 |  | OP | PV | SUN | 74.5 | 0.22 | 143784 | 517618.2591 | 62400 | 224638.2029 | Distributed from 923 Generation And Fuel | 2019
5513 | 2022 | FL | Micanopy Energy Storage Facility | 63999 | ES1 |  | OP | BA | MWH | 8.3 |  | GENYRONL: 2022
5514 | 2022 | FL | Midulla Generating Station | 7380 | CT1 |  | OP | CT | NG | 181.1 | 0.728 | 1154990 | 4157930.7366 | 518893 | 1867999.856 | EIA-923 Generator File | 2002
5515 | 2022 | FL | Midulla Generating Station | 7380 | CT2 |  | OP | CT | NG | 181.1 | 0.691 | 1095952 | 3945395.6368 | 503479 | 1812509.8999 | EIA-923 Generator File | 2002
5516 | 2022 | FL | Midulla Generating Station | 7380 | GT4 |  | OP | GT | NG | 62 | 0.083 | 44851.2 | 161463.0283 | 34460.8 | 124057.8875 | Distributed from 923 Generation And Fuel | 2006
5517 | 2022 | FL | Midulla Generating Station | 7380 | GT5 |  | OP | GT | NG | 62 | 0.083 | 44851.2 | 161463.0283 | 34460.8 | 124057.8875 | Distributed from 923 Generation And Fuel | 2006
5518 | 2022 | FL | Midulla Generating Station | 7380 | GT6 |  | OP | GT | NG | 62 | 0.083 | 44851.2 | 161463.0283 | 34460.8 | 124057.8875 | Distributed from 923 Generation And Fuel | 2006
5519 | 2022 | FL | Midulla Generating Station | 7380 | GT7 |  | OP | GT | NG | 62 | 0.083 | 44851.2 | 161463.0283 | 34460.8 | 124057.8875 | Distributed from 923 Generation And Fuel | 2006
5520 | 2022 | FL | Midulla Generating Station | 7380 | GT8 |  | OP | GT | NG | 62 | 0.083 | 44851.2 | 161463.0283 | 34460.8 | 124057.8875 | Distributed from 923 Generation And Fuel | 2006
5521 | 2022 | FL | Midulla Generating Station | 7380 | ST3 | 2 | OP | CA | NG | 181.1 | 0.808 | 1282547 | 4617132.2629 | 578735 | 2083429.3326 | EIA-923 Generator File | 2002
5522 | 2022 | FL | Mosaic Co Bartow Facility | 50633 | GEN1 |  | OP | ST | WH | 36.9 | 0.281 | 90933.945 | 327359.5831 | 30990.143 | 111563.6223 | Distributed from 923 Generation And Fuel | 1985
5523 | 2022 | FL | Mosaic Co Bartow Facility | 50633 | GEN2 |  | OP | ST | WH | 45 | 0.281 | 110895.055 | 399219.0042 | 37792.857 | 136053.1968 | Distributed from 923 Generation And Fuel | 1992
5524 | 2022 | FL | Mosaic Co Tampa Facility | 10204 | GEN1 |  | OP | ST | WH | 37.8 | 0.231 | 76585.724 | 275706.4007 | 29553.961 | 106393.4085 | Distributed from 923 Generation And Fuel | 1988
5525 | 2022 | FL | Mosaic Co Tampa Facility | 10204 | GEN3 |  | OP | ST | WH | 34.6 | 0.231 | 70102.276 | 252366.1747 | 27052.039 | 97386.5613 | Distributed from 923 Generation And Fuel | 1999
5526 | 2022 | FL | Mosaic New Wales Operations | 10434 | TG1 |  | OS | ST | WH | 10 | 0.294 | 25775.941 | 92792.6453 | 11441.328 | 41188.4513 | Distributed from 923 Generation And Fuel | 1981
5527 | 2022 | FL | Mosaic New Wales Operations | 10434 | TG2 |  | OP | ST | WH | 58.5 | 0.294 | 150789.255 | 542836.9753 | 66931.771 | 240952.448 | Distributed from 923 Generation And Fuel | 1984
5528 | 2022 | FL | Mosaic New Wales Operations | 10434 | TG3 |  | OP | ST | WH | 32 | 0.294 | 82483.011 | 296936.4641 | 36612.251 | 131803.0492 | Distributed from 923 Generation And Fuel | 1982
5529 | 2022 | FL | Mosaic New Wales Operations | 10434 | TG4 |  | OP | ST | WH | 35 | 0.294 | 90215.793 | 324774.2566 | 40044.649 | 144159.5831 | Distributed from 923 Generation And Fuel | 2014
5530 | 2022 | FL | Mosaic South Pierce Operations | 10004 | TG1 |  | OP | ST | WH | 7.5 | 0.251 | 16469.176 | 59288.5593 | 5461.978 | 19662.9635 | Distributed from 923 Generation And Fuel | 1978
5531 | 2022 | FL | Mosaic South Pierce Operations | 10004 | TG2 |  | OP | ST | WH | 38 | 0.251 | 83443.824 | 300395.3632 | 27674.022 | 99625.6822 | Distributed from 923 Generation And Fuel | 1992
5532 | 2022 | FL | Mountain View Solar (FL) | 61664 | GEN1 |  | OP | PV | SUN | 54.6 | 0.151 | 72359 | 260490.3161 | 50515 | 181852.5452 | Distributed from 923 Generation And Fuel | 2022
5533 | 2022 | FL | Mulberry Cogeneration Facility | 54426 | GT1 |  | OP | CT | NG | 82 | 0.345 | 247845 | 892234.8621 | 97890 | 352401.1808 | EIA-923 Generator File | 1994
5534 | 2022 | FL | Mulberry Cogeneration Facility | 54426 | ST1 | 1 | OP | CA | NG | 43.3 | 0.304 | 115328 | 415177.4786 | 45317 | 163139.8949 | EIA-923 Generator File | 1994
5535 | 2022 | FL | Nassau Solar Center | 62914 | 1 |  | OP | PV | SUN | 74.5 | 0.235 | 153691 | 553283.1737 | 74128 | 266858.6651 | Distributed from 923 Generation And Fuel | 2020
5536 | 2022 | FL | Northern Preserve Solar | 62645 | 1 |  | OP | PV | SUN | 74.5 | 0.205 | 133986 | 482345.7412 | 58705 | 211336.3093 | Distributed from 923 Generation And Fuel | 2020
5537 | 2022 | FL | Northside Generating Station | 667 | 1 | 1 | OP | ST | BIT | 297.5 | 0.029 | 76646 | 275923.3926 | 7872 | 28338.9733 | EIA-923 Generator File | 1966
5538 | 2022 | FL | Northside Generating Station | 667 | 2 | 1 | OP | ST | BIT | 297.5 | 0.563 | 1466120 | 5277989.7761 | 710787 | 2558812.7295 | EIA-923 Generator File | 1972
5539 | 2022 | FL | Northside Generating Station | 667 | 4 |  | OP | GT | DFO | 62.1 | 0.002 | 849.5 | 3058.1755 | 464.75 | 1673.0866 | Distributed from 923 Generation And Fuel | 1975
5540 | 2022 | FL | Northside Generating Station | 667 | 5 |  | OP | GT | DFO | 62.1 | 0.002 | 849.5 | 3058.1755 | 464.75 | 1673.0866 | Distributed from 923 Generation And Fuel | 1974
5541 | 2022 | FL | Northside Generating Station | 667 | 6 |  | OP | GT | DFO | 62.1 | 0.002 | 849.5 | 3058.1755 | 464.75 | 1673.0866 | Distributed from 923 Generation And Fuel | 1974
5542 | 2022 | FL | Northside Generating Station | 667 | GT3 |  | OP | GT | DFO | 62.1 | 0.002 | 849.5 | 3058.1755 | 464.75 | 1673.0866 | Distributed from 923 Generation And Fuel | 1975
5543 | 2022 | FL | Northside Generating Station | 667 | ST3 | 1 | OP | ST | NG | 563.7 | 0.358 | 1767592 | 6363280.2938 | 934561 | 3364392.6849 | EIA-923 Generator File | 1977
5544 | 2022 | FL | Okeechobee Clean Energy Center | 60345 | 1A |  | OP | CT | NG | 376.6 | 0.704 | 2323565 | 8364767.0819 | 1194008 | 4298394.4128 | EIA-923 Generator File | 2019
5545 | 2022 | FL | Okeechobee Clean Energy Center | 60345 | 1B |  | OP | CT | NG | 376.6 | 0.651 | 2146774 | 7728324.5734 | 1033517 | 3720631.4349 | EIA-923 Generator File | 2019
5546 | 2022 | FL | Okeechobee Clean Energy Center | 60345 | 1C |  | OP | CT | NG | 376.6 | 0.814 | 2686845 | 9672564.6195 | 1167749 | 4203862.7691 | EIA-923 Generator File | 2019
5547 | 2022 | FL | Okeechobee Clean Energy Center | 60345 | 1ST | 1 | OP | CA | NG | 593.3 | 0.529 | 2747416 | 9890618.4751 | 1502495 | 5408938.7285 | EIA-923 Generator File | 2019
5548 | 2022 | FL | Okeechobee Solar | 62491 | 1 |  | OP | PV | SUN | 74.5 | 0.247 | 161375 | 580945.3524 | 70832 | 254993.1601 | Distributed from 923 Generation And Fuel | 2020
5549 | 2022 | FL | Okeelanta Cogeneration | 54627 | GEN1 | 3 | OP | ST | AB | 74.9 | 0.07 | 45700 | 164518.6839 | 38836 | 139808.4815 | EIA-923 Generator File | 1996
5550 | 2022 | FL | Okeelanta Cogeneration | 54627 | GEN2 | 3 | OP | ST | AB | 54 | 0.049 | 23392 | 84210.5263 | 0 | 0 | EIA-923 Generator File | 2006
5551 | 2022 | FL | Old Plank Road Solar Farm, LLC | 66202 | OLDPL |  | OP | PV | SUN | 3 | 0.224 | 5895 | 21221.8302 | 2737 | 9853.1212 | Distributed from 923 Generation And Fuel | 2017
5552 | 2022 | FL | Oleander Power Project LP | 55286 | OG1 |  | OP | GT | NG | 198.9 | 0.047 | 81710.616 | 294155.8644 | 54995.33 | 197981.6041 | Distributed from 923 Generation And Fuel | 2002
5553 | 2022 | FL | Oleander Power Project LP | 55286 | OG2 |  | OP | GT | NG | 198.9 | 0.047 | 81710.616 | 294155.8644 | 54995.33 | 197981.6041 | Distributed from 923 Generation And Fuel | 2002
5554 | 2022 | FL | Oleander Power Project LP | 55286 | OG3 |  | OP | GT | NG | 198.9 | 0.047 | 81710.616 | 294155.8644 | 54995.33 | 197981.6041 | Distributed from 923 Generation And Fuel | 2002
5555 | 2022 | FL | Oleander Power Project LP | 55286 | OG4 |  | OP | GT | NG | 198.9 | 0.047 | 81710.616 | 294155.8644 | 54995.33 | 197981.6041 | Distributed from 923 Generation And Fuel | 2002
5556 | 2022 | FL | Oleander Power Project LP | 55286 | OG5 |  | OP | GT | NG | 198.8 | 0.047 | 81669.535 | 294007.9739 | 54967.68 | 197882.0649 | Distributed from 923 Generation And Fuel | 2007
5557 | 2022 | FL | Orange Blossom Solar Center | 62919 | 1 |  | OP | PV | SUN | 74.5 | 0.239 | 155789 | 560835.9133 | 67525 | 243088.0553 | Distributed from 923 Generation And Fuel | 2021
5558 | 2022 | FL | Orange Cogeneration Facility | 54365 | APC1 |  | OP | CT | NG | 54 | 0.249 | 117765.76 | 423953.3444 | 52204.43 | 187934.4445 | EIA-923 Generator File | 1995
5559 | 2022 | FL | Orange Cogeneration Facility | 54365 | APC2 |  | OP | CT | NG | 54 | 0.363 | 171687.09 | 618068.5795 | 78393.46 | 282214.1983 | EIA-923 Generator File | 1995
5560 | 2022 | FL | Orange Cogeneration Facility | 54365 | APC3 | 1 | OP | CA | NG | 28.6 | 0.333 | 83486.93 | 300550.5436 | 39224.86 | 141208.3663 | EIA-923 Generator File | 1995
5561 | 2022 | FL | Orlando Cogen LP | 54466 | GEN1 | 1 | OP | CS | NG | 122.4 | 0.952 | 1020634 | 3674253.006 | 427798 | 1540060.4795 | EIA-923 Generator File | 1993
5562 | 2022 | FL | Osceola Generating Station (FL) | 55192 | CTG1 |  | OS | GT | NG | 197.2 | 0 | 414.46 | 1492.0441 | 203.66 | 733.1701 | Distributed from 923 Generation And Fuel | 2001
5563 | 2022 | FL | Osceola Generating Station (FL) | 55192 | CTG2 |  | OP | GT | NG | 197.2 | 0 | 414.46 | 1492.0441 | 203.66 | 733.1701 | Distributed from 923 Generation And Fuel | 2001
5564 | 2022 | FL | Osceola Generating Station (FL) | 55192 | CTG3 |  | OS | GT | NG | 185.6 | 0 | 390.08 | 1404.2768 | 191.68 | 690.0425 | Distributed from 923 Generation And Fuel | 2002
5565 | 2022 | FL | Osceola Solar Facility | 59954 | XXXXX |  | OP | PV | SUN | 3.8 | 0.181 | 6036 | 21729.4262 | 2802 | 10087.1193 | Distributed from 923 Generation And Fuel | 2016
5566 | 2022 | FL | Osprey Energy Center Power Plant | 55412 | OEC1 |  | OP | CT | NG | 192.1 | 0.342 | 574692 | 2068874.649 | 486023 | 1749668.8026 | EIA-923 Generator File | 2004
5567 | 2022 | FL | Osprey Energy Center Power Plant | 55412 | OEC2 |  | OP | CT | NG | 192.1 | 0.323 | 544347 | 1959633.5229 | 370082 | 1332284.5417 | EIA-923 Generator File | 2004
5568 | 2022 | FL | Osprey Energy Center Power Plant | 55412 | OECS | 2 | OP | CA | NG | 260 | 0.338 | 770263 | 2772924.6166 | 610105 | 2196360.4291 | EIA-923 Generator File | 2004
5569 | 2022 | FL | P L Bartow | 634 | 4AGT |  | OP | CT | NG | 208.2 | 0.606 | 1105214 | 3978738.5701 | 536846 | 1932630.139 | EIA-923 Generator File | 2009
5570 | 2022 | FL | P L Bartow | 634 | 4BGT |  | OP | CT | NG | 208.2 | 0.576 | 1049955 | 3779807.7615 | 539940 | 1943768.4499 | EIA-923 Generator File | 2009
5571 | 2022 | FL | P L Bartow | 634 | 4CGT |  | OP | CT | NG | 208.2 | 0.553 | 1008379 | 3630135.3589 | 549548 | 1978356.9731 | EIA-923 Generator File | 2009
5572 | 2022 | FL | P L Bartow | 634 | 4DGT |  | OP | CT | NG | 208.2 | 0.607 | 1107757 | 3987893.2969 | 548971 | 1976279.7898 | EIA-923 Generator File | 2009
5573 | 2022 | FL | P L Bartow | 634 | 4ST | 4 | OP | CA | NG | 421.2 | 0.633 | 2334123 | 8402775.5778 | 1274729 | 4588987.6881 | EIA-923 Generator File | 2009
5574 | 2022 | FL | P L Bartow | 634 | P1 |  | OP | GT | DFO | 55.4 | 0.013 | 6264.75 | 22552.9196 | 4385.75 | 15788.5737 | Distributed from 923 Generation And Fuel | 1972
5575 | 2022 | FL | P L Bartow | 634 | P2 |  | OP | GT | NG | 55.4 | 0.013 | 6264.75 | 22552.9196 | 4385.75 | 15788.5737 | Distributed from 923 Generation And Fuel | 1972
5576 | 2022 | FL | P L Bartow | 634 | P3 |  | OP | GT | DFO | 55.4 | 0.013 | 6264.75 | 22552.9196 | 4385.75 | 15788.5737 | Distributed from 923 Generation And Fuel | 1972
5577 | 2022 | FL | P L Bartow | 634 | P4 |  | OP | GT | NG | 55.4 | 0.013 | 6264.75 | 22552.9196 | 4385.75 | 15788.5737 | Distributed from 923 Generation And Fuel | 1972
5578 | 2022 | FL | Palm Bay Solar | 62921 | 1 |  | OP | PV | SUN | 74.5 | 0.251 | 164037 | 590528.4758 | 73233 | 263636.6909 | Distributed from 923 Generation And Fuel | 2021
5579 | 2022 | FL | Palm Beach Renewable Energy Facility 1 | 50071 | GEN1 | 2 | OP | ST | MSW | 62.3 | 0.581 | 317129 | 1141655.2668 | 123596 | 444942.0405 | EIA-923 Generator File | 1989
5580 | 2022 | FL | Palm Beach Renewable Energy Facility 2 | 57898 | GEN2 | 3 | OP | ST | MSW | 96 | 0.567 | 476956 | 1717027.8638 | 188278 | 677795.3776 | EIA-923 Generator File | 2015
5581 | 2022 | FL | Pasco Cnty Solid Waste Resource Recovery | 50666 | GEN1 | 3 | OP | ST | MSW | 31.2 | 0.668 | 182459 | 656847.1452 | 79211 | 285157.3187 | EIA-923 Generator File | 1991
5582 | 2022 | FL | Payne Creek Solar | 61665 | GEN1 |  | OP | PV | SUN | 70.3 | 0.217 | 133328 | 479976.9602 | 65647 | 236327.3094 | Distributed from 923 Generation And Fuel | 2018
5583 | 2022 | FL | Pea Ridge | 7715 | 1 |  | OP | GT | NG | 4.7 | 0.644 | 26533.667 | 95520.437 | 13045 | 46961.6243 | Distributed from 923 Generation And Fuel | 1998 | 2025
5584 | 2022 | FL | Pea Ridge | 7715 | 2 |  | OP | GT | NG | 4.7 | 0.644 | 26533.667 | 95520.437 | 13045 | 46961.6243 | Distributed from 923 Generation And Fuel | 1998 | 2025
5585 | 2022 | FL | Pea Ridge | 7715 | 3 |  | OP | GT | NG | 4.7 | 0.644 | 26533.667 | 95520.437 | 13045 | 46961.6243 | Distributed from 923 Generation And Fuel | 1998 | 2025
5586 | 2022 | FL | Peace Creek Solar | 61666 | GEN |  | OP | PV | SUN | 55.4 | 0.205 | 99657 | 358762.3299 | 48747 | 175487.7961 | Distributed from 923 Generation And Fuel | 2019
5587 | 2022 | FL | Pelican Solar Center | 62924 | 1 |  | OP | PV | SUN | 74.5 | 0.244 | 159009 | 572427.8206 | 70750 | 254697.9624 | Distributed from 923 Generation And Fuel | 2021
5588 | 2022 | FL | Pembroke Lakes Mall | 63256 | PLM |  | OP | PV | SUN | 1.1 | 0.05 | 479 | 1724.3862 | 222 | 799.1936 | Distributed from 923 Generation And Fuel | 2016
5589 | 2022 | FL | Pensacola Florida Plant | 10416 | GEN1 | 6 | OP | ST | NG | 5 | 0.43 | 18814.12 | 67730.2902 | 5624.06 | 20246.454 | EIA-923 Generator File | 1953
5590 | 2022 | FL | Pensacola Florida Plant | 10416 | GEN2 | 6 | OP | ST | NG | 5 | 0.523 | 22905.58 | 82459.4283 | 10202.46 | 36728.5622 | EIA-923 Generator File | 1957
5591 | 2022 | FL | Pensacola Florida Plant | 10416 | GEN3 | 6 | OP | ST | NG | 6 | 0.244 | 12803.03 | 46090.5393 | 6919.01 | 24908.2367 | EIA-923 Generator File | 1958
5592 | 2022 | FL | Pensacola Florida Plant | 10416 | GEN4 |  | OP | GT | NG | 86 | 0.628 | 473400 | 1704226.3662 | 258335 | 929998.56 | Distributed from 923 Generation And Fuel | 1993
5593 | 2022 | FL | Perdido | 57502 | 1 |  | OP | IC | LFG | 1.6 | 0.798 | 11188 | 40276.4778 | 4467.5 | 16082.8713 | Distributed from 923 Generation And Fuel | 2010
5594 | 2022 | FL | Perdido | 57502 | 2 |  | OP | IC | LFG | 1.6 | 0.798 | 11188 | 40276.4778 | 4467.5 | 16082.8713 | Distributed from 923 Generation And Fuel | 2010
5595 | 2022 | FL | Perry Solar Facility | 60071 | XXXXX |  | OP | PV | SUN | 5.1 | 0.173 | 7733 | 27838.5773 | 3590 | 12923.8966 | Distributed from 923 Generation And Fuel | 2016
5596 | 2022 | FL | Pinellas County Resource Recovery | 50884 | GEN1 | 2 | OP | ST | MSW | 50.5 | 0.647 | 286156 | 1030153.3588 | 121163 | 436183.3105 | EIA-923 Generator File | 1983
5597 | 2022 | FL | Pinellas County Resource Recovery | 50884 | GEN2 | 1 | OP | ST | MSW | 26 | 0.611 | 139107 | 500781.1938 | 48857 | 175883.7929 | EIA-923 Generator File | 1986
5598 | 2022 | FL | Pioneer Trail Solar Energy Center | 61767 | 1 |  | OP | PV | SUN | 74.5 | 0.207 | 134816 | 485333.7173 | 62230 | 224026.2078 | Distributed from 923 Generation And Fuel | 2019
5599 | 2022 | FL | Polk | 7242 | 1CA | 1 | OP | CA | NG | 133.4 | 0.153 | 178300 | 641874.865 | 93619 | 337025.7038 | EIA-923 Generator File | 1996
5600 | 2022 | FL | Polk | 7242 | 1CT |  | OP | CT | NG | 192.9 | 0.302 | 510931 | 1839336.8853 | 322863 | 1162297.5016 | EIA-923 Generator File | 1996
5601 | 2022 | FL | Polk | 7242 | 2 |  | OP | CT | NG | 175.8 | 0.636 | 979777 | 3527168.9826 | 439034 | 1580509.7559 | EIA-923 Generator File | 2000
5602 | 2022 | FL | Polk | 7242 | 2CC | 4 | OP | CA | NG | 463 | 0.624 | 2530231 | 9108758.7299 | 1200435 | 4321531.4277 | EIA-923 Generator File | 2017
5603 | 2022 | FL | Polk | 7242 | 3 |  | OP | CT | NG | 175.8 | 0.671 | 1033033 | 3718889.0489 | 476504 | 1715400.6768 | EIA-923 Generator File | 2002
5604 | 2022 | FL | Polk | 7242 | 4 |  | OP | CT | NG | 175.8 | 0.678 | 1044806 | 3761271.5098 | 478961 | 1724245.806 | EIA-923 Generator File | 2007
5605 | 2022 | FL | Polk | 7242 | 5 |  | OP | CT | NG | 175.8 | 0.665 | 1023927 | 3686107.7111 | 477015 | 1717240.2621 | EIA-923 Generator File | 2007
5606 | 2022 | FL | Port Charlotte Energy LLC | 59240 | G1 |  | OP | IC | LFG | 1.5 | 0.112 | 1477.5 | 5318.9574 | 590 | 2123.983 | Distributed from 923 Generation And Fuel | 2011
5607 | 2022 | FL | Port Charlotte Energy LLC | 59240 | G2 |  | OP | IC | LFG | 1.5 | 0.112 | 1477.5 | 5318.9574 | 590 | 2123.983 | Distributed from 923 Generation And Fuel | 2011
5608 | 2022 | FL | Port Everglades | 617 | 5A |  | OP | CT | NG | 296 | 0.686 | 1778173 | 6401371.589 | 759210 | 2733134.1349 | EIA-923 Generator File | 2016
5609 | 2022 | FL | Port Everglades | 617 | 5B |  | OP | CT | NG | 296 | 0.586 | 1518205 | 5465494.276 | 632766 | 2277939.3765 | EIA-923 Generator File | 2016
5610 | 2022 | FL | Port Everglades | 617 | 5C |  | OP | CT | NG | 296 | 0.698 | 1810771 | 6518723.4502 | 632594 | 2277320.1814 | EIA-923 Generator File | 2016
5611 | 2022 | FL | Port Everglades | 617 | 5ST | 1 | OP | CA | NG | 464 | 0.527 | 2141136 | 7708027.9358 | 984851 | 3545435.2365 | EIA-923 Generator File | 2016
5612 | 2022 | FL | Reedy Creek | 7254 | GTG |  | SB | CT | NG | 61.5 | 0 | 185 | 665.9947 | 90.952 | 327.4246 | EIA-923 Generator File | 1989
5613 | 2022 | FL | Reedy Creek | 7254 | STG |  | SB | CA | NG | 8.5 | 0 | 31 | 111.5991 | 15.24 | 54.8636 | EIA-923 Generator File | 1989
5614 | 2022 | FL | Riverside Solar | 65687 | 1 |  | OP | PV | SUN | 55.2 | 0.003 | 1353 | 4870.761 | 0 | 0 | Distributed from 923 Generation And Fuel | 2022
5615 | 2022 | FL | Riviera | 619 | 5A |  | OP | CT | NG | 265 | 0.847 | 1965507 | 7075768.5939 | 944463 | 3400039.5997 | EIA-923 Generator File | 2014
5616 | 2022 | FL | Riviera | 619 | 5B |  | OP | CT | NG | 265 | 0.812 | 1884430 | 6783893.7289 | 779990 | 2807941.5365 | EIA-923 Generator File | 2014
5617 | 2022 | FL | Riviera | 619 | 5C |  | OP | CT | NG | 265 | 0.615 | 1428420 | 5142270.8618 | 717199 | 2581895.7448 | EIA-923 Generator File | 2014
5618 | 2022 | FL | Riviera | 619 | 5ST | 1 | OP | CA | NG | 500 | 0.34 | 1487274 | 5354143.5669 | 682833 | 2458179.1346 | EIA-923 Generator File | 2014
5619 | 2022 | FL | Rodeo Solar Center | 62917 | 1 |  | OP | PV | SUN | 74.5 | 0.239 | 155965 | 561469.5082 | 77697 | 279706.9623 | Distributed from 923 Generation And Fuel | 2021
5620 | 2022 | FL | RP-Orlando, LLC | 57565 | 1 |  | OP | PV | SUN | 5.1 | 0.201 | 8964 | 32270.1418 | 4161 | 14979.4802 | Distributed from 923 Generation And Fuel | 2011
5621 | 2022 | FL | S O Purdom | 689 | 8 |  | OP | CT | NG | 180 | 0.553 | 871480 | 3137302.9016 | 398893 | 1436003.312 | EIA-923 Generator File | 2000
5622 | 2022 | FL | S O Purdom | 689 | 9 | 1 | OP | CA | NG | 90.1 | 0.613 | 483461 | 1740445.6764 | 219336 | 789603.2832 | EIA-923 Generator File | 2000
5623 | 2022 | FL | Sabal Palm Solar Center | 63110 | 1 |  | OP | PV | SUN | 74.5 | 0.248 | 161637 | 581888.5449 | 70242 | 252869.177 | Distributed from 923 Generation And Fuel | 2021
5624 | 2022 | FL | Sandy Creek Solar Power Plant | 64146 | PV1 |  | OP | PV | SUN | 74.9 | 0.175 | 115078 | 414277.4858 | 77851 | 280261.3579 | Distributed from 923 Generation And Fuel | 2022
5625 | 2022 | FL | Sanford | 620 | 4 | 1 | OP | CA | NG | 436.1 | 0.311 | 1186909 | 4272838.2173 | 625747 | 2252671.1786 | EIA-923 Generator File | 1969
5626 | 2022 | FL | Sanford | 620 | 4A |  | OP | CT | NG | 188.2 | 0.429 | 707727 | 2547796.8176 | 335152 | 1206537.5477 | EIA-923 Generator File | 2002
5627 | 2022 | FL | Sanford | 620 | 4B |  | OP | CT | NG | 188.2 | 0.478 | 787654 | 2835531.7157 | 329404 | 1185844.9132 | EIA-923 Generator File | 2002
5628 | 2022 | FL | Sanford | 620 | 4C |  | OP | CT | NG | 188.2 | 0.512 | 844554 | 3040370.077 | 465313 | 1675113.3991 | EIA-923 Generator File | 2002
5629 | 2022 | FL | Sanford | 620 | 4D |  | OP | CT | NG | 188.2 | 0.608 | 1002728 | 3609791.9217 | 450531 | 1621898.6248 | EIA-923 Generator File | 2003
5630 | 2022 | FL | Sanford | 620 | 5 | 1 | OP | CA | NG | 436.1 | 0.236 | 900115 | 3240388.0769 | 365985 | 1317535.4597 | EIA-923 Generator File | 1974
5631 | 2022 | FL | Sanford | 620 | 5A |  | OP | CT | NG | 188.2 | 0.434 | 715616 | 2576196.9904 | 370673 | 1334412.1247 | EIA-923 Generator File | 2002
5632 | 2022 | FL | Sanford | 620 | 5B |  | OP | CT | NG | 188.2 | 0.601 | 990968 | 3567456.2603 | 467314 | 1682316.9415 | EIA-923 Generator File | 2002
5633 | 2022 | FL | Sanford | 620 | 5C |  | OP | CT | NG | 188.2 | 0.496 | 817998 | 2944769.2418 | 455689 | 1640467.2763 | EIA-923 Generator File | 2002
5634 | 2022 | FL | Sanford | 620 | 5D |  | OP | CT | NG | 188.2 | 0.724 | 1192811 | 4294085.2473 | 711219 | 2560367.9171 | EIA-923 Generator File | 2002
5635 | 2022 | FL | Santa Fe Solar Power Plant | 63517 | PV1 |  | OP | PV | SUN | 74.9 | 0.244 | 159826 | 575368.997 | 76179 | 274242.2061 | Distributed from 923 Generation And Fuel | 2021
5636 | 2022 | FL | Santa Rosa Energy Center | 55242 | CT01 |  | OP | CT | NG | 200 | 0.505 | 884194 | 3183072.9354 | 417179 | 1501832.3853 | EIA-923 Generator File | 2003
5637 | 2022 | FL | Santa Rosa Energy Center | 55242 | ST01 | 1 | OP | CA | NG | 74.5 | 0.665 | 433830 | 1561775.5058 | 212206 | 763935.4885 | EIA-923 Generator File | 2003
5638 | 2022 | FL | Sarasota County LFGTE Facility | 59686 | LESF1 |  | OP | IC | LFG | 1.6 | 0.563 | 7894.75 | 28420.8726 | 3152.5 | 11348.9092 | Distributed from 923 Generation And Fuel | 2015
5639 | 2022 | FL | Sarasota County LFGTE Facility | 59686 | LESF2 |  | OP | IC | LFG | 1.6 | 0.563 | 7894.75 | 28420.8726 | 3152.5 | 11348.9092 | Distributed from 923 Generation And Fuel | 2015
5640 | 2022 | FL | Sarasota County LFGTE Facility | 59686 | LESF3 |  | OP | IC | LFG | 1.6 | 0.563 | 7894.75 | 28420.8726 | 3152.5 | 11348.9092 | Distributed from 923 Generation And Fuel | 2015
5641 | 2022 | FL | Sarasota County LFGTE Facility | 59686 | LESF4 |  | OP | IC | LFG | 1.6 | 0.563 | 7894.75 | 28420.8726 | 3152.5 | 11348.9092 | Distributed from 923 Generation And Fuel | 2019
5642 | 2022 | FL | Sawgrass Solar Energy Center | 65037 | 1 |  | OP | PV | SUN | 74.5 | 0.23 | 150180 | 540643.6749 | 68663 | 247184.8225 | Distributed from 923 Generation And Fuel | 2022
5643 | 2022 | FL | Seminole (FL) | 136 | 1 | 1 | OP | ST | BIT | 714.6 | 0.427 | 2674287 | 9627356.1812 | 1032252 | 3716077.4714 | EIA-923 Generator File | 1984 | 2024
5644 | 2022 | FL | Seminole (FL) | 136 | 2 | 1 | OP | ST | BIT | 714.6 | 0.542 | 3394954 | 12221736.6261 | 1344934 | 4841723.6662 | EIA-923 Generator File | 1984
5645 | 2022 | FL | Seminole (FL) | 136 | CT1 |  | OP | CT | NG | 384.2 | 0.046 | 155695 | 560497.516 | 110239 | 396857.2251 | EIA-923 Generator File
5646 | 2022 | FL | Seminole (FL) | 136 | CT2 |  | OP | CT | NG | 384.2 | 0.044 | 147497 | 530984.9521 | 99838 | 359413.9247 | EIA-923 Generator File
5647 | 2022 | FL | Seminole (FL) | 136 | ST | 2 | OP | CA | NG | 414.8 | 0.032 | 117850 | 424256.6059 | 70233 | 252836.7773 | EIA-923 Generator File
5648 | 2022 | FL | Seminole Energy | 61780 | ENG1 |  | OP | IC | LFG | 1.6 | 0.458 | 6423 | 23122.615 | 2564.667 | 9232.7273 | Distributed from 923 Generation And Fuel | 2007
5649 | 2022 | FL | Seminole Energy | 61780 | ENG2 |  | OP | IC | LFG | 1.6 | 0.458 | 6423 | 23122.615 | 2564.667 | 9232.7273 | Distributed from 923 Generation And Fuel | 2007
5650 | 2022 | FL | Seminole Energy | 61780 | ENG3 |  | OP | IC | LFG | 1.6 | 0.458 | 6423 | 23122.615 | 2564.667 | 9232.7273 | Distributed from 923 Generation And Fuel | 2007
5651 | 2022 | FL | Seminole Mill | 50803 | GEN3 | 3 | OP | ST | NG | 30 | 0.381 | 100025 | 360087.1193 | 41960 | 151054.7916 | EIA-923 Generator File | 1957
5652 | 2022 | FL | Shady Hills Generating Station | 55414 | G101 |  | OP | GT | NG | 180.4 | 0.153 | 242044.333 | 871352.628 | 194664.667 | 700787.1949 | Distributed from 923 Generation And Fuel | 2002
5653 | 2022 | FL | Shady Hills Generating Station | 55414 | G201 |  | OP | GT | NG | 180.4 | 0.153 | 242044.333 | 871352.628 | 194664.667 | 700787.1949 | Distributed from 923 Generation And Fuel | 2002
5654 | 2022 | FL | Shady Hills Generating Station | 55414 | G301 |  | OP | GT | NG | 180.4 | 0.153 | 242044.333 | 871352.628 | 194664.667 | 700787.1949 | Distributed from 923 Generation And Fuel | 2002
5655 | 2022 | FL | Solar Park Gainesville, LLC | 57438 | 1 |  | OP | PV | SUN | 1.6 | 0.119 | 1663 | 5986.7521 | 772 | 2779.1778 | Distributed from 923 Generation And Fuel | 2011
5656 | 2022 | FL | South District Wastewater Treatment Plt | 54624 | 1A |  | OP | IC | OBG | 2 | 0.312 | 5472.75 | 19701.7424 | 2284.5 | 8224.1342 | Distributed from 923 Generation And Fuel | 2014
5657 | 2022 | FL | South District Wastewater Treatment Plt | 54624 | 2A |  | OP | IC | OBG | 2 | 0.312 | 5472.75 | 19701.7424 | 2284.5 | 8224.1342 | Distributed from 923 Generation And Fuel | 2014
5658 | 2022 | FL | South District Wastewater Treatment Plt | 54624 | 3A |  | OP | IC | OBG | 2 | 0.312 | 5472.75 | 19701.7424 | 2284.5 | 8224.1342 | Distributed from 923 Generation And Fuel | 2014
5659 | 2022 | FL | South District Wastewater Treatment Plt | 54624 | 4A |  | OP | IC | OBG | 2 | 0.312 | 5472.75 | 19701.7424 | 2284.5 | 8224.1342 | Distributed from 923 Generation And Fuel | 2014
5660 | 2022 | FL | South Energy Center | 56518 | GT1 |  | OP | GT | NG | 4.1 | 0.046 | 1663 | 5986.7521 | 818 | 2944.7764 | Distributed from 923 Generation And Fuel | 2009
5661 | 2022 | FL | South Energy Center | 56518 | REG1 |  | OP | IC | NG | 7.4 | 0.625 | 40507 | 145824.0334 | 19915 | 71693.4265 | Distributed from 923 Generation And Fuel | 2017
5662 | 2022 | FL | Southfork Solar | 62493 | 1 |  | OP | PV | SUN | 74.5 | 0.276 | 179991 | 647962.4163 | 86283 | 310616.3151 | Distributed from 923 Generation And Fuel | 2020
5663 | 2022 | FL | Space Coast Next Gen Solar Energy | 56930 | 1 |  | OP | PV | SUN | 10 | 0.17 | 14878 | 53560.3715 | 6907 | 24865.0011 | Distributed from 923 Generation And Fuel | 2010
5664 | 2022 | FL | Springhill Gas Recovery Plant | 56522 | GEN1 |  | OP | IC | LFG | 0.8 | 0.76 | 5325 | 19169.8466 | 2126.333 | 7654.7376 | Distributed from 923 Generation And Fuel | 2006
5665 | 2022 | FL | Springhill Gas Recovery Plant | 56522 | GEN2 |  | OP | IC | LFG | 0.8 | 0.76 | 5325 | 19169.8466 | 2126.333 | 7654.7376 | Distributed from 923 Generation And Fuel | 2006
5666 | 2022 | FL | Springhill Gas Recovery Plant | 56522 | GEN3 |  | OP | IC | LFG | 0.8 | 0.76 | 5325 | 19169.8466 | 2126.333 | 7654.7376 | Distributed from 923 Generation And Fuel | 2006
5667 | 2022 | FL | Springhill Gas Recovery Plant | 56522 | GEN4 |  | OP | IC | LFG | 0.8 | 0.76 | 5325 | 19169.8466 | 2126.333 | 7654.7376 | Distributed from 923 Generation And Fuel | 2006
5668 | 2022 | FL | Springhill Gas Recovery Plant | 56522 | GEN5 |  | OP | IC | LFG | 0.8 | 0.76 | 5325 | 19169.8466 | 2126.333 | 7654.7376 | Distributed from 923 Generation And Fuel | 2006
5669 | 2022 | FL | Springhill Gas Recovery Plant | 56522 | GEN6 |  | OP | IC | LFG | 0.8 | 0.76 | 5325 | 19169.8466 | 2126.333 | 7654.7376 | Distributed from 923 Generation And Fuel | 2006
5670 | 2022 | FL | St Lucie | 6045 | 1 | 1 | OP | ST | NUC | 1080 | 0.861 | 8144892.5 | 29321378.429 | 3302454.5 | 11888741.0901 | Distributed from 923 Generation And Fuel | 1976
5671 | 2022 | FL | St Lucie | 6045 | 2 | 1 | OP | ST | NUC | 1080 | 0.861 | 8144892.5 | 29321378.429 | 3302454.5 | 11888741.0901 | Distributed from 923 Generation And Fuel | 1983
5672 | 2022 | FL | Standby Generation Plant | 50310 | 1 |  | SB | IC | NG | 1.1 | 0 | 2.007 | 7.2251 | 0.401 | 1.4436 | Distributed from 923 Generation And Fuel | 1988
5673 | 2022 | FL | Standby Generation Plant | 50310 | 1SB |  | SB | IC | NG | 1.3 | 0 | 2.372 | 8.5391 | 0.474 | 1.7064 | Distributed from 923 Generation And Fuel | 2006
5674 | 2022 | FL | Standby Generation Plant | 50310 | 2 |  | SB | IC | NG | 1.1 | 0 | 2.007 | 7.2251 | 0.401 | 1.4436 | Distributed from 923 Generation And Fuel | 1988
5675 | 2022 | FL | Standby Generation Plant | 50310 | 2SB |  | SB | IC | NG | 1.3 | 0 | 2.372 | 8.5391 | 0.474 | 1.7064 | Distributed from 923 Generation And Fuel | 2006
5676 | 2022 | FL | Standby Generation Plant | 50310 | 3 |  | SB | IC | NG | 1.1 | 0 | 2.007 | 7.2251 | 0.401 | 1.4436 | Distributed from 923 Generation And Fuel | 1988
5677 | 2022 | FL | Standby Generation Plant | 50310 | 3SB |  | SB | IC | NG | 1.3 | 0 | 2.372 | 8.5391 | 0.474 | 1.7064 | Distributed from 923 Generation And Fuel | 2006
5678 | 2022 | FL | Standby Generation Plant | 50310 | 4SB |  | SB | IC | NG | 1.3 | 0 | 2.372 | 8.5391 | 0.474 | 1.7064 | Distributed from 923 Generation And Fuel | 2006
5679 | 2022 | FL | Standby Generation Plant | 50310 | 5SB |  | SB | IC | NG | 1.3 | 0 | 2.372 | 8.5391 | 0.474 | 1.7064 | Distributed from 923 Generation And Fuel | 2006
5680 | 2022 | FL | Standby Generation Plant | 50310 | 6SB |  | SB | IC | NG | 1.3 | 0 | 2.372 | 8.5391 | 0.474 | 1.7064 | Distributed from 923 Generation And Fuel | 2006
5681 | 2022 | FL | Standby Generation Plant | 50310 | 7SB |  | SB | IC | NG | 1.3 | 0 | 2.372 | 8.5391 | 0.474 | 1.7064 | Distributed from 923 Generation And Fuel | 2006
5682 | 2022 | FL | Standby Generation Plant | 50310 | 8SB |  | SB | IC | NG | 1.3 | 0 | 2.372 | 8.5391 | 0.474 | 1.7064 | Distributed from 923 Generation And Fuel | 2006
5683 | 2022 | FL | Stanton Energy Center | 564 | 1 | 1 | OP | ST | BIT | 464.5 | 0.498 | 2028319 | 7301889.9849 | 751887 | 2706771.5458 | EIA-923 Generator File | 1987 | 2025
5684 | 2022 | FL | Stanton Energy Center | 564 | 2 | 1 | OP | ST | BIT | 464.5 | 0.47 | 1910431 | 6877496.58 | 824007 | 2966401.4688 | EIA-923 Generator File | 1996
5685 | 2022 | FL | Stanton Energy Center | 564 | B | 1 | OP | CA | NG | 129.8 | 0.656 | 746088 | 2685895.3128 | 370569 | 1334037.7277 | EIA-923 Generator File | 2010
5686 | 2022 | FL | Stanton Energy Center | 564 | B1 |  | OP | CT | NG | 203.2 | 0.653 | 1162263 | 4184113.3271 | 548143 | 1973299.0136 | EIA-923 Generator File | 2010
5687 | 2022 | FL | Starratt Solar | 62940 | PV |  | OP | PV | SUN | 5 | 0.199 | 8718 | 31384.5489 | 4047 | 14569.0834 | Distributed from 923 Generation And Fuel | 2017
5688 | 2022 | FL | Stock Island | 6584 | EP2 |  | OP | IC | DFO | 2.5 | 0.002 | 42.972 | 154.698 | 10.829 | 38.9841 | Distributed from 923 Generation And Fuel | 2012
5689 | 2022 | FL | Stock Island | 6584 | GT1 |  | OP | GT | DFO | 23.4 | 0.007 | 1513.185 | 5447.4224 | 382.929 | 1378.5334 | Distributed from 923 Generation And Fuel | 1978
5690 | 2022 | FL | Stock Island | 6584 | GT2 |  | OP | GT | DFO | 19.7 | 0.007 | 1273.921 | 4586.0789 | 322.381 | 1160.5623 | Distributed from 923 Generation And Fuel | 1999
5691 | 2022 | FL | Stock Island | 6584 | GT3 |  | OP | GT | DFO | 19.7 | 0.007 | 1273.921 | 4586.0789 | 322.381 | 1160.5623 | Distributed from 923 Generation And Fuel | 1999
5692 | 2022 | FL | Stock Island | 6584 | GT4 |  | OP | GT | DFO | 42 | 0.007 | 2715.973 | 9777.4246 | 687.309 | 2474.2926 | Distributed from 923 Generation And Fuel | 2006
5693 | 2022 | FL | Stock Island | 6584 | MSD1 |  | OP | IC | DFO | 9.6 | 0.002 | 165.014 | 594.0456 | 41.585 | 149.7048 | Distributed from 923 Generation And Fuel | 1991
5694 | 2022 | FL | Stock Island | 6584 | MSD2 |  | OP | IC | DFO | 9.6 | 0.002 | 165.014 | 594.0456 | 41.585 | 149.7048 | Distributed from 923 Generation And Fuel | 1991
5695 | 2022 | FL | Sub 12 | 61080 | IC1 |  | OP | IC | NG | 9.3 | 0.056 | 4542.5 | 16352.8692 | 2233.5 | 8040.5357 | Distributed from 923 Generation And Fuel | 2018
5696 | 2022 | FL | Sub 12 | 61080 | IC2 |  | OP | IC | NG | 9.3 | 0.056 | 4542.5 | 16352.8692 | 2233.5 | 8040.5357 | Distributed from 923 Generation And Fuel | 2018
5697 | 2022 | FL | Sundew | 65039 | 1 |  | OP | PV | SUN | 74.5 | 0.241 | 157012 | 565238.6781 | 70780 | 254805.9616 | Distributed from 923 Generation And Fuel | 2022
5698 | 2022 | FL | Sunshine Gateway Solar Energy Center | 61763 | 1 |  | OP | PV | SUN | 74.5 | 0.231 | 150502 | 541802.8656 | 67351 | 242461.6603 | Distributed from 923 Generation And Fuel | 2019
5699 | 2022 | FL | Sunshine Gateway Solar Energy Center | 61763 | 2 |  | OP | BA | MWH | 30 | -0.01 | -2589 | -9320.3254 | -1523 | -5482.7561 | Distributed from 923 Generation And Fuel | 2021
5700 | 2022 | FL | Suwannee River | 638 | P1 |  | OP | GT | NG | 65.9 | 0.047 | 27245 | 98081.2154 | 13376.667 | 48155.616 | Distributed from 923 Generation And Fuel | 1980
5701 | 2022 | FL | Suwannee River | 638 | P2 |  | OP | GT | DFO | 65.9 | 0.047 | 27245 | 98081.2154 | 13376.667 | 48155.616 | Distributed from 923 Generation And Fuel | 1980
5702 | 2022 | FL | Suwannee River | 638 | P3 |  | OP | GT | NG | 65.9 | 0.047 | 27245 | 98081.2154 | 13376.667 | 48155.616 | Distributed from 923 Generation And Fuel | 1980
5703 | 2022 | FL | Suwannee Solar Facility | 60788 | XXXXX |  | OP | PV | SUN | 8.8 | 0.225 | 17310 | 62315.5015 | 8036 | 28929.3686 | Distributed from 923 Generation And Fuel | 2017
5704 | 2022 | FL | Sweetbay Solar Center | 62394 | 1 |  | OP | PV | SUN | 74.5 | 0.209 | 136302 | 490683.2745 | 58457 | 210443.5165 | Distributed from 923 Generation And Fuel | 2020
5705 | 2022 | FL | Swift Creek Chemical Complex | 50474 | SCC | 2 | OP | ST | OTH | 18.8 | 0.625 | 102989 | 370757.4339 | 41217 | 148380.013 | EIA-923 Generator File | 1980
5706 | 2022 | FL | Taylor Creek Solar | 63583 | TCS |  | OP | PV | SUN | 74.5 | 0.277 | 180935 | 651360.7891 | 86484 | 311339.9093 | Distributed from 923 Generation And Fuel | 2020
5707 | 2022 | FL | TIA Solar | 59769 | 1 |  | OP | PV | SUN | 1.6 | 0.218 | 3052 | 10987.1121 | 1417 | 5101.1592 | Distributed from 923 Generation And Fuel | 2015
5708 | 2022 | FL | Tiger Bay | 7699 | CT1 |  | OP | CT | NG | 195.2 | 0.482 | 824073 | 2966639.0669 | 418410 | 1506263.9499 | EIA-923 Generator File | 1997
5709 | 2022 | FL | Tiger Bay | 7699 | CW1 | 1 | OP | CA | NG | 82.9 | 0.609 | 441955 | 1591025.2718 | 227920 | 820505.436 | EIA-923 Generator File | 1997
5710 | 2022 | FL | Tom G Smith | 673 | GT1 |  | OP | GT | DFO | 30.8 | 0 | -38 | -136.7989 | -10 | -35.9997 | Distributed from 923 Generation And Fuel | 1976
5711 | 2022 | FL | Tom G Smith | 673 | GT2 |  | OP | CT | NG | 21.4 | 0.007 | 1229 | 4424.3646 | 727 | 2617.1791 | EIA-923 Generator File | 1978
5712 | 2022 | FL | Tom G Smith | 673 | MU1 |  | OP | IC | DFO | 2 | 0 | 0 | 0 | 0 | 0 | Distributed from 923 Generation And Fuel | 1965
5713 | 2022 | FL | Tom G Smith | 673 | MU2 |  | SB | IC | DFO | 2 | 0 | 0 | 0 | 0 | 0 | Distributed from 923 Generation And Fuel | 1965
5714 | 2022 | FL | Tom G Smith | 673 | MU3 |  | OP | IC | DFO | 2 | 0 | 0 | 0 | 0 | 0 | Distributed from 923 Generation And Fuel | 1965
5715 | 2022 | FL | Tom G Smith | 673 | MU4 |  | OP | IC | DFO | 2 | 0 | 0 | 0 | 0 | 0 | Distributed from 923 Generation And Fuel | 1965
5716 | 2022 | FL | Tom G Smith | 673 | MU5 |  | OP | IC | DFO | 2 | 0 | 0 | 0 | 0 | 0 | Distributed from 923 Generation And Fuel | 1965
5717 | 2022 | FL | Tom G Smith | 673 | S3 | 1 | OP | ST | NG | 26.5 | 0 | 102 | 367.1971 | 102 | 367.1971 | EIA-923 Generator File | 1967
5718 | 2022 | FL | Tom G Smith | 673 | S5 | 1 | OP | CA | NG | 10 | 0 | -14 | -50.3996 | 72 | 259.1979 | EIA-923 Generator File | 1978
5719 | 2022 | FL | Trail Ridge Landfill Gas Recovery | 57123 | 1 |  | OP | IC | LFG | 1.6 | 0.373 | 5226.167 | 18814.0507 | 2086.833 | 7512.5387 | Distributed from 923 Generation And Fuel | 2008
5720 | 2022 | FL | Trail Ridge Landfill Gas Recovery | 57123 | 2 |  | OP | IC | LFG | 1.6 | 0.373 | 5226.167 | 18814.0507 | 2086.833 | 7512.5387 | Distributed from 923 Generation And Fuel | 2008
5721 | 2022 | FL | Trail Ridge Landfill Gas Recovery | 57123 | 3 |  | OP | IC | LFG | 1.6 | 0.373 | 5226.167 | 18814.0507 | 2086.833 | 7512.5387 | Distributed from 923 Generation And Fuel | 2008
5722 | 2022 | FL | Trail Ridge Landfill Gas Recovery | 57123 | 4 |  | OP | IC | LFG | 1.6 | 0.373 | 5226.167 | 18814.0507 | 2086.833 | 7512.5387 | Distributed from 923 Generation And Fuel | 2008
5723 | 2022 | FL | Trail Ridge Landfill Gas Recovery | 57123 | 5 |  | OP | IC | LFG | 1.6 | 0.373 | 5226.167 | 18814.0507 | 2086.833 | 7512.5387 | Distributed from 923 Generation And Fuel | 2008
5724 | 2022 | FL | Trail Ridge Landfill Gas Recovery | 57123 | 6 |  | OP | IC | LFG | 1.6 | 0.373 | 5226.167 | 18814.0507 | 2086.833 | 7512.5387 | Distributed from 923 Generation And Fuel | 2008
5725 | 2022 | FL | Trailside Solar Center | 62916 | 1 |  | OP | PV | SUN | 74.5 | 0.235 | 153541 | 552743.1781 | 75601 | 272161.4227 | Distributed from 923 Generation And Fuel | 2020
5726 | 2022 | FL | Treasure Coast Energy Center | 56400 | CT1 |  | OP | CT | NG | 219.6 | 0.621 | 1194583 | 4300464.3963 | 549869 | 1979512.5639 | EIA-923 Generator File | 2008
5727 | 2022 | FL | Treasure Coast Energy Center | 56400 | ST1 | 1 | OP | CA | NG | 191.8 | 0.463 | 777672 | 2799596.8032 | 375075 | 1350259.1979 | EIA-923 Generator File | 2008
5728 | 2022 | FL | Trenton | 63995 | ES1 |  | OP | BA | MWH | 11 |  | GENYRONL: 2021
5729 | 2022 | FL | Trenton Solar Power Plant | 62543 | PV1 |  | OP | PV | SUN | 74.9 | 0.252 | 165524 | 595881.6329 | 77779 | 280002.16 | Distributed from 923 Generation And Fuel | 2019
5730 | 2022 | FL | Tropicana Products Bradent | 50971 | GEN1 |  | OP | GT | NG | 46.8 | 0.467 | 191369 | 688922.8886 | 94084 | 338699.6904 | Distributed from 923 Generation And Fuel | 1990
5731 | 2022 | FL | Turkey Point | 621 | 3 | 1 | OP | ST | NUC | 877.2 | 1.01 | 7757499.876 | 27926776.1394 | 3393654.909 | 12217059.9359 | Distributed from 923 Generation And Fuel | 1972
5732 | 2022 | FL | Turkey Point | 621 | 4 | 1 | OP | ST | NUC | 760 | 1.01 | 6721044.124 | 24195565.2819 | 2940239.091 | 10584776.0494 | Distributed from 923 Generation And Fuel | 1973
5733 | 2022 | FL | Turkey Point | 621 | 5CA | 1 | OP | CA | NG | 472 | 0.373 | 1542772 | 5553934.7685 | 603158 | 2171351.4292 | EIA-923 Generator File | 2007
5734 | 2022 | FL | Turkey Point | 621 | 5CTA |  | OP | CT | NG | 188 | 0.611 | 1005966 | 3621448.6284 | 452868 | 1630311.7575 | EIA-923 Generator File | 2007
5735 | 2022 | FL | Turkey Point | 621 | 5CTB |  | OP | CT | NG | 188 | 1.057 | 1740315 | 6265083.8793 | 1012524 | 3645057.2395 | EIA-923 Generator File | 2007
5736 | 2022 | FL | Turkey Point | 621 | 5CTC |  | OP | CT | NG | 188 | 0.639 | 1052228 | 3787990.4961 | 432467 | 1556868.7451 | EIA-923 Generator File | 2007
5737 | 2022 | FL | Turkey Point | 621 | 5CTD |  | OP | CT | NG | 188 | 0.591 | 973523 | 3504654.7628 | 478722 | 1723385.4129 | EIA-923 Generator File | 2007
5738 | 2022 | FL | Twin Lakes | 62633 | 1 |  | OP | PV | SUN | 74.5 | 0.223 | 145817 | 524937.0005 | 69540 | 250341.9973 | Distributed from 923 Generation And Fuel | 2020
5739 | 2022 | FL | Twin Rivers Solar Power Plant | 63518 | PV1 |  | OP | PV | SUN | 74.9 | 0.253 | 166227 | 598412.4127 | 79288 | 285434.5165 | Distributed from 923 Generation And Fuel | 2021
5740 | 2022 | FL | Union Springs Solar Center | 62923 | 1 |  | OP | PV | SUN | 74.5 | 0.246 | 160493 | 577770.1778 | 78252 | 281704.9464 | Distributed from 923 Generation And Fuel | 2020
5741 | 2022 | FL | University of Florida | 7345 | P1 |  | OP | GT | NG | 54.2 | 0.792 | 375985 | 1353535.1717 | 168767 | 607556.3395 | Distributed from 923 Generation And Fuel | 1994
5742 | 2022 | FL | Vandolah Power Station | 55415 | G101 |  | OP | GT | NG | 182 | 0.233 | 371917.5 | 1338892.2889 | 283781.5 | 1021605.2272 | Distributed from 923 Generation And Fuel | 2002
5743 | 2022 | FL | Vandolah Power Station | 55415 | G201 |  | OP | GT | NG | 182 | 0.233 | 371917.5 | 1338892.2889 | 283781.5 | 1021605.2272 | Distributed from 923 Generation And Fuel | 2002
5744 | 2022 | FL | Vandolah Power Station | 55415 | G301 |  | OP | GT | NG | 182 | 0.233 | 371917.5 | 1338892.2889 | 283781.5 | 1021605.2272 | Distributed from 923 Generation And Fuel | 2002
5745 | 2022 | FL | Vandolah Power Station | 55415 | G401 |  | OP | GT | NG | 182 | 0.233 | 371917.5 | 1338892.2889 | 283781.5 | 1021605.2272 | Distributed from 923 Generation And Fuel | 2002
5746 | 2022 | FL | Walt Disney World Solar Facility | 59973 | WDS1 |  | OP | PV | SUN | 4.9 | 0.189 | 8116 | 29217.3663 | 3768 | 13564.6915 | Distributed from 923 Generation And Fuel | 2016
5747 | 2022 | FL | Waste Management Naples LFGTE Project | 57168 | GEN1 |  | OP | IC | LFG | 0.8 | 0.707 | 4955 | 17837.8573 | 1978.6 | 7122.903 | Distributed from 923 Generation And Fuel | 2011
5748 | 2022 | FL | Waste Management Naples LFGTE Project | 57168 | GEN2 |  | OP | IC | LFG | 0.8 | 0.707 | 4955 | 17837.8573 | 1978.6 | 7122.903 | Distributed from 923 Generation And Fuel | 2011
5749 | 2022 | FL | Waste Management Naples LFGTE Project | 57168 | GEN3 |  | OP | IC | LFG | 0.8 | 0.707 | 4955 | 17837.8573 | 1978.6 | 7122.903 | Distributed from 923 Generation And Fuel | 2011
5750 | 2022 | FL | Waste Management Naples LFGTE Project | 57168 | GEN4 |  | OP | IC | LFG | 0.8 | 0.707 | 4955 | 17837.8573 | 1978.6 | 7122.903 | Distributed from 923 Generation And Fuel | 2011
5751 | 2022 | FL | Waste Management Naples LFGTE Project | 57168 | GEN5 |  | OP | IC | LFG | 0.8 | 0.707 | 4955 | 17837.8573 | 1978.6 | 7122.903 | Distributed from 923 Generation And Fuel | 2011
5752 | 2022 | FL | West County Energy Center | 56407 | 1A |  | OP | CT | NG | 298 | 0.483 | 1262136 | 4543653.2508 | 750447 | 2701587.5873 | EIA-923 Generator File | 2009
5753 | 2022 | FL | West County Energy Center | 56407 | 1B |  | OP | CT | NG | 298 | 0.641 | 1672837 | 6022165.0227 | 735432 | 2647534.0197 | EIA-923 Generator File | 2009
5754 | 2022 | FL | West County Energy Center | 56407 | 1C |  | OP | CT | NG | 298 | 0.634 | 1654654 | 5956706.7463 | 737752 | 2655885.9529 | EIA-923 Generator File | 2009
5755 | 2022 | FL | West County Energy Center | 56407 | 1ST | 3 | OP | CA | NG | 527 | 0.427 | 1971682 | 7097998.416 | 1041815 | 3750503.996 | EIA-923 Generator File | 2009
5756 | 2022 | FL | West County Energy Center | 56407 | 2A |  | OP | CT | NG | 298 | 0.49 | 1279535 | 4606289.1497 | 682425 | 2456710.3463 | EIA-923 Generator File | 2009
5757 | 2022 | FL | West County Energy Center | 56407 | 2B |  | OP | CT | NG | 298 | 0.55 | 1435344 | 5167197.0624 | 766914 | 2760868.3131 | EIA-923 Generator File | 2009
5758 | 2022 | FL | West County Energy Center | 56407 | 2C |  | OP | CT | NG | 298 | 0.479 | 1250399 | 4501400.3888 | 726772 | 2616358.2691 | EIA-923 Generator File | 2009
5759 | 2022 | FL | West County Energy Center | 56407 | 2ST | 3 | OP | CA | NG | 527 | 0.379 | 1750557 | 6301954.7844 | 997021 | 3589246.886 | EIA-923 Generator File | 2009
5760 | 2022 | FL | West County Energy Center | 56407 | 3A |  | OP | CT | NG | 298 | 0.807 | 2106279 | 7582543.7397 | 1081949 | 3894985.2401 | EIA-923 Generator File | 2011
5761 | 2022 | FL | West County Energy Center | 56407 | 3B |  | OP | CT | NG | 298 | 0.619 | 1614938 | 5813730.2902 | 749539 | 2698318.8134 | EIA-923 Generator File | 2011
5762 | 2022 | FL | West County Energy Center | 56407 | 3C |  | OP | CT | NG | 298 | 0.669 | 1747076 | 6289423.2846 | 726981 | 2617110.6631 | EIA-923 Generator File | 2011
5763 | 2022 | FL | West County Energy Center | 56407 | 3ST | 3 | OP | CA | NG | 527 | 0.388 | 1790827 | 6446925.6246 | 820946 | 2955381.9569 | EIA-923 Generator File | 2011
5764 | 2022 | FL | WestRock Panama City Mill | 50807 | GEN3 | 2 | OP | ST | BLQ | 4 |  | GENYRONL: 1930
5765 | 2022 | FL | WestRock Panama City Mill | 50807 | GEN4 | 2 | OP | ST | BLQ | 10 |  | GENYRONL: 1949
5766 | 2022 | FL | WestRock Panama City Mill | 50807 | GEN6 | 2 | OP | ST | WDS | 20 |  | GENYRONL: 1956
5767 | 2022 | FL | Wheelabrator South Broward | 50887 | GEN1 | 3 | OP | ST | MSW | 66 | 0.769 | 444603 | 1600557.9955 | 185210 | 666750.666 | EIA-923 Generator File | 1991
5768 | 2022 | FL | Wildflower Solar Energy Center | 61050 | 1 |  | OP | PV | SUN | 74.5 | 0.228 | 148633 | 535074.5194 | 68766 | 247555.6196 | Distributed from 923 Generation And Fuel | 2018
5769 | 2022 | FL | Willow Solar Energy Center | 64301 | WILLO |  | OP | PV | SUN | 74.5 | 0.255 | 166372 | 598934.4085 | 79873 | 287540.4997 | Distributed from 923 Generation And Fuel | 2021
5770 | 2022 | FL | Wimauma Solar | 61667 | 1 |  | OP | PV | SUN | 74.8 | 0.185 | 120908 | 435265.3179 | 60545 | 217960.2563 | Distributed from 923 Generation And Fuel | 2020
5771 | 2022 | FL | Winston | 7997 | WD01 |  | OP | IC | DFO | 2.5 | 0 | 0 | 0 | 0 | 0 | Distributed from 923 Generation And Fuel | 2001
5772 | 2022 | FL | Winston | 7997 | WD02 |  | OP | IC | DFO | 2.5 | 0 | 0 | 0 | 0 | 0 | Distributed from 923 Generation And Fuel | 2001
5773 | 2022 | FL | Winston | 7997 | WD03 |  | OP | IC | DFO | 2.5 | 0 | 0 | 0 | 0 | 0 | Distributed from 923 Generation And Fuel | 2001
5774 | 2022 | FL | Winston | 7997 | WD04 |  | OP | IC | DFO | 2.5 | 0 | 0 | 0 | 0 | 0 | Distributed from 923 Generation And Fuel | 2001
5775 | 2022 | FL | Winston | 7997 | WD05 |  | OP | IC | DFO | 2.5 | 0 | 0 | 0 | 0 | 0 | Distributed from 923 Generation And Fuel | 2001
5776 | 2022 | FL | Winston | 7997 | WD06 |  | OP | IC | DFO | 2.5 | 0 | 0 | 0 | 0 | 0 | Distributed from 923 Generation And Fuel | 2001
5777 | 2022 | FL | Winston | 7997 | WD07 |  | OP | IC | DFO | 2.5 | 0 | 0 | 0 | 0 | 0 | Distributed from 923 Generation And Fuel | 2001
5778 | 2022 | FL | Winston | 7997 | WD08 |  | OP | IC | DFO | 2.5 | 0 | 0 | 0 | 0 | 0 | Distributed from 923 Generation And Fuel | 2001
5779 | 2022 | FL | Winston | 7997 | WD09 |  | OP | IC | DFO | 2.5 | 0 | 0 | 0 | 0 | 0 | Distributed from 923 Generation And Fuel | 2001
5780 | 2022 | FL | Winston | 7997 | WD10 |  | OP | IC | DFO | 2.5 | 0 | 0 | 0 | 0 | 0 | Distributed from 923 Generation And Fuel | 2001
5781 | 2022 | FL | Winston | 7997 | WD11 |  | OP | IC | DFO | 2.5 | 0 | 0 | 0 | 0 | 0 | Distributed from 923 Generation And Fuel | 2001
5782 | 2022 | FL | Winston | 7997 | WD12 |  | OP | IC | DFO | 2.5 | 0 | 0 | 0 | 0 | 0 | Distributed from 923 Generation And Fuel | 2001
5783 | 2022 | FL | Winston | 7997 | WD13 |  | OP | IC | DFO | 2.5 | 0 | 0 | 0 | 0 | 0 | Distributed from 923 Generation And Fuel | 2001
5784 | 2022 | FL | Winston | 7997 | WD14 |  | OP | IC | DFO | 2.5 | 0 | 0 | 0 | 0 | 0 | Distributed from 923 Generation And Fuel | 2001
5785 | 2022 | FL | Winston | 7997 | WD15 |  | OP | IC | DFO | 2.5 | 0 | 0 | 0 | 0 | 0 | Distributed from 923 Generation And Fuel | 2001
5786 | 2022 | FL | Winston | 7997 | WD16 |  | OP | IC | DFO | 2.5 | 0 | 0 | 0 | 0 | 0 | Distributed from 923 Generation And Fuel | 2001
5787 | 2022 | FL | Winston | 7997 | WD17 |  | OP | IC | DFO | 2.5 | 0 | 0 | 0 | 0 | 0 | Distributed from 923 Generation And Fuel | 2001
5788 | 2022 | FL | Winston | 7997 | WD18 |  | OP | IC | DFO | 2.5 | 0 | 0 | 0 | 0 | 0 | Distributed from 923 Generation And Fuel | 2001
5789 | 2022 | FL | Winston | 7997 | WD19 |  | OP | IC | DFO | 2.5 | 0 | 0 | 0 | 0 | 0 | Distributed from 923 Generation And Fuel | 2001
5790 | 2022 | FL | Winston | 7997 | WD20 |  | OP | IC | DFO | 2.5 | 0 | 0 | 0 | 0 | 0 | Distributed from 923 Generation And Fuel | 2001
5791 | 2022 | FL | Wynwood Energy Storage | 64546 | 1 |  | OP | BA | MWH | 10 |  | GENYRONL: 2019
5792 | 2022 | GA | 191 Peachtree Tower | 54818 | GEN1 |  | SB | IC | DFO | 1.2 | 0 | 0 | 0 | 0 | 0 | Distributed from 923 Generation And Fuel | 1991
5793 | 2022 | GA | 191 Peachtree Tower | 54818 | GEN2 |  | SB | IC | DFO | 1.2 | 0 | 0 | 0 | 0 | 0 | Distributed from 923 Generation And Fuel | 1991
5794 | 2022 | GA | ADS Renewable Energy-Wolf Creek LLC | 60184 | GEN1 |  | OP | IC | LFG | 1.4 | 0.713 | 8750 | 31499.748 | 3559.5 | 12814.0975 | Distributed from 923 Generation And Fuel | 2011
5795 | 2022 | GA | ADS Renewable Energy-Wolf Creek LLC | 60184 | GEN2 |  | OP | IC | LFG | 1.4 | 0.713 | 8750 | 31499.748 | 3559.5 | 12814.0975 | Distributed from 923 Generation And Fuel | 2011
5796 | 2022 | GA | AL Sandersville LLC | 55672 | CT1 |  | OP | GT | NG | 86.5 | 0.047 | 35673.25 | 128422.6726 | 30497.25 | 109789.2217 | Distributed from 923 Generation And Fuel | 2002
5797 | 2022 | GA | AL Sandersville LLC | 55672 | CT2 |  | OP | GT | NG | 86.5 | 0.047 | 35673.25 | 128422.6726 | 30497.25 | 109789.2217 | Distributed from 923 Generation And Fuel | 2002
5798 | 2022 | GA | AL Sandersville LLC | 55672 | CT3 |  | OP | GT | NG | 86.5 | 0.047 | 35673.25 | 128422.6726 | 30497.25 | 109789.2217 | Distributed from 923 Generation And Fuel | 2002
5799 | 2022 | GA | AL Sandersville LLC | 55672 | CT4 |  | OP | GT | NG | 86.5 | 0.047 | 35673.25 | 128422.6726 | 30497.25 | 109789.2217 | Distributed from 923 Generation And Fuel | 2002
5800 | 2022 | GA | AL Sandersville LLC | 55672 | CT5 |  | OP | GT | NG | 86.5 | 0.047 | 35673.25 | 128422.6726 | 30497.25 | 109789.2217 | Distributed from 923 Generation And Fuel | 2002
5801 | 2022 | GA | AL Sandersville LLC | 55672 | CT6 |  | OP | GT | NG | 86.5 | 0.047 | 35673.25 | 128422.6726 | 30497.25 | 109789.2217 | Distributed from 923 Generation And Fuel | 2002
5802 | 2022 | GA | AL Sandersville LLC | 55672 | CT7 |  | OP | GT | NG | 86.5 | 0.047 | 35673.25 | 128422.6726 | 30497.25 | 109789.2217 | Distributed from 923 Generation And Fuel | 2002
5803 | 2022 | GA | AL Sandersville LLC | 55672 | CT8 |  | OP | GT | NG | 86.5 | 0.047 | 35673.25 | 128422.6726 | 30497.25 | 109789.2217 | Distributed from 923 Generation And Fuel | 2002
5804 | 2022 | GA | Albany Green Energy | 60340 | 1 | 1 | OP | ST | WDS | 54.5 | 0.688 | 328623 | 1183033.3357 | 120283 | 433015.3359 | EIA-923 Generator File | 2017
5805 | 2022 | GA | Allatoona | 760 | 1 |  | OP | HY | WAT | 42.3 | 0.193 | 71490.419 | 257363.4495 | 29101.521 | 104764.6375 | Distributed from 923 Generation And Fuel | 1950
5806 | 2022 | GA | Allatoona | 760 | 2 |  | OP | HY | WAT | 42.3 | 0.193 | 71490.419 | 257363.4495 | 29101.521 | 104764.6375 | Distributed from 923 Generation And Fuel | 1950
5807 | 2022 | GA | Allatoona | 760 | A |  | OP | HY | WAT | 2 | 0.193 | 3380.162 | 12168.4859 | 1375.958 | 4953.4092 | Distributed from 923 Generation And Fuel | 1950
5808 | 2022 | GA | Apalachicola | 64565 | GPAPA |  | OP | PV | SUN | 2.5 | 0.223 | 4874 | 17546.2596 | 2352 | 8467.1323 | Distributed from 923 Generation And Fuel | 2019
5809 | 2022 | GA | Arnold Cochran | 64569 | GPACO |  | OP | PV | SUN | 1.7 | 0.241 | 3593 | 12934.6965 | 1734 | 6242.3501 | Distributed from 923 Generation And Fuel | 2020
5810 | 2022 | GA | Athens Regional Medical Center | 55319 | CT1 |  | SB | IC | DFO | 0.7 | 0 | 0 | 0 | 0 | 0 | Distributed from 923 Generation And Fuel | 1994
5811 | 2022 | GA | Athens Regional Medical Center | 55319 | CT3 |  | SB | IC | DFO | 0.7 | 0 | 0 | 0 | 0 | 0 | Distributed from 923 Generation And Fuel | 1994
5812 | 2022 | GA | Athens Regional Medical Center | 55319 | STEG3 |  | SB | IC | DFO | 0.8 | 0 | 0 | 0 | 0 | 0 | Distributed from 923 Generation And Fuel | 2007
5813 | 2022 | GA | Athens Regional Medical Center | 55319 | STEG4 |  | SB | IC | DFO | 0.8 | 0 | 0 | 0 | 0 | 0 | Distributed from 923 Generation And Fuel | 2007
5814 | 2022 | GA | Athens Regional Medical Center | 55319 | STEG5 |  | SB | IC | DFO | 0.8 | 0 | 0 | 0 | 0 | 0 | Distributed from 923 Generation And Fuel | 2007
5815 | 2022 | GA | Athens Regional Medical Center | 55319 | STEG6 |  | SB | IC | DFO | 0.8 | 0 | 0 | 0 | 0 | 0 | Distributed from 923 Generation And Fuel | 2007
5816 | 2022 | GA | Atlanta Falcons Solar | 62393 | 1 |  | OP | PV | SUN | 0.3 | 0.142 | 374.4 | 1347.8292 | 180.6 | 650.1548 | Distributed from 923 Generation And Fuel | 2015
5817 | 2022 | GA | Atlanta Falcons Solar | 62393 | 2 |  | OP | PV | SUN | 0.2 | 0.142 | 249.6 | 898.5528 | 120.4 | 433.4365 | Distributed from 923 Generation And Fuel | 2017
5818 | 2022 | GA | Atlanta Falcons Solar | 62393 | 3 |  | OP | PV | SUN | 0.5 | 0.142 | 624 | 2246.382 | 301 | 1083.5913 | Distributed from 923 Generation And Fuel | 2016
5819 | 2022 | GA | Atlanta Gift Mart LP | 54877 | BUG |  | SB | IC | DFO | 1.2 | 0 | 0 | 0 | 0 | 0 | Distributed from 923 Generation And Fuel | 1991
5820 | 2022 | GA | Azalea Solar, LLC | 58482 | 1 |  | OP | PV | SUN | 7.7 | 0.177 | 11906 | 42861.2571 | 5745 | 20681.8345 | Distributed from 923 Generation And Fuel | 2013
5821 | 2022 | GA | Baconton Power Plant | 55304 | CT1 |  | OP | GT | NG | 60.5 | 0.072 | 37912.75 | 136484.8081 | 33524 | 120685.4345 | Distributed from 923 Generation And Fuel | 2000
5822 | 2022 | GA | Baconton Power Plant | 55304 | CT4 |  | OP | GT | NG | 60.5 | 0.072 | 37912.75 | 136484.8081 | 33524 | 120685.4345 | Distributed from 923 Generation And Fuel | 2000
5823 | 2022 | GA | Baconton Power Plant | 55304 | CT5 |  | OP | GT | NG | 60.5 | 0.072 | 37912.75 | 136484.8081 | 33524 | 120685.4345 | Distributed from 923 Generation And Fuel | 2000
5824 | 2022 | GA | Baconton Power Plant | 55304 | CT6 |  | OP | GT | NG | 60.5 | 0.072 | 37912.75 | 136484.8081 | 33524 | 120685.4345 | Distributed from 923 Generation And Fuel | 2000
5825 | 2022 | GA | Bainbridge Solar | 64011 | 6359 |  | OP | PV | SUN | 1 | 0.233 | 2045 | 7361.9411 | 987 | 3553.1716 | Distributed from 923 Generation And Fuel | 2019
5826 | 2022 | GA | Bank of America Plaza | 55152 | GEN1 |  | SB | IC | DFO | 1.5 | 0 | 0 | 0 | 0 | 0 | Distributed from 923 Generation And Fuel | 1991
5827 | 2022 | GA | Bank of America Plaza | 55152 | GEN2 |  | SB | IC | DFO | 1.5 | 0 | 0 | 0 | 0 | 0 | Distributed from 923 Generation And Fuel | 1991
5828 | 2022 | GA | Baxley | 64211 | BAXLY |  | OP | PV | SUN | 25 | 0.275 | 60281 | 217009.8639 | 27312 | 98322.4134 | Distributed from 923 Generation And Fuel | 2020
5829 | 2022 | GA | BE Solar LLC | 65728 | GABE |  | OP | PV | SUN | 3 | 0.017 | 435 | 1565.9875 | 0 | 0 | Distributed from 923 Generation And Fuel | 2022
5830 | 2022 | GA | Bibb Jones | 62880 | BIBBJ |  | OP | PV | SUN | 1 | 0.139 | 1218 | 4384.7649 | 588 | 2116.7831 | Distributed from 923 Generation And Fuel | 2019
5831 | 2022 | GA | Blue Ridge | 757 | 1 |  | OP | HY | WAT | 22 | 0.174 | 33620.681 | 121033.4833 | 13685.872 | 49268.7451 | Distributed from 923 Generation And Fuel | 1931
5832 | 2022 | GA | Blue Ridge | 757 | 2 |  | OP | HY | WAT | 1.5 | 0.174 | 2292.319 | 8252.2824 | 933.128 | 3359.2339 | Distributed from 923 Generation And Fuel | 1994
5833 | 2022 | GA | Boulevard | 732 | 1 |  | RE | GT | DFO | 15.6 | 0 | -47 | -169.1986 | -29 | -104.3992 | Distributed from 923 Generation And Fuel | 1970 | 2022
5834 | 2022 | GA | Bowen | 703 | 1 | 1 | OP | ST | BIT | 805.8 | 0.393 | 2775717 | 9992501.26 | 1144160 | 4118943.0485 | EIA-923 Generator File | 1971
5835 | 2022 | GA | Bowen | 703 | 2 | 1 | OP | ST | BIT | 788.8 | 0.304 | 2098658 | 7555108.3591 | 438231 | 1577618.979 | EIA-923 Generator File | 1972
5836 | 2022 | GA | Bowen | 703 | 3 | 1 | OP | ST | BIT | 952 | 0.229 | 1910287 | 6876978.1842 | 838993 | 3020350.6372 | EIA-923 Generator File | 1974
5837 | 2022 | GA | Bowen | 703 | 4 | 1 | OP | ST | BIT | 952 | 0.203 | 1691490 | 6089315.2855 | 885250 | 3186874.505 | EIA-923 Generator File | 1975
5838 | 2022 | GA | Brunswick Cellulose | 10605 | GEN3 | 5 | OP | ST | BLQ | 9.2 | 0.348 | 28072 | 101058.3915 | 17610 | 63395.4928 | EIA-923 Generator File | 1954
5839 | 2022 | GA | Brunswick Cellulose | 10605 | GEN4 | 5 | OP | ST | BLQ | 50 | 0.827 | 362438 | 1304766.3619 | 150909 | 543268.0539 | EIA-923 Generator File | 1960
5840 | 2022 | GA | Brunswick Cellulose | 10605 | GEN5 | 5 | OP | ST | BLQ | 13 | 0.508 | 57847 | 208247.534 | 23964 | 86269.7098 | EIA-923 Generator File | 1996
5841 | 2022 | GA | Buford | 759 | 1A |  | OP | HY | WAT | 62 | 0.171 | 92885.168 | 334383.9297 | 37810.549 | 136116.8875 | Distributed from 923 Generation And Fuel | 2003
5842 | 2022 | GA | Buford | 759 | 2A |  | OP | HY | WAT | 62 | 0.171 | 92885.168 | 334383.9297 | 37810.549 | 136116.8875 | Distributed from 923 Generation And Fuel | 2004
5843 | 2022 | GA | Buford | 759 | 3A |  | OP | HY | WAT | 7.2 | 0.171 | 10786.665 | 38831.6833 | 4390.902 | 15807.1207 | Distributed from 923 Generation And Fuel | 2005
5844 | 2022 | GA | Bulloch Neville Farms | 64275 | BNF |  | OP | PV | SUN | 2.7 | 0.235 | 5557 | 20005.04 | 2681 | 9651.5228 | Distributed from 923 Generation And Fuel | 2020
5845 | 2022 | GA | Burton Dam | 704 | 1 |  | OP | HY | WAT | 3 | 0.433 | 11375.5 | 40951.4724 | 4630.5 | 16669.6666 | Distributed from 923 Generation And Fuel | 1927
5846 | 2022 | GA | Burton Dam | 704 | 2 |  | OP | HY | WAT | 3 | 0.433 | 11375.5 | 40951.4724 | 4630.5 | 16669.6666 | Distributed from 923 Generation And Fuel | 1927
5847 | 2022 | GA | Butler Solar Farm 20 | 59891 | 1 |  | OP | PV | SUN | 22 | 0.212 | 40901 | 147242.4221 | 19735 | 71045.4316 | Distributed from 923 Generation And Fuel | 2016
5848 | 2022 | GA | Butler Solar Project 103 | 59896 | 1 |  | OP | PV | SUN | 104 | 0.241 | 219658 | 790762.4739 | 107205 | 385934.9125 | Distributed from 923 Generation And Fuel | 2016
5849 | 2022 | GA | Cairo Solar Farm, LLC | 66199 | CAIRO |  | OP | PV | SUN | 2 | 0.191 | 3339 | 12020.3038 | 1611 | 5799.5536 | Distributed from 923 Generation And Fuel | 2017
5850 | 2022 | GA | Camilla Solar Energy Project | 61785 | CAMSR |  | OP | PV | SUN | 171.4 | 0.248 | 372529 | 1341093.6713 | 177269 | 638163.2947 | Distributed from 923 Generation And Fuel | 2020
5851 | 2022 | GA | Camilla Solar Plant | 58892 | CMLA |  | OP | PV | SUN | 16 | 0.2 | 28018 | 100863.9931 | 13519 | 48668.0107 | Distributed from 923 Generation And Fuel | 2013
5852 | 2022 | GA | Camp Solar Plant | 58893 | CAMP |  | OP | PV | SUN | 2.4 | 0.184 | 3875 | 13949.8884 | 1870 | 6731.9461 | Distributed from 923 Generation And Fuel | 2013
5853 | 2022 | GA | Carters | 6130 | 1 |  | OP | HY | WAT | 125 | 0.12 | 131600.5 | 473758.0099 | 53937 | 194171.6466 | Distributed from 923 Generation And Fuel | 1975
5854 | 2022 | GA | Carters | 6130 | 2 |  | OP | HY | WAT | 125 | 0.12 | 131600.5 | 473758.0099 | 53937 | 194171.6466 | Distributed from 923 Generation And Fuel | 1975
5855 | 2022 | GA | Carters | 6130 | 3 |  | OP | PS | WAT | 125 | -0.087 | -95177.5 | -342636.2589 | -56372.5 | -202939.3765 | Distributed from 923 Generation And Fuel | 1977
5856 | 2022 | GA | Carters | 6130 | 4 |  | OP | PS | WAT | 125 | -0.087 | -95177.5 | -342636.2589 | -56372.5 | -202939.3765 | Distributed from 923 Generation And Fuel | 1977
5857 | 2022 | GA | Cedar Creek Solar, LLC | 66200 | CEDAR |  | OP | PV | SUN | 2 | 0.198 | 3471 | 12495.5 | 1675 | 6029.9518 | Distributed from 923 Generation And Fuel | 2017
5858 | 2022 | GA | Cedartown Battery Energy Storage Project | 60561 | 1 |  | RE | BA | MWH | 1 | 0 | 0 | 0 | 0 | 0 | Distributed from 923 Generation And Fuel | 2015 | 2022
5859 | 2022 | GA | Chattahoochee Energy Facility | 7917 | 1 |  | OP | CT | NG | 176 | 0.536 | 826700 | 2976096.1912 | 451792 | 1626438.1885 | EIA-923 Generator File | 2003
5860 | 2022 | GA | Chattahoochee Energy Facility | 7917 | 2 |  | OP | CT | NG | 176 | 0.532 | 820185 | 2952642.3789 | 445727 | 1604604.3632 | EIA-923 Generator File | 2003
5861 | 2022 | GA | Chattahoochee Energy Facility | 7917 | 3 | 2 | OP | CA | NG | 187.7 | 0.562 | 924767 | 3329134.5669 | 517051 | 1861368.7091 | EIA-923 Generator File | 2003
5862 | 2022 | GA | CII Methane Management III LFG Plant | 59650 | GEN1 |  | OP | IC | LFG | 1.6 | 0.286 | 4012 | 14443.0845 | 1632 | 5875.153 | Distributed from 923 Generation And Fuel | 2014
5863 | 2022 | GA | CNN Center | 54323 | D4_1 |  | SB | IC | DFO | 1.5 | 0.001 | 10.962 | 39.4629 | 4.731 | 17.0315 | Distributed from 923 Generation And Fuel | 2001
5864 | 2022 | GA | CNN Center | 54323 | D4_2 |  | SB | IC | DFO | 2 | 0.001 | 14.615 | 52.6136 | 6.308 | 22.7086 | Distributed from 923 Generation And Fuel | 2001
5865 | 2022 | GA | CNN Center | 54323 | D4_3 |  | SB | IC | DFO | 2 | 0.001 | 14.615 | 52.6136 | 6.308 | 22.7086 | Distributed from 923 Generation And Fuel | 2003
5866 | 2022 | GA | CNN Center | 54323 | D5_1 |  | SB | IC | DFO | 2 | 0.001 | 14.615 | 52.6136 | 6.308 | 22.7086 | Distributed from 923 Generation And Fuel | 2001
5867 | 2022 | GA | CNN Center | 54323 | D5_2 |  | SB | IC | DFO | 2 | 0.001 | 14.615 | 52.6136 | 6.308 | 22.7086 | Distributed from 923 Generation And Fuel | 2003
5868 | 2022 | GA | CNN Center | 54323 | D5_3 |  | SB | IC | DFO | 2 | 0.001 | 14.615 | 52.6136 | 6.308 | 22.7086 | Distributed from 923 Generation And Fuel | 2003
5869 | 2022 | GA | CNN Center | 54323 | DK2 |  | SB | IC | DFO | 1.5 | 0.001 | 10.962 | 39.4629 | 4.731 | 17.0315 | Distributed from 923 Generation And Fuel | 1986
5870 | 2022 | GA | Columbia Bryson | 62879 | COBRY |  | OP | PV | SUN | 1.4 | 0.226 | 2772 | 9979.1202 | 1337 | 4813.1615 | Distributed from 923 Generation And Fuel | 2018
5871 | 2022 | GA | Columbia Substation | 64570 | GPCOL |  | OP | PV | SUN | 2 | 0.224 | 3925 | 14129.887 | 1894 | 6818.3455 | Distributed from 923 Generation And Fuel | 2020
5872 | 2022 | GA | Comer Solar | 61554 | 1 |  | OP | PV | SUN | 2 | 0.222 | 3882 | 13975.0882 | 1873 | 6742.7461 | Distributed from 923 Generation And Fuel | 2018
5873 | 2022 | GA | Coody Cochran | 64571 | GPCOD |  | OP | PV | SUN | 2.6 | 0.256 | 5832 | 20995.032 | 2814 | 10130.319 | Distributed from 923 Generation And Fuel | 2019
5874 | 2022 | GA | Cool Springs Solar (Hybrid) | 63721 | COOLS |  | OP | PV | SUN | 213 | 0.265 | 493876 | 1777939.3765 | 245747 | 884682.1225 | Distributed from 923 Generation And Fuel | 2021
5875 | 2022 | GA | Cool Springs Solar (Hybrid) | 63721 | CSBAT |  | OP | BA | MWH | 40 | -0.005 | -1708 | -6148.7508 | -889 | -3200.3744 | Distributed from 923 Generation And Fuel | 2021
5876 | 2022 | GA | Crisp Plant | 753 | 1 | 1 | OP | ST | NG | 12.5 | 0 | 0 | 0 | 0 | 0 | EIA-923 Generator File | 1957
5877 | 2022 | GA | Crisp Plant | 753 | GT1 |  | OP | GT | NG | 5 | 0 | 0 | 0 | 0 | 0 | Distributed from 923 Generation And Fuel | 1957
5878 | 2022 | GA | Curry Solar | 64226 | CURRY |  | OP | PV | SUN | 1.1 | 0.207 | 1996 | 7185.5425 | 963 | 3466.7723 | Distributed from 923 Generation And Fuel | 2015
5879 | 2022 | GA | Dahlberg (Jackson County) | 7765 | 1 |  | OP | GT | NG | 91.9 | 0.039 | 31626.4 | 113854.1292 | 15004.4 | 54015.4079 | Distributed from 923 Generation And Fuel | 2000
5880 | 2022 | GA | Dahlberg (Jackson County) | 7765 | 10 |  | OP | GT | NG | 91.9 | 0.039 | 31626.4 | 113854.1292 | 15004.4 | 54015.4079 | Distributed from 923 Generation And Fuel | 2001
5881 | 2022 | GA | Dahlberg (Jackson County) | 7765 | 2 |  | OP | GT | NG | 91.9 | 0.039 | 31626.4 | 113854.1292 | 15004.4 | 54015.4079 | Distributed from 923 Generation And Fuel | 2000
5882 | 2022 | GA | Dahlberg (Jackson County) | 7765 | 3 |  | OP | GT | NG | 91.9 | 0.039 | 31626.4 | 113854.1292 | 15004.4 | 54015.4079 | Distributed from 923 Generation And Fuel | 2000
5883 | 2022 | GA | Dahlberg (Jackson County) | 7765 | 4 |  | OP | GT | NG | 91.9 | 0.039 | 31626.4 | 113854.1292 | 15004.4 | 54015.4079 | Distributed from 923 Generation And Fuel | 2000
5884 | 2022 | GA | Dahlberg (Jackson County) | 7765 | 5 |  | OP | GT | NG | 91.9 | 0.039 | 31626.4 | 113854.1292 | 15004.4 | 54015.4079 | Distributed from 923 Generation And Fuel | 2000
5885 | 2022 | GA | Dahlberg (Jackson County) | 7765 | 6 |  | OP | GT | NG | 91.9 | 0.039 | 31626.4 | 113854.1292 | 15004.4 | 54015.4079 | Distributed from 923 Generation And Fuel | 2000
5886 | 2022 | GA | Dahlberg (Jackson County) | 7765 | 7 |  | OP | GT | NG | 91.9 | 0.039 | 31626.4 | 113854.1292 | 15004.4 | 54015.4079 | Distributed from 923 Generation And Fuel | 2000
5887 | 2022 | GA | Dahlberg (Jackson County) | 7765 | 8 |  | OP | GT | NG | 91.9 | 0.039 | 31626.4 | 113854.1292 | 15004.4 | 54015.4079 | Distributed from 923 Generation And Fuel | 2000
5888 | 2022 | GA | Dahlberg (Jackson County) | 7765 | 9 |  | OP | GT | NG | 91.9 | 0.039 | 31626.4 | 113854.1292 | 15004.4 | 54015.4079 | Distributed from 923 Generation And Fuel | 2001
5889 | 2022 | GA | Dalton 2 | 59556 | 1 |  | OP | PV | SUN | 6.5 | 0.178 | 10111 | 36399.3088 | 4879 | 17564.2595 | Distributed from 923 Generation And Fuel | 2014
5890 | 2022 | GA | Decatur County Solar Project | 59449 | DCSP1 |  | OP | PV | SUN | 20 | 0.251 | 43915 | 158092.7353 | 21189 | 76279.7898 | Distributed from 923 Generation And Fuel | 2015
5891 | 2022 | GA | Decatur Parkway Solar Project, LLC | 59450 | DPSP1 |  | OP | PV | SUN | 80 | 0.237 | 166191 | 598282.8137 | 80187 | 288670.8906 | Distributed from 923 Generation And Fuel | 2015
5892 | 2022 | GA | Denver Braswell PV | 61441 | GPDB1 |  | OP | PV | SUN | 1.4 | 0.225 | 2755 | 9917.9207 | 1329 | 4784.3617 | Distributed from 923 Generation And Fuel | 2017
5893 | 2022 | GA | Dougherty County Solar, LLC | 62375 | PV1 |  | OP | PV | SUN | 120 | 0.274 | 288318 | 1037936.4965 | 137673 | 495618.835 | Distributed from 923 Generation And Fuel | 2019
5894 | 2022 | GA | Doyle Energy Facility | 55244 | CTG1 |  | OP | GT | NG | 64 | 0.038 | 21308.244 | 76709.0647 | 16218.758 | 58387.0617 | Distributed from 923 Generation And Fuel | 2000
5895 | 2022 | GA | Doyle Energy Facility | 55244 | CTG2 |  | OP | GT | NG | 71.8 | 0.038 | 23905.187 | 86057.9847 | 18195.419 | 65502.9844 | Distributed from 923 Generation And Fuel | 2000
5896 | 2022 | GA | Doyle Energy Facility | 55244 | CTG3 |  | OP | GT | NG | 71.8 | 0.038 | 23905.187 | 86057.9847 | 18195.419 | 65502.9844 | Distributed from 923 Generation And Fuel | 2000
5897 | 2022 | GA | Doyle Energy Facility | 55244 | CTG4 |  | OP | GT | NG | 100.7 | 0.038 | 33527.191 | 120696.922 | 25519.202 | 91868.3923 | Distributed from 923 Generation And Fuel | 2000
5898 | 2022 | GA | Doyle Energy Facility | 55244 | CTG5 |  | OP | GT | NG | 100.7 | 0.038 | 33527.191 | 120696.922 | 25519.202 | 91868.3923 | Distributed from 923 Generation And Fuel | 2000
5899 | 2022 | GA | Dublin Solar I | 60930 | DUBL1 |  | OP | PV | SUN | 4.1 | 0.192 | 6883 | 24778.6018 | 3321 | 11955.5044 | Distributed from 923 Generation And Fuel | 2015
5900 | 2022 | GA | Edward L. Addison Generating Plant | 55267 | 712 |  | OP | GT | NG | 175.3 | 0.06 | 92600.75 | 333360.0331 | 79746.75 | 287086.0033 | Distributed from 923 Generation And Fuel | 2000
5901 | 2022 | GA | Edward L. Addison Generating Plant | 55267 | 713 |  | OP | GT | NG | 175.3 | 0.06 | 92600.75 | 333360.0331 | 79746.75 | 287086.0033 | Distributed from 923 Generation And Fuel | 2000
5902 | 2022 | GA | Edward L. Addison Generating Plant | 55267 | 714 |  | OP | GT | NG | 175.3 | 0.06 | 92600.75 | 333360.0331 | 79746.75 | 287086.0033 | Distributed from 923 Generation And Fuel | 2000
5903 | 2022 | GA | Edward L. Addison Generating Plant | 55267 | 715 |  | OP | GT | NG | 175.3 | 0.06 | 92600.75 | 333360.0331 | 79746.75 | 287086.0033 | Distributed from 923 Generation And Fuel | 2000
5904 | 2022 | GA | Edwin I Hatch | 6051 | 1 | 1 | OP | ST | NUC | 924 | 0.899 | 7279192.5 | 26204883.3609 | 3191199.5 | 11488226.2942 | Distributed from 923 Generation And Fuel | 1975
5905 | 2022 | GA | Edwin I Hatch | 6051 | 2 | 1 | OP | ST | NUC | 924 | 0.899 | 7279192.5 | 26204883.3609 | 3191199.5 | 11488226.2942 | Distributed from 923 Generation And Fuel | 1979
5906 | 2022 | GA | Effingham Energy Facility | 55406 | STG | 3 | OP | CA | NG | 197.8 | 0.482 | 835579 | 3008060.3355 | 571570 | 2057635.5389 | EIA-923 Generator File | 2003
5907 | 2022 | GA | Effingham Energy Facility | 55406 | UNT1 |  | OP | CT | NG | 199.4 | 0.451 | 788075 | 2837047.3036 | 532514 | 1917035.0637 | EIA-923 Generator File | 2003
5908 | 2022 | GA | Effingham Energy Facility | 55406 | UNT2 |  | OP | CT | NG | 199.4 | 0.527 | 920985 | 3315519.4758 | 576575 | 2075653.3948 | EIA-923 Generator File | 2003
5909 | 2022 | GA | Emory Decatur Hospital | 54830 | 03 |  | SB | IC | DFO | 1.5 | 0.001 | 16.962 | 61.0627 | 7.567 | 27.241 | Data from EIA-923 Generator File overwritten with distributed data from EIA-923 Generation and Fuel | 2004
5910 | 2022 | GA | Emory Decatur Hospital | 54830 | 90 |  | SB | IC | DFO | 1.2 | 0.001 | 13.569 | 48.848 | 6.054 | 21.7942 | Data from EIA-923 Generator File overwritten with distributed data from EIA-923 Generation and Fuel | 1991
5911 | 2022 | GA | Emory Decatur Hospital | 54830 | 93 |  | SB | IC | DFO | 1.2 | 0.001 | 13.569 | 48.848 | 6.054 | 21.7942 | Data from EIA-923 Generator File overwritten with distributed data from EIA-923 Generation and Fuel | 1993
5912 | 2022 | GA | Emory Hillandale Hospital | 56231 | 01 |  | SB | IC | DFO | 0.8 | 0 | 2.94 | 10.5839 | 1.312 | 4.7232 | Data from EIA-923 Generator File overwritten with distributed data from EIA-923 Generation and Fuel | 2005
5913 | 2022 | GA | Emory Hillandale Hospital | 56231 | 02 |  | SB | IC | DFO | 0.8 | 0 | 2.94 | 10.5839 | 1.312 | 4.7232 | Data from EIA-923 Generator File overwritten with distributed data from EIA-923 Generation and Fuel | 2005
5914 | 2022 | GA | Flint River | 706 | 1 |  | OP | HY | WAT | 1.8 | 0.779 | 12278.667 | 44202.8476 | 4998.333 | 17993.8548 | Distributed from 923 Generation And Fuel | 1921
5915 | 2022 | GA | Flint River | 706 | 2 |  | OP | HY | WAT | 1.8 | 0.779 | 12278.667 | 44202.8476 | 4998.333 | 17993.8548 | Distributed from 923 Generation And Fuel | 1921
5916 | 2022 | GA | Flint River | 706 | 3 |  | OP | HY | WAT | 1.8 | 0.779 | 12278.667 | 44202.8476 | 4998.333 | 17993.8548 | Distributed from 923 Generation And Fuel | 1925
5917 | 2022 | GA | Flint River Operations | 50465 | GEN1 | 2 | OP | ST | BLQ | 46.6 | 0.669 | 273142.97 | 983306.8255 | 118569.489 | 426846.7456 | EIA-923 Generator File | 1980
5918 | 2022 | GA | Flint River Operations | 50465 | GEN2 | 2 | OP | ST | WDS | 38.5 | 0.525 | 177149.1 | 637731.6581 | 85844.348 | 309037.1805 | EIA-923 Generator File | 2015
5919 | 2022 | GA | Fort Benning Solar Facility | 59862 | 1 |  | OP | PV | SUN | 30 | 0.202 | 52960 | 190654.4748 | 24237 | 87252.502 | Distributed from 923 Generation And Fuel | 2015
5920 | 2022 | GA | Fort Gordon Solar Facility | 59863 | 1 |  | OP | PV | SUN | 30 | 0.217 | 57016 | 205255.958 | 27510 | 99035.2077 | Distributed from 923 Generation And Fuel | 2016
5921 | 2022 | GA | Fort Stewart Solar Facility | 59865 | 1 |  | OP | PV | SUN | 30 | 0.202 | 53215 | 191572.4674 | 25676 | 92432.8605 | Distributed from 923 Generation And Fuel | 2016
5922 | 2022 | GA | Fort Valley State University Solar | 63062 | 1 |  | OP | PV | SUN | 10.8 | 0.231 | 21879 | 78763.7699 | 10557 | 38004.896 | Distributed from 923 Generation And Fuel | 2022
5923 | 2022 | GA | Fountain Folkston | 64584 | GPFTF |  | OP | PV | SUN | 2.1 | 0.231 | 4249 | 15296.2776 | 2050 | 7379.941 | Distributed from 923 Generation And Fuel | 2019
5924 | 2022 | GA | Franklin Milliken | 64276 | FM |  | OP | PV | SUN | 3 | 0.22 | 5791 | 20847.4332 | 2794 | 10058.3195 | Distributed from 923 Generation And Fuel | 2020
5925 | 2022 | GA | Freeman Avenue | 62887 | FREAV |  | OP | PV | SUN | 1.4 | 0.242 | 2974 | 10706.3143 | 1435 | 5165.9587 | Distributed from 923 Generation And Fuel | 2019
5926 | 2022 | GA | Georgia LFG Oak Grove Plant | 61385 | GM01 |  | OP | IC | LFG | 2.2 | 0.627 | 12091 | 43527.2518 | 5018 | 18064.6555 | Distributed from 923 Generation And Fuel | 2016
5927 | 2022 | GA | Georgia LFG Oak Grove Plant | 61385 | GM02 |  | OP | IC | LFG | 2.2 | 0.627 | 12091 | 43527.2518 | 5018 | 18064.6555 | Distributed from 923 Generation And Fuel | 2016
5928 | 2022 | GA | Georgia LFG Oak Grove Plant | 61385 | GM03 |  | OP | IC | LFG | 2.2 | 0.627 | 12091 | 43527.2518 | 5018 | 18064.6555 | Distributed from 923 Generation And Fuel | 2016
5929 | 2022 | GA | Georgia LFG Pine Ridge Plant | 61386 | GM01 |  | OP | IC | LFG | 2.2 | 0.593 | 11421.667 | 41117.6723 | 4646.333 | 16726.665 | Distributed from 923 Generation And Fuel | 2016
5930 | 2022 | GA | Georgia LFG Pine Ridge Plant | 61386 | GM02 |  | OP | IC | LFG | 2.2 | 0.593 | 11421.667 | 41117.6723 | 4646.333 | 16726.665 | Distributed from 923 Generation And Fuel | 2016
5931 | 2022 | GA | Georgia LFG Pine Ridge Plant | 61386 | GM03 |  | OP | IC | LFG | 2.2 | 0.593 | 11421.667 | 41117.6723 | 4646.333 | 16726.665 | Distributed from 923 Generation And Fuel | 2016
5932 | 2022 | GA | Georgia LFG Richland Creek Plant | 61387 | GM01 |  | OP | IC | LFG | 2.4 | 0.525 | 11034.857 | 39725.1674 | 4488.857 | 16159.7559 | Distributed from 923 Generation And Fuel | 2016
5933 | 2022 | GA | Georgia LFG Richland Creek Plant | 61387 | GM02 |  | OP | IC | LFG | 2.2 | 0.525 | 10115.286 | 36414.7383 | 4114.786 | 14813.1111 | Distributed from 923 Generation And Fuel | 2016
5934 | 2022 | GA | Georgia LFG Richland Creek Plant | 61387 | GM03 |  | OP | IC | LFG | 2.2 | 0.525 | 10115.286 | 36414.7383 | 4114.786 | 14813.1111 | Distributed from 923 Generation And Fuel | 2016
5935 | 2022 | GA | Georgia LFG Richland Creek Plant | 61387 | GM04 |  | OP | IC | LFG | 2.2 | 0.525 | 10115.286 | 36414.7383 | 4114.786 | 14813.1111 | Distributed from 923 Generation And Fuel | 2016
5936 | 2022 | GA | Georgia LFG Richland Creek Plant | 61387 | GM05 |  | OP | IC | LFG | 2.2 | 0.525 | 10115.286 | 36414.7383 | 4114.786 | 14813.1111 | Distributed from 923 Generation And Fuel | 2016
5937 | 2022 | GA | Georgia Pacific Center | 54906 | 01 |  | SB | IC | DFO | 0.7 | 0 | 0 | 0 | 0 | 0 | Distributed from 923 Generation And Fuel | 1982
5938 | 2022 | GA | Georgia Pacific Center | 54906 | 02 |  | SB | IC | DFO | 0.7 | 0 | 0 | 0 | 0 | 0 | Distributed from 923 Generation And Fuel | 1982
5939 | 2022 | GA | Georgia Power at Jakin GA PV | 61397 | PV1 |  | OP | PV | SUN | 1.5 | 0.19 | 2500 | 8999.928 | 1206 | 4341.5653 | Distributed from 923 Generation And Fuel | 2017
5940 | 2022 | GA | Georgia Power at Swainsboro | 61459 | PV1 |  | OP | PV | SUN | 2.9 | 0.244 | 6205 | 22337.8213 | 2994 | 10778.3138 | Distributed from 923 Generation And Fuel | 2017
5941 | 2022 | GA | Georgia Power at Wadley GA | 59843 | PV1 |  | OP | PV | SUN | 1 | 0.204 | 1783 | 6418.7487 | 860 | 3095.9752 | Distributed from 923 Generation And Fuel | 2014
5942 | 2022 | GA | Georgia-Pacific Cedar Springs | 54101 | GEN1 | 5 | OP | ST | BLQ | 50 | 0.699 | 306213 | 1102357.9811 | 130866 | 471113.8311 | EIA-923 Generator File | 1963
5943 | 2022 | GA | Georgia-Pacific Cedar Springs | 54101 | GEN2 | 5 | OP | ST | BLQ | 51.2 | 0.535 | 239851 | 863456.6923 | 85485 | 307743.5381 | EIA-923 Generator File | 1965
5944 | 2022 | GA | Graniteville Enterprise Division | 54462 | 1 |  | OP | HY | WAT | 0.6 | 0.101 | 528.5 | 1902.5848 | 91 | 327.5974 | Distributed from 923 Generation And Fuel | 1921
5945 | 2022 | GA | Graniteville Enterprise Division | 54462 | 2 |  | OP | HY | WAT | 0.6 | 0.101 | 528.5 | 1902.5848 | 91 | 327.5974 | Distributed from 923 Generation And Fuel | 1921
5946 | 2022 | GA | Graphic Packaging International Augusta Mill | 54358 | 1 | 5 | OP | ST | WDS | 27 | 0.659 | 155822.61 | 560956.9083 | 77259.726 | 278132.7885 | EIA-923 Generator File | 1960
5947 | 2022 | GA | Graphic Packaging International Augusta Mill | 54358 | 2 | 5 | OP | ST | NG | 39 | 0.411 | 140514.49 | 505848.1172 | 42398.676 | 152634.0125 | EIA-923 Generator File | 1965
5948 | 2022 | GA | Graphic Packaging International Augusta Mill | 54358 | 3 | 5 | OP | ST | WDS | 18.7 | 0.595 | 97528.973 | 351101.494 | 34432.566 | 123956.246 | EIA-923 Generator File | 1965
5949 | 2022 | GA | Gratis Road Solar Facility | 61740 | GR01 |  | OP | PV | SUN | 3 | 0.247 | 6485 | 23345.8132 | 3129 | 11264.3099 | Distributed from 923 Generation And Fuel | 2018
5950 | 2022 | GA | Greene Durham | 64277 | GD |  | OP | PV | SUN | 3 | 0.237 | 6239 | 22460.2203 | 3010 | 10835.9133 | Distributed from 923 Generation And Fuel | 2020
5951 | 2022 | GA | Greenville | 60512 | SO073 |  | OP | PV | SUN | 1 | 0.162 | 1423 | 5122.759 | 687 | 2473.1802 | Distributed from 923 Generation And Fuel | 2014
5952 | 2022 | GA | GRP Franklin Renewable Energy Facility | 60550 | GEN | 1 | OP | ST | WDS | 58 | 0.772 | 392026 | 1411282.3097 | 179259 | 645327.2374 | EIA-923 Generator File | 2019
5953 | 2022 | GA | GRP Madison Renewable Energy Facility | 61213 | GEN | 1 | OP | ST | WDS | 58 | 0.733 | 372603 | 1341360.0691 | 165668 | 596400.0288 | EIA-923 Generator File | 2019
5954 | 2022 | GA | Guyton Community Solar | 62392 | 1 |  | OP | PV | SUN | 3.6 | 0.232 | 7331 | 26391.3889 | 3537 | 12733.0981 | Distributed from 923 Generation And Fuel | 2019
5955 | 2022 | GA | Harris Shiloh | 64585 | GPHAR |  | OP | PV | SUN | 2.1 | 0.239 | 4389 | 15800.2736 | 2118 | 7624.739 | Distributed from 923 Generation And Fuel | 2020
5956 | 2022 | GA | Hartwell Energy Facility | 70454 | MAG1 |  | OP | GT | NG | 180 | 0.092 | 145253.5 | 522908.4167 | 68828.5 | 247780.6178 | Distributed from 923 Generation And Fuel | 1994
5957 | 2022 | GA | Hartwell Energy Facility | 70454 | MAG2 |  | OP | GT | NG | 180 | 0.092 | 145253.5 | 522908.4167 | 68828.5 | 247780.6178 | Distributed from 923 Generation And Fuel | 1994
5958 | 2022 | GA | Hartwell Lake | 754 | 1 |  | OP | HY | WAT | 85 | 0.115 | 85696.595 | 308505.274 | 34884.405 | 125582.8533 | Distributed from 923 Generation And Fuel | 1962
5959 | 2022 | GA | Hartwell Lake | 754 | 2 |  | OP | HY | WAT | 85 | 0.115 | 85696.595 | 308505.274 | 34884.405 | 125582.8533 | Distributed from 923 Generation And Fuel | 1962
5960 | 2022 | GA | Hartwell Lake | 754 | 3 |  | OS | HY | WAT | 85 | 0.115 | 85696.595 | 308505.274 | 34884.405 | 125582.8533 | Distributed from 923 Generation And Fuel | 1962
5961 | 2022 | GA | Hartwell Lake | 754 | 4 |  | OP | HY | WAT | 85 | 0.115 | 85696.595 | 308505.274 | 34884.405 | 125582.8533 | Distributed from 923 Generation And Fuel | 1962
5962 | 2022 | GA | Hartwell Lake | 754 | 5 |  | OP | HY | WAT | 80 | 0.115 | 80655.619 | 290357.9055 | 32832.381 | 118195.626 | Distributed from 923 Generation And Fuel | 1983
5963 | 2022 | GA | Hawk Road Facility | 55141 | CT1 |  | OP | GT | NG | 165 | 0.185 | 266979.333 | 961117.9099 | 231187 | 832266.5419 | Distributed from 923 Generation And Fuel | 2001
5964 | 2022 | GA | Hawk Road Facility | 55141 | CT2 |  | OP | GT | NG | 165 | 0.185 | 266979.333 | 961117.9099 | 231187 | 832266.5419 | Distributed from 923 Generation And Fuel | 2001
5965 | 2022 | GA | Hawk Road Facility | 55141 | CT3 |  | OP | GT | NG | 165 | 0.185 | 266979.333 | 961117.9099 | 231187 | 832266.5419 | Distributed from 923 Generation And Fuel | 2001
5966 | 2022 | GA | Hazlehurst II | 60554 | STHLV |  | OP | PV | SUN | 52.5 | 0.245 | 112690 | 405680.7546 | 53976 | 194312.0455 | Distributed from 923 Generation And Fuel | 2016
5967 | 2022 | GA | Hazlehurst III | 62057 | HZIII |  | OP | PV | SUN | 40 | 0.269 | 94130 | 338865.2891 | 45967 | 165479.8762 | Distributed from 923 Generation And Fuel | 2019
5968 | 2022 | GA | Hewlett Packard Enterprise | 54457 | ALF1 |  | SB | IC | DFO | 1 | 0 | 0 | 0 | 0 | 0 | Distributed from 923 Generation And Fuel | 1989
5969 | 2022 | GA | Hewlett Packard Enterprise | 54457 | ALF2 |  | SB | IC | DFO | 1 | 0 | 0 | 0 | 0 | 0 | Distributed from 923 Generation And Fuel | 1989
5970 | 2022 | GA | Hewlett Packard Enterprise | 54457 | ALF3 |  | SB | IC | DFO | 1 | 0 | 0 | 0 | 0 | 0 | Distributed from 923 Generation And Fuel | 1989
5971 | 2022 | GA | Hewlett Packard Enterprise | 54457 | ALF4 |  | SB | IC | DFO | 1 | 0 | 0 | 0 | 0 | 0 | Distributed from 923 Generation And Fuel | 1989
5972 | 2022 | GA | Hewlett Packard Enterprise | 54457 | ALF5 |  | SB | IC | DFO | 1 | 0 | 0 | 0 | 0 | 0 | Distributed from 923 Generation And Fuel | 1991
5973 | 2022 | GA | Hewlett Packard Enterprise | 54457 | B1GN1 |  | SB | IC | DFO | 1.5 | 0 | 0 | 0 | 0 | 0 | Distributed from 923 Generation And Fuel | 2005
5974 | 2022 | GA | Hewlett Packard Enterprise | 54457 | B1GN2 |  | SB | IC | DFO | 1.5 | 0 | 0 | 0 | 0 | 0 | Distributed from 923 Generation And Fuel | 2005
5975 | 2022 | GA | Hickory Park Solar Hybrid | 63522 | HPBAT |  | OP | BA | MWH | 40 | -0.007 | -2281 | -8211.5343 | -1308 | -4708.7623 | Distributed from 923 Generation And Fuel | 2022
5976 | 2022 | GA | Hickory Park Solar Hybrid | 63522 | HPRK |  | OP | PV | SUN | 195.5 | 0.134 | 230062 | 828216.5743 | 146170 | 526207.7903 | Distributed from 923 Generation And Fuel | 2022
5977 | 2022 | GA | Hickory Ridge Landfill Solar Project | 59459 | 5088 |  | OP | PV | SUN | 0.6 | 0 | 0 | 0 | 0 | 0 | Distributed from 923 Generation And Fuel | 2011
5978 | 2022 | GA | High Shoals Hydro (GA) | 10121 | GEN1 |  | OP | HY | WAT | 1.4 | 0 | 0 | 0 | 0 | 0 | Distributed from 923 Generation And Fuel | 1988
5979 | 2022 | GA | IKEA Savannah 490 | 58011 | IKEA |  | OP | PV | SUN | 1 | 0.09 | 787.273 | 2834.1601 | 380 | 1367.9891 | Distributed from 923 Generation And Fuel | 2021
5980 | 2022 | GA | IKEA Savannah 490 | 58011 | PV |  | OP | PV | SUN | 1.2 | 0.09 | 944.727 | 3400.99 | 456 | 1641.5869 | Distributed from 923 Generation And Fuel | 2012
5981 | 2022 | GA | Imperial Savannah LP | 50146 | GENA | 4 | OP | ST | NG | 2.7 | 0.333 | 7866 | 28317.3735 | 2921 | 10515.5159 | EIA-923 Generator File | 1948
5982 | 2022 | GA | Imperial Savannah LP | 50146 | GENB | 4 | OP | ST | NG | 3 | 0.696 | 18297 | 65868.6731 | 7158 | 25768.5939 | EIA-923 Generator File | 1959
5983 | 2022 | GA | Imperial Savannah LP | 50146 | GENC | 4 | OP | ST | NG | 1 | 0.729 | 6386 | 22989.4161 | 2903 | 10450.7164 | EIA-923 Generator File | 1946
5984 | 2022 | GA | Imperial Savannah LP | 50146 | GEND | 4 | OP | ST | NG | 5 | 0.43 | 18816 | 67737.0581 | 9570 | 34451.7244 | EIA-923 Generator File | 1985
5985 | 2022 | GA | Inforum | 54290 | BUG1 |  | OP | IC | DFO | 1.3 |  | GENYRONL: 1989
5986 | 2022 | GA | Inland Paperboard Packaging Rome | 10426 | GEN2 | 6 | OP | ST | RFO | 5 | 0.64 | 28028 | 100899.9928 | 14568 | 52444.3804 | EIA-923 Generator File | 1954
5987 | 2022 | GA | Inland Paperboard Packaging Rome | 10426 | GEN3 | 6 | OP | ST | RFO | 5 | 0 | 0 | 0 | 0 | 0 | EIA-923 Generator File | 1954
5988 | 2022 | GA | Inland Paperboard Packaging Rome | 10426 | GEN4 | 6 | OP | ST | RFO | 22 | 0.752 | 144990 | 521959.8243 | 60375 | 217348.2612 | EIA-923 Generator File | 1961
5989 | 2022 | GA | Inland Paperboard Packaging Rome | 10426 | GEN5 | 6 | OP | ST | RFO | 38.4 | 0.722 | 242983 | 874731.8021 | 103482 | 372532.2197 | EIA-923 Generator File | 1989
5990 | 2022 | GA | Inst and Envir Dir Marine Logistics Base | 66190 | 001 |  | OP | IC | LFG | 1.9 | 0 | 0 | 0 | 0 | 0 | Distributed from 923 Generation And Fuel | 2005
5991 | 2022 | GA | International Paper Savanna Mill | 50398 | GE10 | 1 | OP | ST | BLQ | 82.8 | 0.46 | 333728 | 1201411.1887 | 145596 | 524141.4069 | EIA-923 Generator File | 1998
5992 | 2022 | GA | International Paper Savanna Mill | 50398 | GEN9 | 1 | OP | ST | NG | 71.2 | 0.408 | 254276 | 915386.2769 | 118634 | 427078.9834 | EIA-923 Generator File | 1981
5993 | 2022 | GA | Interstate Paper LLC Riceboro | 54281 | 577A | 3 | OP | ST | BLQ | 14.5 | 0.785 | 99669.789 | 358808.3699 | 42557 | 153203.9744 | EIA-923 Generator File | 1968
5994 | 2022 | GA | Jack McDonough | 710 | 3A |  | OP | GT | NG | 41.8 | 0 | 74.5 | 268.1979 | -19.5 | -70.1994 | Distributed from 923 Generation And Fuel | 1971
5995 | 2022 | GA | Jack McDonough | 710 | 3B |  | OP | GT | NG | 41.8 | 0 | 74.5 | 268.1979 | -19.5 | -70.1994 | Distributed from 923 Generation And Fuel | 1971
5996 | 2022 | GA | Jack McDonough | 710 | 4 | 2 | OP | CA | NG | 369 | 0.736 | 2380000 | 8567931.4565 | 1108824 | 3991734.4661 | EIA-923 Generator File | 2011
5997 | 2022 | GA | Jack McDonough | 710 | 5 | 2 | OP | CA | NG | 369 | 0.683 | 2207573 | 7947199.2224 | 1006890 | 3624775.0018 | EIA-923 Generator File | 2012
5998 | 2022 | GA | Jack McDonough | 710 | 5ACT |  | OP | CT | NG | 276.3 | 0.77 | 1864648 | 6712679.0986 | 821672 | 2957995.536 | EIA-923 Generator File | 2012
5999 | 2022 | GA | Jack McDonough | 710 | 5BCT |  | OP | CT | NG | 276.3 | 0.812 | 1966435 | 7079109.3671 | 820894 | 2955194.7584 | EIA-923 Generator File | 2012
6000 | 2022 | GA | Jack McDonough | 710 | 6 | 2 | OP | CA | NG | 369 | 0.674 | 2177430 | 7838685.2905 | 990592 | 3566102.6712 | EIA-923 Generator File | 2012
6001 | 2022 | GA | Jack McDonough | 710 | 6ACT |  | OP | CT | NG | 276.3 | 0.777 | 1881659 | 6773918.2087 | 830484 | 2989718.4823 | EIA-923 Generator File | 2012
6002 | 2022 | GA | Jack McDonough | 710 | 6BCT |  | OP | CT | NG | 276.3 | 0.772 | 1868589 | 6726866.5851 | 756445 | 2723180.2146 | EIA-923 Generator File | 2012
6003 | 2022 | GA | Jack McDonough | 710 | CT4A |  | OP | CT | NG | 276.3 | 0.832 | 2014246 | 7251227.5902 | 872433 | 3140733.6741 | EIA-923 Generator File | 2011
6004 | 2022 | GA | Jack McDonough | 710 | CT4B |  | OP | CT | NG | 276.3 | 0.854 | 2067822 | 7444099.6472 | 873799 | 3145651.2348 | EIA-923 Generator File | 2011
6005 | 2022 | GA | Jesup Plant | 10560 | GEN2 | 7 | OP | ST | BLQ | 5 | 1.315 | 57618 | 207423.1406 | 24007.5 | 86426.3086 | EIA-923 Generator File | 1954
6006 | 2022 | GA | Jesup Plant | 10560 | GEN4 | 7 | OP | ST | BLQ | 7.5 | 0.371 | 24381.057 | 87771.103 | 57.618 | 207.4231 | EIA-923 Generator File | 1957
6007 | 2022 | GA | Jesup Plant | 10560 | GEN5 | 7 | OP | ST | BLQ | 30 | 0.856 | 224858.09 | 809482.6481 | 103052.675 | 370986.6621 | EIA-923 Generator File | 1971
6008 | 2022 | GA | Jesup Plant | 10560 | GEN6 | 1 | OP | ST | BLQ | 27 | 0.8 | 189182.94 | 681053.1356 | 85992.945 | 309572.1254 | EIA-923 Generator File | 1982
6009 | 2022 | GA | Kimberly-Clark Solar | 62960 | KC |  | OP | PV | SUN | 2.3 | 0.214 | 4310 | 15515.8759 | 2080 | 7487.9401 | Distributed from 923 Generation And Fuel | 2019
6010 | 2022 | GA | King Mill | 61000 | 1 |  | OP | HY | WAT | 0.7 | 0 | 0 | 0 | 0 | 0 | Distributed from 923 Generation And Fuel | 1944
6011 | 2022 | GA | King Mill | 61000 | 2 |  | OP | HY | WAT | 1.5 | 0 | 0 | 0 | 0 | 0 | Distributed from 923 Generation And Fuel | 1944
6012 | 2022 | GA | Kings Bay Solar Facility | 59864 | 1 |  | OP | PV | SUN | 30 | 0.216 | 56817 | 204539.5637 | 26341 | 94826.8414 | Distributed from 923 Generation And Fuel | 2016
6013 | 2022 | GA | Lake Blackshear Project | 752 | 1 |  | OP | HY | WAT | 2.4 | 0.271 | 5698.884 | 20515.8183 | 2319.767 | 8351.0944 | Distributed from 923 Generation And Fuel | 1930
6014 | 2022 | GA | Lake Blackshear Project | 752 | 2 |  | OP | HY | WAT | 5 | 0.271 | 11872.674 | 42741.2845 | 4832.849 | 17398.1172 | Distributed from 923 Generation And Fuel | 1930
6015 | 2022 | GA | Lake Blackshear Project | 752 | 3 |  | OP | HY | WAT | 4.8 | 0.271 | 11397.767 | 41031.6329 | 4639.535 | 16702.1924 | Distributed from 923 Generation And Fuel | 1930
6016 | 2022 | GA | Lake Blackshear Project | 752 | 4 |  | OP | HY | WAT | 5 | 0.271 | 11872.674 | 42741.2845 | 4832.849 | 17398.1172 | Distributed from 923 Generation And Fuel | 1930
6017 | 2022 | GA | Lakeland Solar Energy LLC | 58572 | 1 |  | OP | PV | SUN | 0.9 | 0.186 | 1463 | 5266.7579 | 706 | 2541.5797 | Distributed from 923 Generation And Fuel | 2013
6018 | 2022 | GA | Lakeland Solar Energy LLC | 58572 | 2 |  | OP | PV | SUN | 0.9 | 0.186 | 1463 | 5266.7579 | 706 | 2541.5797 | Distributed from 923 Generation And Fuel | 2013
6019 | 2022 | GA | Lancaster Solar GA | 64150 | LANCR |  | OP | PV | SUN | 80 | 0.276 | 193393 | 696209.2303 | 97130 | 349665.2027 | Distributed from 923 Generation And Fuel | 2021
6020 | 2022 | GA | Laredo Bus Facility Solar Canopies | 58064 | LBFS |  | OP | PV | SUN | 1 | 0.013 | 117 | 421.1966 | 56 | 201.5984 | Distributed from 923 Generation And Fuel | 2012
6021 | 2022 | GA | Live Oak Solar, LLC | 60063 | LVEOK |  | OP | PV | SUN | 51 | 0.224 | 100171 | 360612.7151 | 46128 | 166059.4715 | Distributed from 923 Generation And Fuel | 2016
6022 | 2022 | GA | Lloyd Shoals | 712 | 1 |  | OP | HY | WAT | 2.4 | 0.55 | 11554.667 | 41596.4684 | 4703.5 | 16932.4645 | Distributed from 923 Generation And Fuel | 1911
6023 | 2022 | GA | Lloyd Shoals | 712 | 2 |  | OP | HY | WAT | 2.4 | 0.55 | 11554.667 | 41596.4684 | 4703.5 | 16932.4645 | Distributed from 923 Generation And Fuel | 1911
6024 | 2022 | GA | Lloyd Shoals | 712 | 3 |  | OP | HY | WAT | 2.4 | 0.55 | 11554.667 | 41596.4684 | 4703.5 | 16932.4645 | Distributed from 923 Generation And Fuel | 1911
6025 | 2022 | GA | Lloyd Shoals | 712 | 4 |  | OP | HY | WAT | 2.4 | 0.55 | 11554.667 | 41596.4684 | 4703.5 | 16932.4645 | Distributed from 923 Generation And Fuel | 1911
6026 | 2022 | GA | Lloyd Shoals | 712 | 5 |  | OP | HY | WAT | 2.4 | 0.55 | 11554.667 | 41596.4684 | 4703.5 | 16932.4645 | Distributed from 923 Generation And Fuel | 1916
6027 | 2022 | GA | Lloyd Shoals | 712 | 6 |  | OP | HY | WAT | 2.4 | 0.55 | 11554.667 | 41596.4684 | 4703.5 | 16932.4645 | Distributed from 923 Generation And Fuel | 1917
6028 | 2022 | GA | Lowndes IDA | 64278 | LIDA |  | OP | PV | SUN | 1.5 | 0.239 | 3139 | 11300.3096 | 1515 | 5453.9564 | Distributed from 923 Generation And Fuel | 2020
6029 | 2022 | GA | Lowndes Tycor Farms | 64279 | LTF |  | OP | PV | SUN | 2.3 | 0.225 | 4541 | 16347.4692 | 2191 | 7887.5369 | Distributed from 923 Generation And Fuel | 2020
6030 | 2022 | GA | Marine Corps Logistics Base Solar | 59876 | 1 |  | OP | PV | SUN | 31 | 0.203 | 55145 | 198520.4118 | 24406 | 87860.8971 | Distributed from 923 Generation And Fuel | 2018
6031 | 2022 | GA | MAS ASB Cogen Plant | 58484 | 1 |  | OP | IC | NG | 2.2 | 0.705 | 13582.333 | 48896.0076 | 5631.333 | 20272.6366 | Distributed from 923 Generation And Fuel | 2012
6032 | 2022 | GA | MAS ASB Cogen Plant | 58484 | 2 |  | OP | IC | NG | 2.2 | 0.705 | 13582.333 | 48896.0076 | 5631.333 | 20272.6366 | Distributed from 923 Generation And Fuel | 2012
6033 | 2022 | GA | MAS ASB Cogen Plant | 58484 | 3 |  | OP | IC | NG | 2.2 | 0.705 | 13582.333 | 48896.0076 | 5631.333 | 20272.6366 | Distributed from 923 Generation And Fuel | 2012
6034 | 2022 | GA | McCleskey Cotton | 62878 | MCCOT |  | OP | PV | SUN | 1.9 | 0.239 | 3981 | 14331.4853 | 1921 | 6915.5447 | Distributed from 923 Generation And Fuel | 2019
6035 | 2022 | GA | McIntosh | 6124 | CT1 |  | OP | GT | DFO | 101.3 | 0.012 | 10536.5 | 37931.0966 | 5022.75 | 18081.7553 | Distributed from 923 Generation And Fuel | 1995
6036 | 2022 | GA | McIntosh | 6124 | CT2 |  | OP | GT | DFO | 101.3 | 0.012 | 10536.5 | 37931.0966 | 5022.75 | 18081.7553 | Distributed from 923 Generation And Fuel | 1995
6037 | 2022 | GA | McIntosh | 6124 | CT3 |  | OP | GT | DFO | 101.3 | 0.012 | 10536.5 | 37931.0966 | 5022.75 | 18081.7553 | Distributed from 923 Generation And Fuel | 1994
6038 | 2022 | GA | McIntosh | 6124 | CT4 |  | OP | GT | DFO | 101.3 | 0.012 | 10536.5 | 37931.0966 | 5022.75 | 18081.7553 | Distributed from 923 Generation And Fuel | 1994
6039 | 2022 | GA | McIntosh | 6124 | CT5 |  | OP | GT | DFO | 101.3 | 0.012 | 10536.5 | 37931.0966 | 5022.75 | 18081.7553 | Distributed from 923 Generation And Fuel | 1994
6040 | 2022 | GA | McIntosh | 6124 | CT6 |  | OP | GT | DFO | 101.3 | 0.012 | 10536.5 | 37931.0966 | 5022.75 | 18081.7553 | Distributed from 923 Generation And Fuel | 1994
6041 | 2022 | GA | McIntosh | 6124 | CT7 |  | OP | GT | DFO | 101.3 | 0.012 | 10536.5 | 37931.0966 | 5022.75 | 18081.7553 | Distributed from 923 Generation And Fuel | 1994
6042 | 2022 | GA | McIntosh | 6124 | CT8 |  | OP | GT | DFO | 101.3 | 0.012 | 10536.5 | 37931.0966 | 5022.75 | 18081.7553 | Distributed from 923 Generation And Fuel | 1994
6043 | 2022 | GA | McIntosh Combined Cycle Facility | 56150 | 10ST | 2 | OP | CA | NG | 281.9 | 0.664 | 1640633 | 5906231.5501 | 744824 | 2681344.9492 | EIA-923 Generator File | 2005
6044 | 2022 | GA | McIntosh Combined Cycle Facility | 56150 | 11ST | 2 | OP | CA | NG | 281.9 | 0.683 | 1686192 | 6070242.6381 | 797723 | 2871779.8258 | EIA-923 Generator File | 2005
6045 | 2022 | GA | McIntosh Combined Cycle Facility | 56150 | C10A |  | OP | CT | NG | 203.2 | 0.756 | 1345078 | 4842242.0621 | 577320 | 2078335.3733 | EIA-923 Generator File | 2005
6046 | 2022 | GA | McIntosh Combined Cycle Facility | 56150 | C10B |  | OP | CT | NG | 203.2 | 0.733 | 1304120 | 4694794.4416 | 532072 | 1915443.8764 | EIA-923 Generator File | 2005
6047 | 2022 | GA | McIntosh Combined Cycle Facility | 56150 | C11A |  | OP | CT | NG | 203.2 | 0.731 | 1300935 | 4683328.5334 | 580380 | 2089351.2852 | EIA-923 Generator File | 2005
6048 | 2022 | GA | McIntosh Combined Cycle Facility | 56150 | C11B |  | OP | CT | NG | 203.2 | 0.764 | 1360517 | 4897822.0174 | 580469 | 2089671.6826 | EIA-923 Generator File | 2005
6049 | 2022 | GA | MCLB Landfill Gas to Energy | 59335 | GEN1 |  | OP | IC | LFG | 1.9 | 0.144 | 2403.975 | 8654.2408 | 978.025 | 3520.8618 | Distributed from 923 Generation And Fuel | 2011
6050 | 2022 | GA | MCLB Landfill Gas to Energy | 59335 | GEN2 |  | SB | IC | LFG | 2.1 | 0.144 | 2657.025 | 9565.2135 | 1080.975 | 3891.4789 | Distributed from 923 Generation And Fuel | 2021
6051 | 2022 | GA | McManus | 715 | 3A |  | OP | GT | DFO | 55.4 | 0.004 | 2066.082 | 7437.8357 | 114.275 | 411.3867 | Distributed from 923 Generation And Fuel | 1972
6052 | 2022 | GA | McManus | 715 | 3B |  | OP | GT | DFO | 55.4 | 0.004 | 2066.082 | 7437.8357 | 114.275 | 411.3867 | Distributed from 923 Generation And Fuel | 1972
6053 | 2022 | GA | McManus | 715 | 3C |  | OP | GT | DFO | 55.4 | 0.004 | 2066.082 | 7437.8357 | 114.275 | 411.3867 | Distributed from 923 Generation And Fuel | 1972
6054 | 2022 | GA | McManus | 715 | 4A |  | OP | GT | DFO | 65.3 | 0.004 | 2435.292 | 8766.9811 | 134.696 | 484.9017 | Distributed from 923 Generation And Fuel | 1972
6055 | 2022 | GA | McManus | 715 | 4B |  | OP | GT | DFO | 65.3 | 0.004 | 2435.292 | 8766.9811 | 134.696 | 484.9017 | Distributed from 923 Generation And Fuel | 1972
6056 | 2022 | GA | McManus | 715 | 4C |  | OP | GT | DFO | 65.3 | 0.004 | 2435.292 | 8766.9811 | 134.696 | 484.9017 | Distributed from 923 Generation And Fuel | 1972
6057 | 2022 | GA | McManus | 715 | 4D |  | OP | GT | DFO | 65.3 | 0.004 | 2435.292 | 8766.9811 | 134.696 | 484.9017 | Distributed from 923 Generation And Fuel | 1972
6058 | 2022 | GA | McManus | 715 | 4E |  | OP | GT | DFO | 65.3 | 0.004 | 2435.292 | 8766.9811 | 134.696 | 484.9017 | Distributed from 923 Generation And Fuel | 1972
6059 | 2022 | GA | McManus | 715 | 4F |  | OP | GT | DFO | 65.3 | 0.004 | 2435.292 | 8766.9811 | 134.696 | 484.9017 | Distributed from 923 Generation And Fuel | 1972
6060 | 2022 | GA | McManus | 715 | IC1 |  | OP | IC | DFO | 2 | 0.001 | 11 | 39.5997 | 1 | 3.6 | Distributed from 923 Generation And Fuel | 1964
6061 | 2022 | GA | Meriwether Jackson | 64280 | MJ |  | OP | PV | SUN | 3 | 0.236 | 6191 | 22287.4217 | 2987 | 10753.114 | Distributed from 923 Generation And Fuel | 2020
6062 | 2022 | GA | Mid-Georgia Cogeneration Facility | 55040 | CT1 |  | OP | CT | NG | 106.5 | 0.168 | 156678 | 564036.2877 | 137879 | 496360.4291 | EIA-923 Generator File | 1997
6063 | 2022 | GA | Mid-Georgia Cogeneration Facility | 55040 | CT2 |  | OP | CT | NG | 106.5 | 0.173 | 161605 | 581773.3458 | 144278 | 519396.6448 | EIA-923 Generator File | 1998
6064 | 2022 | GA | Mid-Georgia Cogeneration Facility | 55040 | ST1 | 2 | OP | CA | NG | 110 | 0.149 | 143615 | 517009.8639 | 129209 | 465148.6788 | EIA-923 Generator File | 1997
6065 | 2022 | GA | Moody Air Force Base Solar | 62377 | 1 |  | OP | PV | SUN | 49.5 | 0.228 | 98807 | 355702.3544 | 46061 | 165818.2735 | Distributed from 923 Generation And Fuel | 2020
6066 | 2022 | GA | Morgan Falls | 717 | 1 |  | OP | HY | WAT | 2.4 | 0.241 | 5059.714 | 18214.8247 | 2059.714 | 7414.9111 | Distributed from 923 Generation And Fuel | 1903
6067 | 2022 | GA | Morgan Falls | 717 | 2 |  | OP | HY | WAT | 2.4 | 0.241 | 5059.714 | 18214.8247 | 2059.714 | 7414.9111 | Distributed from 923 Generation And Fuel | 1903
6068 | 2022 | GA | Morgan Falls | 717 | 3 |  | OP | HY | WAT | 2.4 | 0.241 | 5059.714 | 18214.8247 | 2059.714 | 7414.9111 | Distributed from 923 Generation And Fuel | 1903
6069 | 2022 | GA | Morgan Falls | 717 | 4 |  | OP | HY | WAT | 2.4 | 0.241 | 5059.714 | 18214.8247 | 2059.714 | 7414.9111 | Distributed from 923 Generation And Fuel | 1903
6070 | 2022 | GA | Morgan Falls | 717 | 5 |  | OP | HY | WAT | 2.4 | 0.241 | 5059.714 | 18214.8247 | 2059.714 | 7414.9111 | Distributed from 923 Generation And Fuel | 1903
6071 | 2022 | GA | Morgan Falls | 717 | 6 |  | OP | HY | WAT | 2.4 | 0.241 | 5059.714 | 18214.8247 | 2059.714 | 7414.9111 | Distributed from 923 Generation And Fuel | 1903
6072 | 2022 | GA | Morgan Falls | 717 | 7 |  | OP | HY | WAT | 2.4 | 0.241 | 5059.714 | 18214.8247 | 2059.714 | 7414.9111 | Distributed from 923 Generation And Fuel | 1903
6073 | 2022 | GA | Mount Vernon Solar | 60585 | MV01 |  | OP | PV | SUN | 1 | 0.248 | 2169 | 7808.3375 | 1047 | 3769.1698 | Distributed from 923 Generation And Fuel | 2015
6074 | 2022 | GA | MPC Generating | 7764 | 1 |  | OP | GT | NG | 185.4 | 0.044 | 71535.781 | 257526.7514 | 68250.345 | 245699.2764 | Distributed from 923 Generation And Fuel | 2000
6075 | 2022 | GA | MPC Generating | 7764 | 2 |  | OP | GT | NG | 200.7 | 0.044 | 77439.219 | 278778.9582 | 73882.655 | 265975.4302 | Distributed from 923 Generation And Fuel | 2001
6076 | 2022 | GA | Multitrade Rabun Gap, LLC | 50201 | ST2 | 1 | OP | ST | WDS | 17.9 | 0.728 | 114174 | 411023.1118 | 53584 | 192900.8568 | EIA-923 Generator File | 2010
6077 | 2022 | GA | Murray Treadwell Farms | 64281 | MTF |  | OP | PV | SUN | 3 | 0.243 | 6392 | 23011.0159 | 3084 | 11102.3112 | Distributed from 923 Generation And Fuel | 2020
6078 | 2022 | GA | Muscogee Public Works | 62881 | MUSPW |  | OP | PV | SUN | 1.5 | 0.209 | 2750 | 9899.9208 | 1327 | 4777.1618 | Distributed from 923 Generation And Fuel | 2019
6079 | 2022 | GA | Nacoochee | 718 | 1 |  | OP | HY | WAT | 2.4 | 0.381 | 8002.5 | 28808.7695 | 3257.5 | 11726.9062 | Distributed from 923 Generation And Fuel | 1926
6080 | 2022 | GA | Nacoochee | 718 | 2 |  | OP | HY | WAT | 2.4 | 0.381 | 8002.5 | 28808.7695 | 3257.5 | 11726.9062 | Distributed from 923 Generation And Fuel | 1926
6081 | 2022 | GA | Naval Submarine Base Kings Bay | 54239 | 3023 |  | SB | IC | DFO | 2.5 | 0.015 | 336.583 | 1211.6891 | 282 | 1015.1919 | Distributed from 923 Generation And Fuel | 1984
6082 | 2022 | GA | Naval Submarine Base Kings Bay | 54239 | 3024 |  | SB | IC | DFO | 2.5 | 0.015 | 336.583 | 1211.6891 | 282 | 1015.1919 | Distributed from 923 Generation And Fuel | 1984
6083 | 2022 | GA | Naval Submarine Base Kings Bay | 54239 | 3025 |  | SB | IC | DFO | 2.5 | 0.015 | 336.583 | 1211.6891 | 282 | 1015.1919 | Distributed from 923 Generation And Fuel | 1984
6084 | 2022 | GA | Naval Submarine Base Kings Bay | 54239 | 3027 |  | SB | IC | DFO | 2.5 | 0.015 | 336.583 | 1211.6891 | 282 | 1015.1919 | Distributed from 923 Generation And Fuel | 1988
6085 | 2022 | GA | Naval Submarine Base Kings Bay | 54239 | 3028 |  | SB | IC | DFO | 2.5 | 0.015 | 336.583 | 1211.6891 | 282 | 1015.1919 | Distributed from 923 Generation And Fuel | 1988
6086 | 2022 | GA | Naval Submarine Base Kings Bay | 54239 | 3029 |  | SB | IC | DFO | 2.5 | 0.015 | 336.583 | 1211.6891 | 282 | 1015.1919 | Distributed from 923 Generation And Fuel | 1989
6087 | 2022 | GA | Naval Submarine Base Kings Bay | 54239 | 5876 |  | SB | IC | DFO | 2.5 | 0.015 | 336.583 | 1211.6891 | 282 | 1015.1919 | Distributed from 923 Generation And Fuel | 1988
6088 | 2022 | GA | Naval Submarine Base Kings Bay | 54239 | 5877 |  | SB | IC | DFO | 2.5 | 0.015 | 336.583 | 1211.6891 | 282 | 1015.1919 | Distributed from 923 Generation And Fuel | 1989
6089 | 2022 | GA | Naval Submarine Base Kings Bay | 54239 | 5878 |  | SB | IC | DFO | 2.5 | 0.015 | 336.583 | 1211.6891 | 282 | 1015.1919 | Distributed from 923 Generation And Fuel | 1989
6090 | 2022 | GA | Naval Submarine Base Kings Bay | 54239 | 5879 |  | SB | IC | DFO | 2.5 | 0.015 | 336.583 | 1211.6891 | 282 | 1015.1919 | Distributed from 923 Generation And Fuel | 1989
6091 | 2022 | GA | Naval Submarine Base Kings Bay | 54239 | 5880 |  | SB | IC | DFO | 2.5 | 0.015 | 336.583 | 1211.6891 | 282 | 1015.1919 | Distributed from 923 Generation And Fuel | 1989
6092 | 2022 | GA | Naval Submarine Base Kings Bay | 54239 | 5881 |  | SB | IC | DFO | 2.5 | 0.015 | 336.583 | 1211.6891 | 282 | 1015.1919 | Distributed from 923 Generation And Fuel | 1988
6093 | 2022 | GA | North Highlands | 719 | 1 |  | OP | HY | WAT | 9.2 | 0.479 | 38572.554 | 138860.0835 | 15701.541 | 56525.0954 | Distributed from 923 Generation And Fuel | 1963
6094 | 2022 | GA | North Highlands | 719 | 2 |  | OP | HY | WAT | 9.2 | 0.479 | 38572.554 | 138860.0835 | 15701.541 | 56525.0954 | Distributed from 923 Generation And Fuel | 1963
6095 | 2022 | GA | North Highlands | 719 | 3 |  | OP | HY | WAT | 9.2 | 0.479 | 38572.554 | 138860.0835 | 15701.541 | 56525.0954 | Distributed from 923 Generation And Fuel | 1963
6096 | 2022 | GA | North Highlands | 719 | 4 |  | OP | HY | WAT | 2 | 0.479 | 8385.338 | 30186.9753 | 3413.378 | 12288.0625 | Distributed from 923 Generation And Fuel | 1963
6097 | 2022 | GA | Nottely | 758 | 1 |  | OP | HY | WAT | 15 | 0.228 | 29901.887 | 107645.932 | 12171.698 | 43817.7623 | Distributed from 923 Generation And Fuel | 1956
6098 | 2022 | GA | Nottely | 758 | 2 |  | OP | HY | WAT | 0.9 | 0.228 | 1794.113 | 6458.7551 | 730.302 | 2629.0662 | Distributed from 923 Generation And Fuel | 1993
6099 | 2022 | GA | OE_GA3 | 63350 | GA3 |  | OP | PV | SUN | 57.5 | 0.263 | 132550 | 477176.1826 | 65316 | 235135.7189 | Distributed from 923 Generation And Fuel | 2020
6100 | 2022 | GA | Oil Dri 2 Solar | 62882 | OLDRY |  | OP | PV | SUN | 1.4 | 0.22 | 2697 | 9709.1223 | 1301 | 4683.5625 | Distributed from 923 Generation And Fuel | 2019
6101 | 2022 | GA | Old Midville Solar | 60741 | OMD |  | OP | PV | SUN | 19.7 | 0.203 | 35050 | 126178.9906 | 16912 | 60882.7129 | Distributed from 923 Generation And Fuel | 2016
6102 | 2022 | GA | Oliver Dam | 720 | 1 |  | OP | HY | WAT | 18 | 0.282 | 44540.4 | 160344.1572 | 18131.1 | 65271.4378 | Distributed from 923 Generation And Fuel | 1959
6103 | 2022 | GA | Oliver Dam | 720 | 2 |  | OP | HY | WAT | 18 | 0.282 | 44540.4 | 160344.1572 | 18131.1 | 65271.4378 | Distributed from 923 Generation And Fuel | 1959
6104 | 2022 | GA | Oliver Dam | 720 | 3 |  | OP | HY | WAT | 18 | 0.282 | 44540.4 | 160344.1572 | 18131.1 | 65271.4378 | Distributed from 923 Generation And Fuel | 1959
6105 | 2022 | GA | Oliver Dam | 720 | 4 |  | OP | HY | WAT | 6 | 0.282 | 14846.8 | 53448.0524 | 6043.7 | 21757.1459 | Distributed from 923 Generation And Fuel | 1959
6106 | 2022 | GA | Pawpaw Solar Plant | 59894 | 1 |  | OP | PV | SUN | 30.5 | 0.248 | 66350 | 238858.0891 | 32014 | 115249.478 | Distributed from 923 Generation And Fuel | 2016
6107 | 2022 | GA | PCA-Valdosta Mill | 60084 | TG1 | 4 | OP | ST | WDS | 10.1 | 0.559 | 49448.2 | 178012.0959 | 18778.859 | 67603.3516 | EIA-923 Generator File | 1954
6108 | 2022 | GA | PCA-Valdosta Mill | 60084 | TG2 | 4 | OP | ST | WDS | 7.5 | 0.506 | 33254.228 | 119714.2631 | 18838.474 | 67817.9639 | EIA-923 Generator File | 1954
6109 | 2022 | GA | PCA-Valdosta Mill | 60084 | TG3 | 1 | OP | ST | BLQ | 52.3 | 0.476 | 218169.16 | 785402.6928 | 100084.982 | 360303.0528 | EIA-923 Generator File | 2011
6110 | 2022 | GA | Pecan Row Landfill To Electric Facility | 59221 | GEN1 |  | OP | IC | LFG | 1.6 | 0.548 | 7675.5 | 27631.5789 | 3122.25 | 11240.0101 | Distributed from 923 Generation And Fuel | 2013
6111 | 2022 | GA | Pecan Row Landfill To Electric Facility | 59221 | GEN2 |  | OP | IC | LFG | 1.6 | 0.548 | 7675.5 | 27631.5789 | 3122.25 | 11240.0101 | Distributed from 923 Generation And Fuel | 2013
6112 | 2022 | GA | Pecan Row Landfill To Electric Facility | 59221 | GEN3 |  | OP | IC | LFG | 1.6 | 0.548 | 7675.5 | 27631.5789 | 3122.25 | 11240.0101 | Distributed from 923 Generation And Fuel | 2013
6113 | 2022 | GA | Pecan Row Landfill To Electric Facility | 59221 | GM04 |  | OP | IC | LFG | 1.6 | 0.548 | 7675.5 | 27631.5789 | 3122.25 | 11240.0101 | Distributed from 923 Generation And Fuel | 1977
6114 | 2022 | GA | Piedmont Green Power | 57909 | GEN1 | 1 | OP | ST | WDS | 60 | 0.757 | 398054 | 1432982.9361 | 177971 | 640690.4745 | EIA-923 Generator File | 2013
6115 | 2022 | GA | Pinova Inc. | 10120 | GEN5 |  | OP | ST | WDS | 7.1 | 0.012 | 718.77 | 2587.5513 | 312.698 | 1125.7038 | EIA-923 Generator File | 1980
6116 | 2022 | GA | Pleasant Valley Solar | 60586 | PV01 |  | OP | PV | SUN | 2.5 | 0.239 | 5237 | 18853.0492 | 2527 | 9097.1272 | Distributed from 923 Generation And Fuel | 2016
6117 | 2022 | GA | Polk Cedartown | 64586 | GPPOL |  | OP | PV | SUN | 2.2 | 0.24 | 4630 | 16667.8667 | 2234 | 8042.3357 | Distributed from 923 Generation And Fuel | 2019
6118 | 2022 | GA | Port Wentworth Mill | 50804 | GEN4 | 2 | OP | ST | BLQ | 47.3 | 0.774 | 320527.98 | 1153891.4969 | 126147.89 | 454128.771 | EIA-923 Generator File | 1991
6119 | 2022 | GA | Port Wentworth Mill | 50804 | GEN5 | 2 | OP | ST | BLQ | 25 | 0.691 | 151422.03 | 545114.9471 | 68774.766 | 247587.1769 | EIA-923 Generator File | 2004
6120 | 2022 | GA | Putnam Erickson | 64282 | PE |  | OP | PV | SUN | 2.7 | 0.246 | 5826 | 20973.4322 | 2811 | 10119.519 | Distributed from 923 Generation And Fuel | 2020
6121 | 2022 | GA | Putnam Erikson 2 | 65759 | PE2 |  | OP | PV | SUN | 2.9 | 0.244 | 6201 | 22323.4214 | 2992 | 10771.1138 | Distributed from 923 Generation And Fuel | 2021
6122 | 2022 | GA | Quitman II Solar | 64335 | QUIT2 |  | OP | PV | SUN | 150 | 0.281 | 369725 | 1330999.352 | 177240 | 638058.8955 | Distributed from 923 Generation And Fuel | 2021
6123 | 2022 | GA | Quitman Solar | 62584 | QUITM |  | OP | PV | SUN | 150 | 0.268 | 352578 | 1269270.6458 | 168014 | 604845.5612 | Distributed from 923 Generation And Fuel | 2019
6124 | 2022 | GA | Richard B Russell | 6132 | 1 |  | OP | HY | WAT | 75 | 0.121 | 79564.75 | 286430.8086 | 36625.5 | 131850.7452 | Distributed from 923 Generation And Fuel | 1985
6125 | 2022 | GA | Richard B Russell | 6132 | 2 |  | OP | HY | WAT | 75 | 0.121 | 79564.75 | 286430.8086 | 36625.5 | 131850.7452 | Distributed from 923 Generation And Fuel | 1985
6126 | 2022 | GA | Richard B Russell | 6132 | 3 |  | OP | HY | WAT | 75 | 0.121 | 79564.75 | 286430.8086 | 36625.5 | 131850.7452 | Distributed from 923 Generation And Fuel | 1985
6127 | 2022 | GA | Richard B Russell | 6132 | 4 |  | OP | HY | WAT | 75 | 0.121 | 79564.75 | 286430.8086 | 36625.5 | 131850.7452 | Distributed from 923 Generation And Fuel | 1986
6128 | 2022 | GA | Richard B Russell | 6132 | 5 |  | OS | PS | WAT | 82 | -0.003 | -2361 | -8499.532 | -18408.75 | -66270.9698 | Distributed from 923 Generation And Fuel | 2002
6129 | 2022 | GA | Richard B Russell | 6132 | 6 |  | OP | PS | WAT | 82 | -0.003 | -2361 | -8499.532 | -18408.75 | -66270.9698 | Distributed from 923 Generation And Fuel | 2002
6130 | 2022 | GA | Richard B Russell | 6132 | 7 |  | OP | PS | WAT | 82 | -0.003 | -2361 | -8499.532 | -18408.75 | -66270.9698 | Distributed from 923 Generation And Fuel | 2002
6131 | 2022 | GA | Richard B Russell | 6132 | 8 |  | OP | PS | WAT | 82 | -0.003 | -2361 | -8499.532 | -18408.75 | -66270.9698 | Distributed from 923 Generation And Fuel | 2002
6132 | 2022 | GA | Richland | 60513 | SO076 |  | OP | PV | SUN | 1 | 0.077 | 672 | 2419.1806 | 324 | 1166.3907 | Distributed from 923 Generation And Fuel | 2014
6133 | 2022 | GA | Richland Solar Center | 59874 | PV1 |  | OP | PV | SUN | 20 | 0.239 | 41864 | 150709.1943 | 20199 | 72715.8183 | Distributed from 923 Generation And Fuel | 2015
6134 | 2022 | GA | Richmond Hayes Solar | 62884 | RICHA |  | OP | PV | SUN | 2.3 | 0.158 | 3180 | 11447.9084 | 1534 | 5522.3558 | Distributed from 923 Generation And Fuel | 2018
6135 | 2022 | GA | Rincon Solar I | 60702 | PV1 |  | OP | PV | SUN | 18.4 | 0.195 | 31403 | 113049.8956 | 15152 | 54546.7636 | Distributed from 923 Generation And Fuel | 2016
6136 | 2022 | GA | Riverwood 100 Building | 54816 | 11KT |  | OS | IC | DFO | 1.1 |  | GENYRONL: 1989
6137 | 2022 | GA | Riverwood International Macon Mill | 54464 | 0001 | 4 | OP | ST | BLQ | 7.5 | 0.705 | 46295.102 | 166661.0339 | 19051.786 | 68585.8809 | EIA-923 Generator File | 1948
6138 | 2022 | GA | Riverwood International Macon Mill | 54464 | 0002 | 4 | OP | ST | BLQ | 5 | 0.75 | 32851.824 | 118265.6203 | 12215.572 | 43975.7074 | EIA-923 Generator File | 1948
6139 | 2022 | GA | Riverwood International Macon Mill | 54464 | 0003 | 4 | OP | ST | BLQ | 5 | 0.529 | 23190.4 | 83484.7721 | 10095.5 | 36343.5093 | EIA-923 Generator File | 1948
6140 | 2022 | GA | Riverwood International Macon Mill | 54464 | 0004 | 4 | OP | ST | BLQ | 15.9 | 0.988 | 137587.74 | 495311.9015 | 64869.965 | 233530.0058 | EIA-923 Generator File | 1981
6141 | 2022 | GA | Riverwood International Macon Mill | 54464 | 0005 | 2 | OP | ST | WDS | 40 | 0.626 | 219367.06 | 789715.0983 | 104484.414 | 376140.8813 | EIA-923 Generator File | 2013
6142 | 2022 | GA | Robins | 7348 | 1 |  | OP | GT | NG | 91.9 | 0.006 | 4952 | 17827.0574 | 2312 | 8323.1334 | Distributed from 923 Generation And Fuel | 1995
6143 | 2022 | GA | Robins | 7348 | 2 |  | OP | GT | NG | 91.9 | 0.006 | 4952 | 17827.0574 | 2312 | 8323.1334 | Distributed from 923 Generation And Fuel | 1995
6144 | 2022 | GA | Robins Air Force Base Solar | 61648 | 1 |  | OP | PV | SUN | 128 | 0.228 | 255400 | 919432.6445 | 120909 | 435268.9178 | Distributed from 923 Generation And Fuel | 2021
6145 | 2022 | GA | Rockmart | 65730 | GARO |  | OP | PV | SUN | 2.6 | 0.013 | 304 | 1094.3912 | 0 | 0 | Distributed from 923 Generation And Fuel | 2022
6146 | 2022 | GA | Rocky Mountain Hydroelectric Plant | 6189 | 1 |  | OP | PS | WAT | 282.6 | -0.057 | -141006.333 | -507618.7379 | -67876.333 | -244352.844 | Distributed from 923 Generation And Fuel | 1995
6147 | 2022 | GA | Rocky Mountain Hydroelectric Plant | 6189 | 2 |  | OP | PS | WAT | 282.6 | -0.057 | -141006.333 | -507618.7379 | -67876.333 | -244352.844 | Distributed from 923 Generation And Fuel | 1995
6148 | 2022 | GA | Rocky Mountain Hydroelectric Plant | 6189 | 3 |  | OP | PS | WAT | 282.6 | -0.057 | -141006.333 | -507618.7379 | -67876.333 | -244352.844 | Distributed from 923 Generation And Fuel | 1995
6149 | 2022 | GA | Savannah River Mill | 10361 | GEN1 |  | SB | GT | NG | 25.2 | 0.007 | 1636.5 | 5891.3529 | 777 | 2797.1776 | Distributed from 923 Generation And Fuel | 1986
6150 | 2022 | GA | Savannah River Mill | 10361 | GEN2 |  | OS | GT | NG | 25.2 | 0.007 | 1636.5 | 5891.3529 | 777 | 2797.1776 | Distributed from 923 Generation And Fuel | 1986
6151 | 2022 | GA | Savannah River Mill | 10361 | GEN3 | 3 | OP | ST | PC | 45 | 0.103 | 40779 | 146803.2256 | 11265 | 40553.6756 | EIA-923 Generator File | 1988
6152 | 2022 | GA | Savannah River Mill | 10361 | GEN4 | 3 | OP | ST | PC | 45 | 0.352 | 138693 | 499290.8057 | 55378 | 199359.2051 | EIA-923 Generator File | 1989
6153 | 2022 | GA | Scherer | 6257 | 1 | 1 | OP | ST | SUB | 891 | 0.386 | 3009979 | 10835837.7133 | 1156061 | 4161786.3057 | EIA-923 Generator File | 1982
6154 | 2022 | GA | Scherer | 6257 | 2 | 1 | OP | ST | SUB | 891 | 0.187 | 1456652 | 5243905.2488 | 475821 | 1712941.8965 | EIA-923 Generator File | 1984
6155 | 2022 | GA | Scherer | 6257 | 3 | 1 | OP | ST | SUB | 891 | 0.363 | 2835153 | 10206469.1482 | 1317121 | 4741597.6672 | EIA-923 Generator File | 1987
6156 | 2022 | GA | Scherer | 6257 | 4 | 1 | RE | ST | SUB | 891 | 0 | 0 | 0 | 0 | 0 | Distributed from 923 Generation And Fuel | 1989 | 2022
6157 | 2022 | GA | Seminole | 60514 | PV1 |  | OP | PV | SUN | 1.6 | 0.098 | 1380 | 4967.9603 | 666 | 2397.5808 | Distributed from 923 Generation And Fuel | 2014
6158 | 2022 | GA | Sewell Creek Energy | 7813 | 1 |  | OP | GT | NG | 121 | 0.091 | 96571.586 | 347654.9284 | 45840.956 | 165026.1214 | Distributed from 923 Generation And Fuel | 2000
6159 | 2022 | GA | Sewell Creek Energy | 7813 | 2 |  | OP | GT | NG | 121 | 0.091 | 96571.586 | 347654.9284 | 45840.956 | 165026.1214 | Distributed from 923 Generation And Fuel | 2000
6160 | 2022 | GA | Sewell Creek Energy | 7813 | 3 |  | OP | GT | NG | 164 | 0.091 | 130890.414 | 471201.7208 | 62131.544 | 223671.769 | Distributed from 923 Generation And Fuel | 2000
6161 | 2022 | GA | Sewell Creek Energy | 7813 | 4 |  | OP | GT | NG | 164 | 0.091 | 130890.414 | 471201.7208 | 62131.544 | 223671.769 | Distributed from 923 Generation And Fuel | 2000
6162 | 2022 | GA | Shawnee - GA | 64582 | GPSHA |  | OP | PV | SUN | 2 | 0.262 | 4598 | 16552.6676 | 2219 | 7988.3361 | Distributed from 923 Generation And Fuel | 2020
6163 | 2022 | GA | Shepherd Center | 54813 | 1 |  | SB | IC | DFO | 0.6 | 0 | 0 | 0 | 0 | 0 | Distributed from 923 Generation And Fuel | 1992
6164 | 2022 | GA | Shepherd Center | 54813 | 2 |  | SB | IC | DFO | 0.6 | 0 | 0 | 0 | 0 | 0 | Distributed from 923 Generation And Fuel | 1992
6165 | 2022 | GA | Shepherd Center | 54813 | 3 |  | SB | IC | DFO | 0.2 | 0 | 0 | 0 | 0 | 0 | Distributed from 923 Generation And Fuel | 1989
6166 | 2022 | GA | Shepherd Center | 54813 | 4 |  | SB | IC | DFO | 0.3 | 0 | 0 | 0 | 0 | 0 | Distributed from 923 Generation And Fuel | 1981
6167 | 2022 | GA | Sibley Mill | 54322 | 2 |  | OP | HY | WAT | 0.6 | 0.648 | 3407.143 | 12265.6167 | 1482 | 5335.1573 | Distributed from 923 Generation And Fuel | 1946
6168 | 2022 | GA | Sibley Mill | 54322 | 3 |  | OP | HY | WAT | 0.7 | 0.648 | 3975 | 14309.8855 | 1729 | 6224.3502 | Distributed from 923 Generation And Fuel | 1946
6169 | 2022 | GA | Sibley Mill | 54322 | 4 |  | OP | HY | WAT | 0.8 | 0.648 | 4542.857 | 16354.1544 | 1976 | 7113.5431 | Distributed from 923 Generation And Fuel | 1946
6170 | 2022 | GA | Simon Solar Farm LLC | 58628 | SRSSF |  | OP | PV | SUN | 30 | 0.199 | 52357 | 188483.6921 | 25262 | 90942.4725 | Distributed from 923 Generation And Fuel | 2013
6171 | 2022 | GA | Sinclair Dam | 722 | 1 |  | OP | HY | WAT | 22.5 | 0.299 | 58965.5 | 212274.1018 | 24003 | 86410.1087 | Distributed from 923 Generation And Fuel | 1953
6172 | 2022 | GA | Sinclair Dam | 722 | 2 |  | OP | HY | WAT | 22.5 | 0.299 | 58965.5 | 212274.1018 | 24003 | 86410.1087 | Distributed from 923 Generation And Fuel | 1953
6173 | 2022 | GA | Smarr Energy Center | 7829 | 1 |  | OP | GT | NG | 121 | 0.133 | 140944 | 507394.3408 | 66904 | 240852.4732 | Distributed from 923 Generation And Fuel | 1999
6174 | 2022 | GA | Smarr Energy Center | 7829 | 2 |  | OP | GT | NG | 121 | 0.133 | 140944 | 507394.3408 | 66904 | 240852.4732 | Distributed from 923 Generation And Fuel | 1999
6175 | 2022 | GA | Snipesville | 62165 | SNIPE |  | OP | PV | SUN | 86 | 0.286 | 215515 | 775847.7932 | 105732 | 380632.1549 | Distributed from 923 Generation And Fuel | 2020
6176 | 2022 | GA | Solar BESS Hybrid | 63535 | NG |  | OP | GT | NG | 1 | 0 | 0 | 0 | 0 | 0 | Distributed from 923 Generation And Fuel | 2022
6177 | 2022 | GA | Solar BESS Hybrid | 63535 | SOLAR |  | OP | PV | SUN | 1.5 | 0.188 | 2472 | 8899.1288 | 1193 | 4294.7656 | Distributed from 923 Generation And Fuel | 2020
6178 | 2022 | GA | Solar BESS Hybrid | 63535 | TEST |  | OP | BA | MWH | 1 | -0.014 | -123 | -442.7965 | -51 | -183.5985 | Distributed from 923 Generation And Fuel | 2020
6179 | 2022 | GA | Solar Glynn | 60469 | INV1 |  | OP | PV | SUN | 18 | 0.2 | 31603 | 113769.8898 | 15248 | 54892.3609 | Distributed from 923 Generation And Fuel | 2016
6180 | 2022 | GA | South Columbus Water Resource Facility | 57076 | GEN1 |  | OS | IC | OBG | 1.8 |  | GENYRONL: 2010
6181 | 2022 | GA | South Columbus Water Resource Facility | 57076 | GEN2 |  | OS | IC | OBG | 1.8 |  | GENYRONL: 2010
6182 | 2022 | GA | South Georgia Medical Center | 54848 | GEN 7 |  | SB | IC | DFO | 0.8 | 0 | 0 | 0 | 0 | 0 | Distributed from 923 Generation And Fuel | 2008
6183 | 2022 | GA | South Georgia Medical Center | 54848 | GEN1A |  | SB | IC | DFO | 2 | 0 | 0 | 0 | 0 | 0 | Distributed from 923 Generation And Fuel | 2013
6184 | 2022 | GA | South Georgia Medical Center | 54848 | GEN2A |  | SB | IC | DFO | 2 | 0 | 0 | 0 | 0 | 0 | Distributed from 923 Generation And Fuel | 2013
6185 | 2022 | GA | South Georgia Medical Center | 54848 | GEN4 |  | SB | IC | DFO | 0.7 | 0 | 0 | 0 | 0 | 0 | Distributed from 923 Generation And Fuel | 2001
6186 | 2022 | GA | Sowega Power | 7768 | CTG2 |  | OP | GT | NG | 49.8 | 0.074 | 32322 | 116358.2691 | 15343 | 55234.3581 | Distributed from 923 Generation And Fuel | 1999
6187 | 2022 | GA | Sowega Power | 7768 | CTG3 |  | OP | GT | NG | 49.8 | 0.074 | 32322 | 116358.2691 | 15343 | 55234.3581 | Distributed from 923 Generation And Fuel | 1999
6188 | 2022 | GA | SR Arlington I | 62436 | ARLI |  | OP | PV | SUN | 20 | 0.279 | 48879 | 175962.9923 | 23584 | 84901.7208 | Distributed from 923 Generation And Fuel | 2021
6189 | 2022 | GA | SR Arlington II | 62367 | ARLII |  | OP | PV | SUN | 102.5 | 0.243 | 217988 | 784750.522 | 107975 | 388706.8903 | Distributed from 923 Generation And Fuel | 2019
6190 | 2022 | GA | SR Cedar Springs, LLC | 64840 | SRCS |  | OP | PV | SUN | 70 | 0.012 | 7307 | 26304.9896 | 0 | 0 | Distributed from 923 Generation And Fuel | 2022
6191 | 2022 | GA | SR Clay, LLC | 64838 | CLAY |  | OP | PV | SUN | 106 | 0.008 | 7628 | 27460.5803 | 0 | 0 | Distributed from 923 Generation And Fuel | 2022
6192 | 2022 | GA | SR DeSoto I, LLC | 64841 | SOTOI |  | OP | PV | SUN | 165 | 0.005 | 6994 | 25178.1986 | 0 | 0 | Distributed from 923 Generation And Fuel | 2022
6193 | 2022 | GA | SR Hazlehurst | 59535 | HAZLE |  | OP | PV | SUN | 20 | 0.201 | 35129 | 126463.3883 | 16950 | 61019.5118 | Distributed from 923 Generation And Fuel | 2015
6194 | 2022 | GA | SR Lumpkin | 64191 | LUMP |  | OP | PV | SUN | 100 | 0.271 | 237776 | 855986.7521 | 114253 | 411307.5095 | Distributed from 923 Generation And Fuel | 2021
6195 | 2022 | GA | SR Odom | 63814 | ODOM |  | OP | PV | SUN | 20 | 0.289 | 50663 | 182385.3409 | 24445 | 88001.296 | Distributed from 923 Generation And Fuel | 2020
6196 | 2022 | GA | SR Perry | 64151 | PERRY |  | OP | PV | SUN | 68 | 0.283 | 168841 | 607822.7374 | 83174 | 299424.0046 | Distributed from 923 Generation And Fuel | 2021
6197 | 2022 | GA | SR Snipesville II | 65376 | SNIP2 |  | OP | PV | SUN | 107 | 0.275 | 257376 | 926546.1876 | 119341 | 429624.163 | Distributed from 923 Generation And Fuel | 2021
6198 | 2022 | GA | SR Terrell | 62058 | TERRL |  | OP | PV | SUN | 74 | 0.276 | 179034 | 644517.2439 | 89228 | 321218.2303 | Distributed from 923 Generation And Fuel | 2020
6199 | 2022 | GA | State Farm Support Center East | 55274 | 2A |  | SB | IC | DFO | 1.8 | 0 | 0 | 0 | 0 | 0 | Distributed from 923 Generation And Fuel | 1998
6200 | 2022 | GA | State Farm Support Center East | 55274 | 2B |  | SB | IC | DFO | 1.8 | 0 | 0 | 0 | 0 | 0 | Distributed from 923 Generation And Fuel | 1998
6201 | 2022 | GA | State Farm Support Center East | 55274 | 3A |  | SB | IC | DFO | 1.8 | 0 | 0 | 0 | 0 | 0 | Distributed from 923 Generation And Fuel | 1998
6202 | 2022 | GA | State Farm Support Center East | 55274 | 3B |  | SB | IC | DFO | 1.8 | 0 | 0 | 0 | 0 | 0 | Distributed from 923 Generation And Fuel | 1998
6203 | 2022 | GA | State Farm Support Center East | 55274 | 4A |  | SB | IC | DFO | 1.8 | 0 | 0 | 0 | 0 | 0 | Distributed from 923 Generation And Fuel | 1998
6204 | 2022 | GA | State Farm Support Center East | 55274 | 4B |  | SB | IC | DFO | 1.8 | 0 | 0 | 0 | 0 | 0 | Distributed from 923 Generation And Fuel | 1998
6205 | 2022 | GA | Statesboro Solar LLC | 65727 | GAST |  | OP | PV | SUN | 3 | 0.008 | 219 | 788.3937 | 0 | 0 | Distributed from 923 Generation And Fuel | 2022
6206 | 2022 | GA | Stevens Creek | 736 | 1 |  | OP | HY | WAT | 2.2 | 0.475 | 9159.25 | 32973.0362 | 3728.5 | 13422.4926 | Distributed from 923 Generation And Fuel | 1914
6207 | 2022 | GA | Stevens Creek | 736 | 2 |  | OP | HY | WAT | 2.2 | 0.475 | 9159.25 | 32973.0362 | 3728.5 | 13422.4926 | Distributed from 923 Generation And Fuel | 1914
6208 | 2022 | GA | Stevens Creek | 736 | 3 |  | OP | HY | WAT | 2.2 | 0.475 | 9159.25 | 32973.0362 | 3728.5 | 13422.4926 | Distributed from 923 Generation And Fuel | 1914
6209 | 2022 | GA | Stevens Creek | 736 | 4 |  | OP | HY | WAT | 2.2 | 0.475 | 9159.25 | 32973.0362 | 3728.5 | 13422.4926 | Distributed from 923 Generation And Fuel | 1914
6210 | 2022 | GA | Stevens Creek | 736 | 5 |  | OP | HY | WAT | 2.2 | 0.475 | 9159.25 | 32973.0362 | 3728.5 | 13422.4926 | Distributed from 923 Generation And Fuel | 1914
6211 | 2022 | GA | Stevens Creek | 736 | 6 |  | OP | HY | WAT | 2.2 | 0.475 | 9159.25 | 32973.0362 | 3728.5 | 13422.4926 | Distributed from 923 Generation And Fuel | 1925
6212 | 2022 | GA | Stevens Creek | 736 | 7 |  | OP | HY | WAT | 2.2 | 0.475 | 9159.25 | 32973.0362 | 3728.5 | 13422.4926 | Distributed from 923 Generation And Fuel | 1926
6213 | 2022 | GA | Stevens Creek | 736 | 8 |  | OP | HY | WAT | 2.2 | 0.475 | 9159.25 | 32973.0362 | 3728.5 | 13422.4926 | Distributed from 923 Generation And Fuel | 1926
6214 | 2022 | GA | Sun Trust Plaza | 54845 | EG-1 |  | SB | IC | DFO | 1.2 | 0 | 0 | 0 | 0 | 0 | Distributed from 923 Generation And Fuel | 1994
6215 | 2022 | GA | Sun Trust Plaza | 54845 | EG-2 |  | SB | IC | DFO | 1.2 | 0 | 0 | 0 | 0 | 0 | Distributed from 923 Generation And Fuel | 1994
6216 | 2022 | GA | Superior Landfill Gas Recovery | 57026 | GEN 5 |  | OP | IC | LFG | 0.8 | 0.798 | 5595.875 | 20144.9888 | 2276.375 | 8194.8844 | Distributed from 923 Generation And Fuel | 2009
6217 | 2022 | GA | Superior Landfill Gas Recovery | 57026 | GEN1 |  | OP | IC | LFG | 0.8 | 0.798 | 5595.875 | 20144.9888 | 2276.375 | 8194.8844 | Distributed from 923 Generation And Fuel | 2009
6218 | 2022 | GA | Superior Landfill Gas Recovery | 57026 | GEN2 |  | OP | IC | LFG | 0.8 | 0.798 | 5595.875 | 20144.9888 | 2276.375 | 8194.8844 | Distributed from 923 Generation And Fuel | 2009
6219 | 2022 | GA | Superior Landfill Gas Recovery | 57026 | GEN3 |  | OP | IC | LFG | 0.8 | 0.798 | 5595.875 | 20144.9888 | 2276.375 | 8194.8844 | Distributed from 923 Generation And Fuel | 2009
6220 | 2022 | GA | Superior Landfill Gas Recovery | 57026 | GEN4 |  | OP | IC | LFG | 0.8 | 0.798 | 5595.875 | 20144.9888 | 2276.375 | 8194.8844 | Distributed from 923 Generation And Fuel | 2009
6221 | 2022 | GA | Superior Landfill Gas Recovery | 57026 | GEN6 |  | OP | IC | LFG | 0.8 | 0.798 | 5595.875 | 20144.9888 | 2276.375 | 8194.8844 | Distributed from 923 Generation And Fuel | 2009
6222 | 2022 | GA | Superior Landfill Gas Recovery | 57026 | GEN7 |  | OP | IC | LFG | 0.8 | 0.798 | 5595.875 | 20144.9888 | 2276.375 | 8194.8844 | Distributed from 923 Generation And Fuel | 2009
6223 | 2022 | GA | Superior Landfill Gas Recovery | 57026 | GEN8 |  | OP | IC | LFG | 0.8 | 0.798 | 5595.875 | 20144.9888 | 2276.375 | 8194.8844 | Distributed from 923 Generation And Fuel | 2009
6224 | 2022 | GA | Talbot County Energy | 7916 | 1 |  | OP | GT | NG | 121 | 0.095 | 100899.5 | 363235.2941 | 96943.833 | 348995.0068 | Distributed from 923 Generation And Fuel | 2002
6225 | 2022 | GA | Talbot County Energy | 7916 | 2 |  | OP | GT | NG | 121 | 0.095 | 100899.5 | 363235.2941 | 96943.833 | 348995.0068 | Distributed from 923 Generation And Fuel | 2002
6226 | 2022 | GA | Talbot County Energy | 7916 | 3 |  | OP | GT | NG | 121 | 0.095 | 100899.5 | 363235.2941 | 96943.833 | 348995.0068 | Distributed from 923 Generation And Fuel | 2002
6227 | 2022 | GA | Talbot County Energy | 7916 | 4 |  | OP | GT | NG | 121 | 0.095 | 100899.5 | 363235.2941 | 96943.833 | 348995.0068 | Distributed from 923 Generation And Fuel | 2002
6228 | 2022 | GA | Talbot County Energy | 7916 | 5 |  | OP | GT | NG | 121 | 0.095 | 100899.5 | 363235.2941 | 96943.833 | 348995.0068 | Distributed from 923 Generation And Fuel | 2003
6229 | 2022 | GA | Talbot County Energy | 7916 | 6 |  | OP | GT | NG | 121 | 0.095 | 100899.5 | 363235.2941 | 96943.833 | 348995.0068 | Distributed from 923 Generation And Fuel | 2003
6230 | 2022 | GA | Tallassee Hydro Project | 7191 | 1 |  | OP | HY | WAT | 2.2 | 0.32 | 6172.435 | 22220.5882 | 1856.609 | 6683.7389 | Distributed from 923 Generation And Fuel | 1986
6231 | 2022 | GA | Tallassee Hydro Project | 7191 | 2 |  | OP | HY | WAT | 0.1 | 0.32 | 280.565 | 1010.0259 | 84.391 | 303.8052 | Distributed from 923 Generation And Fuel | 1986
6232 | 2022 | GA | Tallulah Falls | 723 | 1 |  | OP | HY | WAT | 12 | 0.242 | 25415.5 | 91495.068 | 10345.833 | 37244.7008 | Distributed from 923 Generation And Fuel | 1913
6233 | 2022 | GA | Tallulah Falls | 723 | 2 |  | OP | HY | WAT | 12 | 0.242 | 25415.5 | 91495.068 | 10345.833 | 37244.7008 | Distributed from 923 Generation And Fuel | 1913
6234 | 2022 | GA | Tallulah Falls | 723 | 3 |  | OP | HY | WAT | 12 | 0.242 | 25415.5 | 91495.068 | 10345.833 | 37244.7008 | Distributed from 923 Generation And Fuel | 1914
6235 | 2022 | GA | Tallulah Falls | 723 | 4 |  | OP | HY | WAT | 12 | 0.242 | 25415.5 | 91495.068 | 10345.833 | 37244.7008 | Distributed from 923 Generation And Fuel | 1913
6236 | 2022 | GA | Tallulah Falls | 723 | 5 |  | OP | HY | WAT | 12 | 0.242 | 25415.5 | 91495.068 | 10345.833 | 37244.7008 | Distributed from 923 Generation And Fuel | 1913
6237 | 2022 | GA | Tallulah Falls | 723 | 6 |  | OP | HY | WAT | 12 | 0.242 | 25415.5 | 91495.068 | 10345.833 | 37244.7008 | Distributed from 923 Generation And Fuel | 1920
6238 | 2022 | GA | Taylor | 56870 | 1 |  | OP | IC | LFG | 1 | 0.27 | 2361.5 | 8501.332 | 960.625 | 3458.2223 | Distributed from 923 Generation And Fuel | 2003
6239 | 2022 | GA | Taylor | 56870 | 2 |  | OP | IC | LFG | 1 | 0.27 | 2361.5 | 8501.332 | 960.625 | 3458.2223 | Distributed from 923 Generation And Fuel | 2003
6240 | 2022 | GA | Taylor | 56870 | 3 |  | OP | IC | LFG | 1 | 0.27 | 2361.5 | 8501.332 | 960.625 | 3458.2223 | Distributed from 923 Generation And Fuel | 2003
6241 | 2022 | GA | Taylor | 56870 | 4 |  | OP | IC | LFG | 1 | 0.27 | 2361.5 | 8501.332 | 960.625 | 3458.2223 | Distributed from 923 Generation And Fuel | 2003
6242 | 2022 | GA | Taylor | 56870 | 5 |  | OP | IC | LFG | 1 | 0.27 | 2361.5 | 8501.332 | 960.625 | 3458.2223 | Distributed from 923 Generation And Fuel | 2011
6243 | 2022 | GA | Taylor | 56870 | 6 |  | OP | IC | LFG | 1 | 0.27 | 2361.5 | 8501.332 | 960.625 | 3458.2223 | Distributed from 923 Generation And Fuel | 2011
6244 | 2022 | GA | Taylor | 56870 | 7 |  | OP | IC | LFG | 1 | 0.27 | 2361.5 | 8501.332 | 960.625 | 3458.2223 | Distributed from 923 Generation And Fuel | 2011
6245 | 2022 | GA | Taylor | 56870 | 8 |  | OP | IC | LFG | 1 | 0.27 | 2361.5 | 8501.332 | 960.625 | 3458.2223 | Distributed from 923 Generation And Fuel | 2011
6246 | 2022 | GA | Taylor County Solar | 59897 | 1 |  | OP | PV | SUN | 148 | 0.203 | 262940 | 946576.4274 | 126868 | 456721.1462 | Distributed from 923 Generation And Fuel | 2016
6247 | 2022 | GA | Tech Square Microgrid | 63775 | BESS1 |  | OP | BA | MWH | 0.2 | -0.001 | -1 | -3.6 | 0 | 0 | Distributed from 923 Generation And Fuel | 2020
6248 | 2022 | GA | Tech Square Microgrid | 63775 | DG1 |  | OP | IC | DFO | 0.6 | 0 | 1.8 | 6.4799 | 0 | 0 | Distributed from 923 Generation And Fuel | 2020
6249 | 2022 | GA | Tech Square Microgrid | 63775 | FC1 |  | OP | FC | NG | 0.2 | 0.957 | 1676 | 6033.5517 | 796 | 2865.5771 | Distributed from 923 Generation And Fuel | 2020
6250 | 2022 | GA | Tech Square Microgrid | 63775 | NGE1 |  | OP | IC | NG | 0.2 | 0 | 0.6 | 2.16 | 0 | 0 | Distributed from 923 Generation And Fuel | 2020
6251 | 2022 | GA | Tech Square Microgrid | 63775 | NGE2 |  | OP | IC | NG | 0.2 | 0 | 0.6 | 2.16 | 0 | 0 | Distributed from 923 Generation And Fuel | 2020
6252 | 2022 | GA | Telfair Thompson | 62883 | TELTO |  | OP | PV | SUN | 1.9 | 0.262 | 4358 | 15688.6745 | 2103 | 7570.7394 | Distributed from 923 Generation And Fuel | 2018
6253 | 2022 | GA | Tenaska Georgia Generation Facility | 55061 | GTG1 |  | OP | GT | NG | 183.2 | 0.078 | 125681.833 | 452450.9792 | 114050 | 410576.7154 | Distributed from 923 Generation And Fuel | 2001
6254 | 2022 | GA | Tenaska Georgia Generation Facility | 55061 | GTG2 |  | OP | GT | NG | 183.2 | 0.078 | 125681.833 | 452450.9792 | 114050 | 410576.7154 | Distributed from 923 Generation And Fuel | 2001
6255 | 2022 | GA | Tenaska Georgia Generation Facility | 55061 | GTG3 |  | OP | GT | NG | 183.2 | 0.078 | 125681.833 | 452450.9792 | 114050 | 410576.7154 | Distributed from 923 Generation And Fuel | 2001
6256 | 2022 | GA | Tenaska Georgia Generation Facility | 55061 | GTG4 |  | OP | GT | NG | 183.2 | 0.078 | 125681.833 | 452450.9792 | 114050 | 410576.7154 | Distributed from 923 Generation And Fuel | 2002
6257 | 2022 | GA | Tenaska Georgia Generation Facility | 55061 | GTG5 |  | OP | GT | NG | 183.2 | 0.078 | 125681.833 | 452450.9792 | 114050 | 410576.7154 | Distributed from 923 Generation And Fuel | 2002
6258 | 2022 | GA | Tenaska Georgia Generation Facility | 55061 | GTG6 |  | OP | GT | NG | 183.2 | 0.078 | 125681.833 | 452450.9792 | 114050 | 410576.7154 | Distributed from 923 Generation And Fuel | 2002
6259 | 2022 | GA | Terrell Riles Stovall | 64283 | TRS |  | OP | PV | SUN | 1.7 | 0.251 | 3742 | 13471.0922 | 1806 | 6501.548 | Distributed from 923 Generation And Fuel | 2020
6260 | 2022 | GA | Terrora | 724 | 1 |  | OP | HY | WAT | 8 | 0.332 | 23296 | 83864.9291 | 9483 | 34138.5269 | Distributed from 923 Generation And Fuel | 1925
6261 | 2022 | GA | Terrora | 724 | 2 |  | OP | HY | WAT | 8 | 0.332 | 23296 | 83864.9291 | 9483 | 34138.5269 | Distributed from 923 Generation And Fuel | 1925
6262 | 2022 | GA | Thomas A Smith Energy Facility | 55382 | 1GT1 |  | OP | CT | NG | 147 | 0.853 | 1099044 | 3956526.7478 | 558559 | 2010796.3136 | EIA-923 Generator File | 2002
6263 | 2022 | GA | Thomas A Smith Energy Facility | 55382 | 1GT2 |  | OP | CT | NG | 147 | 0.872 | 1123245 | 4043649.6508 | 566068 | 2037828.4974 | EIA-923 Generator File | 2002
6264 | 2022 | GA | Thomas A Smith Energy Facility | 55382 | 1STG | 2 | OP | CA | NG | 302 | 0.629 | 1663136 | 5987241.7021 | 881763 | 3174321.4054 | EIA-923 Generator File | 2002
6265 | 2022 | GA | Thomas A Smith Energy Facility | 55382 | 2GT1 |  | OP | CT | NG | 147 | 0.885 | 1139626 | 4102620.779 | 579119 | 2084811.7215 | EIA-923 Generator File | 2002
6266 | 2022 | GA | Thomas A Smith Energy Facility | 55382 | 2GT2 |  | OP | CT | NG | 147 | 0.896 | 1153930 | 4154114.7671 | 575961 | 2073443.0125 | EIA-923 Generator File | 2002
6267 | 2022 | GA | Thomas A Smith Energy Facility | 55382 | 2STG | 2 | OP | CA | NG | 302 | 0.661 | 1747585 | 6291255.67 | 921090 | 3315897.4728 | EIA-923 Generator File | 2002
6268 | 2022 | GA | Tri-County Solar Facility | 60544 | PV1 |  | OP | PV | SUN | 1 | 0.212 | 1861 | 6699.5464 | 898 | 3232.7741 | Distributed from 923 Generation And Fuel | 2016
6269 | 2022 | GA | Troup RC50 | 62885 | TROUP |  | OP | PV | SUN | 2.3 | 0.242 | 4881 | 17571.4594 | 2355 | 8477.9322 | Distributed from 923 Generation And Fuel | 2019
6270 | 2022 | GA | Troup RC50 II | 64284 | TRC50 |  | OP | PV | SUN | 1.5 | 0.237 | 3118 | 11224.7102 | 1504 | 5414.3567 | Distributed from 923 Generation And Fuel | 2020
6271 | 2022 | GA | Tugalo | 725 | 1 |  | OP | HY | WAT | 11.2 | 0.239 | 23406 | 84260.9259 | 9527.75 | 34299.6256 | Distributed from 923 Generation And Fuel | 1923
6272 | 2022 | GA | Tugalo | 725 | 2 |  | OP | HY | WAT | 11.2 | 0.239 | 23406 | 84260.9259 | 9527.75 | 34299.6256 | Distributed from 923 Generation And Fuel | 1923
6273 | 2022 | GA | Tugalo | 725 | 3 |  | OP | HY | WAT | 11.2 | 0.239 | 23406 | 84260.9259 | 9527.75 | 34299.6256 | Distributed from 923 Generation And Fuel | 1924
6274 | 2022 | GA | Tugalo | 725 | 4 |  | OP | HY | WAT | 11.2 | 0.239 | 23406 | 84260.9259 | 9527.75 | 34299.6256 | Distributed from 923 Generation And Fuel | 1924
6275 | 2022 | GA | Turnipseed Solar, LLC | 66205 | TURNI |  | OP | PV | SUN | 3 | 0.203 | 5335 | 19205.8464 | 2574 | 9266.3259 | Distributed from 923 Generation And Fuel | 2017
6276 | 2022 | GA | Twiggs Solar | 61696 | TWIGG |  | OP | PV | SUN | 204 | 0.237 | 424103 | 1526758.5859 | 203096 | 731139.7509 | Distributed from 923 Generation And Fuel | 2020
6277 | 2022 | GA | Upson Rocky Creek Solar Plant | 58485 | PV1 |  | OP | PV | SUN | 0.8 | 0.18 | 1261 | 4539.5637 | 608 | 2188.7825 | Distributed from 923 Generation And Fuel | 2012
6278 | 2022 | GA | Valdosta | 60448 | VALD |  | OP | PV | SUN | 1 | 0.201 | 1762 | 6343.1493 | 850 | 3059.9755 | Distributed from 923 Generation And Fuel | 2013
6279 | 2022 | GA | Valdosta Prison | 61468 | GPVP1 |  | OP | PV | SUN | 1 | 0.203 | 1780 | 6407.9487 | 859 | 3092.3753 | Distributed from 923 Generation And Fuel | 2017
6280 | 2022 | GA | Valdosta Water Treatment Plant | 54839 | GEN1 |  | SB | IC | DFO | 1.7 | 0 | 0 | 0 | 0 | 0 | Distributed from 923 Generation And Fuel | 1993
6281 | 2022 | GA | Valdosta Water Treatment Plant | 54839 | GEN2 |  | SB | IC | DFO | 1.7 | 0 | 0 | 0 | 0 | 0 | Distributed from 923 Generation And Fuel | 2008
6282 | 2022 | GA | Vidalia Water Treatment Plant | 60515 | SO048 |  | OP | PV | SUN | 1 | 0.153 | 1341 | 4827.5614 | 647 | 2329.1814 | Distributed from 923 Generation And Fuel | 2014
6283 | 2022 | GA | Vogtle | 649 | 1 | 1 | OP | ST | NUC | 1215 | 0.917 | 9757603 | 35127089.7833 | 4214699 | 15172795.0176 | Distributed from 923 Generation And Fuel | 1987
6284 | 2022 | GA | Vogtle | 649 | 2 | 1 | OP | ST | NUC | 1215 | 0.917 | 9757603 | 35127089.7833 | 4214699 | 15172795.0176 | Distributed from 923 Generation And Fuel | 1989
6285 | 2022 | GA | Wallace Dam | 6087 | 1 |  | OP | PS | WAT | 52.2 | -0.011 | -5057.5 | -18206.8543 | -5180 | -18647.8508 | Distributed from 923 Generation And Fuel | 1980
6286 | 2022 | GA | Wallace Dam | 6087 | 2 |  | OP | PS | WAT | 52.2 | -0.011 | -5057.5 | -18206.8543 | -5180 | -18647.8508 | Distributed from 923 Generation And Fuel | 1980
6287 | 2022 | GA | Wallace Dam | 6087 | 3 |  | OP | HY | WAT | 56.2 | 0.078 | 38569.5 | 138849.0892 | 6759.5 | 24334.0053 | Distributed from 923 Generation And Fuel | 1980
6288 | 2022 | GA | Wallace Dam | 6087 | 4 |  | OP | HY | WAT | 56.2 | 0.078 | 38569.5 | 138849.0892 | 6759.5 | 24334.0053 | Distributed from 923 Generation And Fuel | 1980
6289 | 2022 | GA | Wallace Dam | 6087 | 5 |  | OP | PS | WAT | 52.2 | -0.011 | -5057.5 | -18206.8543 | -5180 | -18647.8508 | Distributed from 923 Generation And Fuel | 1980
6290 | 2022 | GA | Wallace Dam | 6087 | 6 |  | OP | PS | WAT | 52.2 | -0.011 | -5057.5 | -18206.8543 | -5180 | -18647.8508 | Distributed from 923 Generation And Fuel | 1979
6291 | 2022 | GA | Walter F George | 761 | 1 |  | OP | HY | WAT | 42 | 0.289 | 106246.75 | 382485.2401 | 43249.75 | 155697.8544 | Distributed from 923 Generation And Fuel | 1963
6292 | 2022 | GA | Walter F George | 761 | 2 |  | OP | HY | WAT | 42 | 0.289 | 106246.75 | 382485.2401 | 43249.75 | 155697.8544 | Distributed from 923 Generation And Fuel | 1963
6293 | 2022 | GA | Walter F George | 761 | 3 |  | OP | HY | WAT | 42 | 0.289 | 106246.75 | 382485.2401 | 43249.75 | 155697.8544 | Distributed from 923 Generation And Fuel | 1963
6294 | 2022 | GA | Walter F George | 761 | 4 |  | OP | HY | WAT | 42 | 0.289 | 106246.75 | 382485.2401 | 43249.75 | 155697.8544 | Distributed from 923 Generation And Fuel | 1963
6295 | 2022 | GA | Walton Bainbridge Power Facility | 56015 | SEG1 |  | OP | GT | DFO | 40 | 0.002 | 608 | 2188.7825 | 271.5 | 977.3922 | Distributed from 923 Generation And Fuel | 2000
6296 | 2022 | GA | Walton Bainbridge Power Facility | 56015 | SEGC |  | OP | GT | DFO | 40 | 0.002 | 608 | 2188.7825 | 271.5 | 977.3922 | Distributed from 923 Generation And Fuel | 2000
6297 | 2022 | GA | Walton County Power, LLC | 55128 | 101G |  | OP | GT | NG | 164.7 | 0.171 | 247324.333 | 890360.4759 | 237946.333 | 856599.946 | Distributed from 923 Generation And Fuel | 2001
6298 | 2022 | GA | Walton County Power, LLC | 55128 | 102G |  | OP | GT | NG | 164.7 | 0.171 | 247324.333 | 890360.4759 | 237946.333 | 856599.946 | Distributed from 923 Generation And Fuel | 2001
6299 | 2022 | GA | Walton County Power, LLC | 55128 | 103G |  | OP | GT | NG | 164.7 | 0.171 | 247324.333 | 890360.4759 | 237946.333 | 856599.946 | Distributed from 923 Generation And Fuel | 2001
6300 | 2022 | GA | Wansley | 6052 | 1 | 1 | RE | ST | BIT | 952 | 0.07 | 584180 | 2103031.1758 | 538549 | 1938760.8899 | EIA-923 Generator File | 1976 | 2022
6301 | 2022 | GA | Wansley | 6052 | 2 | 1 | RE | ST | BIT | 952 | 0.038 | 314047 | 1130560.1555 | 131325 | 472766.2179 | EIA-923 Generator File | 1978 | 2022
6302 | 2022 | GA | Wansley | 6052 | 5A |  | RE | GT | DFO | 52.8 | -0.001 | -303 | -1090.7913 | -133 | -478.7962 | Distributed from 923 Generation And Fuel | 1980 | 2022
6303 | 2022 | GA | Wansley Combined Cycle | 55965 | CT6A |  | OP | CT | NG | 203.1 | 0.819 | 1457836 | 5248167.6147 | 617834 | 2224184.6065 | EIA-923 Generator File | 2002
6304 | 2022 | GA | Wansley Combined Cycle | 55965 | CT6B |  | OP | CT | NG | 203.1 | 0.819 | 1457369 | 5246486.4281 | 616612 | 2219785.4417 | EIA-923 Generator File | 2002
6305 | 2022 | GA | Wansley Combined Cycle | 55965 | CT7A |  | OP | CT | NG | 203.1 | 0.787 | 1400099 | 5040316.0775 | 596501 | 2147386.4209 | EIA-923 Generator File | 2002
6306 | 2022 | GA | Wansley Combined Cycle | 55965 | CT7B |  | OP | CT | NG | 203.1 | 0.794 | 1413139 | 5087259.7019 | 611662 | 2201965.5843 | EIA-923 Generator File | 2002
6307 | 2022 | GA | Wansley Combined Cycle | 55965 | ST6 | 2 | OP | CA | NG | 213.3 | 0.878 | 1640107 | 5904337.9653 | 725676 | 2612412.7007 | EIA-923 Generator File | 2002
6308 | 2022 | GA | Wansley Combined Cycle | 55965 | ST7 | 2 | OP | CA | NG | 213.3 | 0.87 | 1625414 | 5851443.5885 | 730573 | 2630041.7597 | EIA-923 Generator File | 2002
6309 | 2022 | GA | Wansley Unit 9 | 7946 | CT1 |  | OP | CT | NG | 183.6 | 0.448 | 720172 | 2592598.4592 | 375146 | 1350514.7959 | EIA-923 Generator File | 2004
6310 | 2022 | GA | Wansley Unit 9 | 7946 | CT2 |  | OP | CT | NG | 183.6 | 0.458 | 735868 | 2649103.6072 | 338381 | 1218161.8547 | EIA-923 Generator File | 2004
6311 | 2022 | GA | Wansley Unit 9 | 7946 | ST1 | 2 | OP | CA | NG | 226.9 | 0.442 | 877847 | 3160223.9182 | 443347 | 1596036.4317 | EIA-923 Generator File | 2004
6312 | 2022 | GA | Ware Avra I | 64285 | WA1 |  | OP | PV | SUN | 3 | 0.238 | 6252 | 22507.0199 | 3017 | 10861.1131 | Distributed from 923 Generation And Fuel | 2020
6313 | 2022 | GA | Ware Avra II | 64286 | WA2 |  | OP | PV | SUN | 1.9 | 0.239 | 3980 | 14327.8854 | 1920 | 6911.9447 | Distributed from 923 Generation And Fuel | 2020
6314 | 2022 | GA | Washington County Power LLC | 55332 | 1 |  | OP | GT | NG | 198.9 | 0.058 | 101088.5 | 363915.6887 | 95433.5 | 343557.8515 | Distributed from 923 Generation And Fuel | 2003
6315 | 2022 | GA | Washington County Power LLC | 55332 | 2 |  | OP | GT | NG | 198.9 | 0.058 | 101088.5 | 363915.6887 | 95433.5 | 343557.8515 | Distributed from 923 Generation And Fuel | 2003
6316 | 2022 | GA | Washington County Power LLC | 55332 | 3 |  | OP | GT | NG | 198.9 | 0.058 | 101088.5 | 363915.6887 | 95433.5 | 343557.8515 | Distributed from 923 Generation And Fuel | 2003
6317 | 2022 | GA | Washington County Power LLC | 55332 | 4 |  | OP | GT | NG | 198.9 | 0.058 | 101088.5 | 363915.6887 | 95433.5 | 343557.8515 | Distributed from 923 Generation And Fuel | 2003
6318 | 2022 | GA | Waynesboro Community Solar | 62409 | 1 |  | OP | PV | SUN | 2.4 | 0.219 | 4604 | 16574.2674 | 2221 | 7995.536 | Distributed from 923 Generation And Fuel | 2019
6319 | 2022 | GA | West Point (GA) | 6133 | 1 |  | OP | HY | WAT | 3.3 | 0.332 | 9594.176 | 34538.7573 | 3905.48 | 14059.6155 | Distributed from 923 Generation And Fuel | 1975
6320 | 2022 | GA | West Point (GA) | 6133 | 2 |  | OP | HY | WAT | 35 | 0.332 | 101756.412 | 366320.1526 | 41421.76 | 149117.1431 | Distributed from 923 Generation And Fuel | 1975
6321 | 2022 | GA | West Point (GA) | 6133 | 3 |  | OP | HY | WAT | 35 | 0.332 | 101756.412 | 366320.1526 | 41421.76 | 149117.1431 | Distributed from 923 Generation And Fuel | 1975
6322 | 2022 | GA | Westberry Jesup | 64583 | GPWJE |  | OP | PV | SUN | 2.6 | 0.243 | 5529 | 19904.2408 | 2668 | 9604.7232 | Distributed from 923 Generation And Fuel | 2020
6323 | 2022 | GA | WestRock Southeast, LLC. | 54004 | GEN1 | 4 | OP | ST | WDS | 45 | 0.389 | 153502 | 552602.7792 | 68339 | 246018.4319 | EIA-923 Generator File | 1989
6324 | 2022 | GA | WestRock Southeast, LLC. | 54004 | GEN2 |  | OP | GT | NG | 37.1 | 0.264 | 85775 | 308787.5297 | 19217 | 69180.6466 | Distributed from 923 Generation And Fuel | 1989
6325 | 2022 | GA | White Oak Solar, LLC | 60082 | WHTOK |  | OP | PV | SUN | 76.5 | 0.223 | 149129 | 536860.1051 | 71955 | 259035.9277 | Distributed from 923 Generation And Fuel | 2016
6326 | 2022 | GA | White Pine Solar, LLC | 60064 | WHTPN |  | OP | PV | SUN | 101.2 | 0.229 | 203342 | 732025.3438 | 98112 | 353200.3744 | Distributed from 923 Generation And Fuel | 2016
6327 | 2022 | GA | Wilkinson DeFore | 62886 | WILKD |  | OP | PV | SUN | 2.3 | 0.237 | 4766 | 17157.4627 | 2300 | 8279.9338 | Distributed from 923 Generation And Fuel | 2019
6328 | 2022 | GA | Wilkinson DeFore | 65481 | WD |  | OP | PV | SUN | 3 | 0.238 | 6245 | 22481.8201 | 3013 | 10846.7132 | Distributed from 923 Generation And Fuel | 2020
6329 | 2022 | GA | Wilson | 6258 | 5A |  | OP | GT | DFO | 52.5 | 0.005 | 2453 | 8830.7294 | 1094.333 | 3939.5673 | Distributed from 923 Generation And Fuel | 1972
6330 | 2022 | GA | Wilson | 6258 | 5B |  | OP | GT | DFO | 52.5 | 0.005 | 2453 | 8830.7294 | 1094.333 | 3939.5673 | Distributed from 923 Generation And Fuel | 1972
6331 | 2022 | GA | Wilson | 6258 | 5C |  | OP | GT | DFO | 52.5 | 0.005 | 2453 | 8830.7294 | 1094.333 | 3939.5673 | Distributed from 923 Generation And Fuel | 1972
6332 | 2022 | GA | Wilson | 6258 | 5D |  | OP | GT | DFO | 52.5 | 0.005 | 2453 | 8830.7294 | 1094.333 | 3939.5673 | Distributed from 923 Generation And Fuel | 1973
6333 | 2022 | GA | Wilson | 6258 | 5E |  | OP | GT | DFO | 52.5 | 0.005 | 2453 | 8830.7294 | 1094.333 | 3939.5673 | Distributed from 923 Generation And Fuel | 1973
6334 | 2022 | GA | Wilson | 6258 | 5F |  | OP | GT | DFO | 52.5 | 0.005 | 2453 | 8830.7294 | 1094.333 | 3939.5673 | Distributed from 923 Generation And Fuel | 1973
6335 | 2022 | GA | Wilson | 6258 | IC1 |  | OP | IC | DFO | 2.6 | -0.002 | -46 | -165.5987 | -21 | -75.5994 | Distributed from 923 Generation And Fuel | 1972
6336 | 2022 | GA | Yates | 728 | 6 | 1 | OP | ST | NG | 403.7 | 0.186 | 659490 | 2374145.0068 | 361753 | 1302300.3816 | EIA-923 Generator File | 1974
6337 | 2022 | GA | Yates | 728 | 7 | 1 | OP | ST | NG | 403.7 | 0.204 | 722183 | 2599838.0013 | 413287 | 1487821.2974 | EIA-923 Generator File | 1974
6338 | 2022 | GA | YKK USA Chestney | 54566 | BWP1 |  | SB | IC | DFO | 0.5 | 0 | 0 | 0 | 0 | 0 | Distributed from 923 Generation And Fuel | 1996
6339 | 2022 | GA | YKK USA Chestney | 54566 | SEV1 |  | SB | IC | DFO | 0.3 | 0 | 0 | 0 | 0 | 0 | Distributed from 923 Generation And Fuel | 2015
6340 | 2022 | GA | YKK USA Chestney | 54566 | SLD1 |  | SB | IC | DFO | 0.5 | 0 | 0 | 0 | 0 | 0 | Distributed from 923 Generation And Fuel | 1992
6341 | 2022 | GA | Yonah | 729 | 1 |  | OP | HY | WAT | 7.5 | 0.25 | 16405.667 | 59059.9287 | 6678.333 | 24041.8065 | Distributed from 923 Generation And Fuel | 1925
6342 | 2022 | GA | Yonah | 729 | 2 |  | OP | HY | WAT | 7.5 | 0.25 | 16405.667 | 59059.9287 | 6678.333 | 24041.8065 | Distributed from 923 Generation And Fuel | 1925
6343 | 2022 | GA | Yonah | 729 | 3 |  | OP | HY | WAT | 7.5 | 0.25 | 16405.667 | 59059.9287 | 6678.333 | 24041.8065 | Distributed from 923 Generation And Fuel | 1925
6344 | 2022 | HI | AES Hawaii | 10673 | GEN1 | 2 | RE | ST | SUB | 203 | 0.375 | 666339 | 2398801.2096 | 363375 | 1308139.5349 | EIA-923 Generator File | 1992 | 2022
6345 | 2022 | HI | AES Kekaha Solar, LLC Hybrid | 63280 | BESS |  | OP | BA | MWH | 14 | -0.006 | -777 | -2797.1776 | -329 | -1184.3905 | Distributed from 923 Generation And Fuel | 2021
6346 | 2022 | HI | AES Kekaha Solar, LLC Hybrid | 63280 | KEKAH |  | OP | PV | SUN | 14 | 0.223 | 27358 | 98488.0121 | 12657 | 45564.8355 | Distributed from 923 Generation And Fuel | 2019
6347 | 2022 | HI | AES Lawai Solar Hybrid | 61068 | LAWA1 |  | OP | PV | SUN | 20 | 0.19 | 33262 | 119742.2421 | 14972 | 53898.7688 | Distributed from 923 Generation And Fuel | 2018
6348 | 2022 | HI | AES Lawai Solar Hybrid | 61068 | LAWA2 |  | OP | BA | MWH | 20 | 0 | -79 | -284.3977 | -14 | -50.3996 | Distributed from 923 Generation And Fuel | 2018
6349 | 2022 | HI | Aloha Solar Energy Fund 1 PK1 | 58659 | PK-1 |  | OP | PV | SUN | 5 | 0.183 | 8019 | 28868.1691 | 3710 | 13355.8932 | Distributed from 923 Generation And Fuel | 2017
6350 | 2022 | HI | Auwahi Wind Energy Hybrid | 57996 | AWEB |  | OP | BA | MWH | 11 | -0.002 | -177 | -637.1949 | -75 | -269.9978 | Distributed from 923 Generation And Fuel | 2012
6351 | 2022 | HI | Auwahi Wind Energy Hybrid | 57996 | AWET |  | OP | WT | WND | 24 | 0.432 | 90880 | 327165.3827 | 44010 | 158434.7325 | Distributed from 923 Generation And Fuel | 2012
6352 | 2022 | HI | Biomass to Energy Facility, Kauai | 59035 | MKA1 |  | OP | ST | WDS | 9.3 | 0.633 | 51555 | 185596.5152 | 22258.271 | 80129.1346 | EIA-923 Generator File | 2016
6353 | 2022 | HI | Biomass to Energy Facility, Kauai | 59035 | XKA1 |  | OP | IC | DFO | 0.5 | 0.021 | 90 | 323.9974 | 37 | 133.1989 | Distributed from 923 Generation And Fuel | 2014
6354 | 2022 | HI | Biomass to Energy Facility, Kauai | 59035 | XKA2 |  | OP | IC | DFO | 0.5 | 0.021 | 90 | 323.9974 | 37 | 133.1989 | Distributed from 923 Generation And Fuel | 2014
6355 | 2022 | HI | Biomass to Energy Facility, Kauai | 59036 |  |  | RE | ST | WDS | 0
6356 | 2022 | HI | BYU - Hawaii | 64400 | BYESS |  | OP | BA | MWH | 1.9 | -0.011 | -180 | -647.9948 | -76 | -273.5978 | Distributed from 923 Generation And Fuel | 2021
6357 | 2022 | HI | BYU - Hawaii | 64400 | BYUHI |  | OP | PV | SUN | 3.1 | 0.16 | 4354 | 15674.2746 | 2014 | 7250.342 | Distributed from 923 Generation And Fuel | 2021
6358 | 2022 | HI | Campbell Industrial Park | 56329 | CIP1 |  | OP | GT | DFO | 113 | 0.104 | 102544 | 369155.4468 | 31349 | 112855.4972 | Distributed from 923 Generation And Fuel | 2009
6359 | 2022 | HI | EE Waianae Solar Project | 61172 | WAIAN |  | OP | PV | SUN | 28.3 | 0.262 | 65004 | 234012.5279 | 30383 | 109377.925 | Distributed from 923 Generation And Fuel | 2017
6360 | 2022 | HI | Gay Robinson | 50333 | DSL5 |  | SB | IC | DFO | 0.5 | 0 | 0 | 0 | 0 | 0 | Distributed from 923 Generation And Fuel | 2010
6361 | 2022 | HI | Gay Robinson | 50333 | DSL6 |  | SB | IC | DFO | 0.5 | 0 | 0 | 0 | 0 | 0 | Distributed from 923 Generation And Fuel | 2010
6362 | 2022 | HI | Gay Robinson | 50333 | HYD2 |  | OP | HY | WAT | 1.2 | 0.521 | 5481.351 | 19732.7057 | 2432.26 | 8756.066 | Distributed from 923 Generation And Fuel | 1982
6363 | 2022 | HI | Gay Robinson | 50333 | HYD3 |  | OP | HY | WAT | 6.5 | 0.521 | 29690.649 | 106885.4813 | 13174.74 | 47428.6846 | Distributed from 923 Generation And Fuel | 2019
6364 | 2022 | HI | H Power | 10334 | GEN1 | 2 | OP | ST | MSW | 63.7 | 0.374 | 208951 | 752217.5823 | 78511 | 282637.3389 | EIA-923 Generator File | 1989
6365 | 2022 | HI | H Power | 10334 | GEN2 | 2 | OP | ST | MSW | 33.6 | 0.545 | 160531 | 577906.9767 | 75331 | 271189.4305 | EIA-923 Generator File | 2013
6366 | 2022 | HI | H Power | 10334 | PV1 |  | OP | PV | SUN | 2.9 | 0 | 0 | 0 | 0 | 0 | Distributed from 923 Generation And Fuel | 2020
6367 | 2022 | HI | Hamakua Energy Plant | 55369 | CT1 |  | OP | CT | WO | 23 | 0.353 | 71146 | 256123.551 | 31992 | 115170.2786 | EIA-923 Generator File | 2000
6368 | 2022 | HI | Hamakua Energy Plant | 55369 | CT2 |  | OP | CT | WO | 23 | 0.448 | 90244 | 324875.801 | 29280 | 105407.1567 | EIA-923 Generator File | 2000
6369 | 2022 | HI | Hamakua Energy Plant | 55369 | ST1 | 2 | OP | CA | WO | 20 | 0.32 | 56099 | 201954.7844 | 21086 | 75908.9927 | EIA-923 Generator File | 2000
6370 | 2022 | HI | Hana Substation | 56055 | MH1 |  | OP | IC | DFO | 1 | 0.006 | 51.5 | 185.3985 | 21 | 75.5994 | Distributed from 923 Generation And Fuel | 2001
6371 | 2022 | HI | Hana Substation | 56055 | MH2 |  | OP | IC | DFO | 1 | 0.006 | 51.5 | 185.3985 | 21 | 75.5994 | Distributed from 923 Generation And Fuel | 2001
6372 | 2022 | HI | Hawaii Cogen | 10194 | GEN1 |  | OS | GT | WO | 3 | 0 | 0 | 0 | 0 | 0 | Distributed from 923 Generation And Fuel | 1990
6373 | 2022 | HI | Hawaii Cogen | 10194 | GEN2 |  | OS | GT | WO | 3 | 0 | 0 | 0 | 0 | 0 | Distributed from 923 Generation And Fuel | 1990
6374 | 2022 | HI | Hawaii Cogen | 10194 | GEN3 |  | OS | GT | WO | 3 | 0 | 0 | 0 | 0 | 0 | Distributed from 923 Generation And Fuel | 1990
6375 | 2022 | HI | Hawaii Cogen | 10194 | GEN4 |  | OS | GT | WO | 3.2 | 0 | 0 | 0 | 0 | 0 | Distributed from 923 Generation And Fuel | 2011
6376 | 2022 | HI | Hawi Wind Farm | 56447 | V-47 |  | OP | WT | WND | 10.6 |  | GENYRONL: 2006
6377 | 2022 | HI | HNL Emergency Power Facility | 58469 | AP1 |  | OP | IC | OBL | 2.5 | 0.015 | 336.5 | 1211.3903 | 140.25 | 504.896 | Distributed from 923 Generation And Fuel | 2017
6378 | 2022 | HI | HNL Emergency Power Facility | 58469 | AP2 |  | OP | IC | OBL | 2.5 | 0.015 | 336.5 | 1211.3903 | 140.25 | 504.896 | Distributed from 923 Generation And Fuel | 2017
6379 | 2022 | HI | HNL Emergency Power Facility | 58469 | AP3 |  | OP | IC | OBL | 2.5 | 0.015 | 336.5 | 1211.3903 | 140.25 | 504.896 | Distributed from 923 Generation And Fuel | 2017
6380 | 2022 | HI | HNL Emergency Power Facility | 58469 | AP4 |  | OP | IC | OBL | 2.5 | 0.015 | 336.5 | 1211.3903 | 140.25 | 504.896 | Distributed from 923 Generation And Fuel | 2017
6381 | 2022 | HI | Kahe | 765 | K1 | 1 | OP | ST | RFO | 81.6 | 0.453 | 323568 | 1164835.4813 | 139325 | 501565.9875 | EIA-923 Generator File | 1963
6382 | 2022 | HI | Kahe | 765 | K2 | 1 | OP | ST | RFO | 81.6 | 0.45 | 321798 | 1158463.5323 | 126641 | 455903.9528 | EIA-923 Generator File | 1964
6383 | 2022 | HI | Kahe | 765 | K3 | 1 | OP | ST | RFO | 85.8 | 0.463 | 347776 | 1251983.5841 | 148560 | 534811.7215 | EIA-923 Generator File | 1970
6384 | 2022 | HI | Kahe | 765 | K4 | 1 | OP | ST | RFO | 90.9 | 0.256 | 204036 | 734523.7238 | 49294 | 177456.9803 | EIA-923 Generator File | 1972
6385 | 2022 | HI | Kahe | 765 | K5 | 1 | OP | ST | RFO | 134.9 | 0.527 | 622549 | 2241158.4707 | 283207 | 1019537.0437 | EIA-923 Generator File | 1974
6386 | 2022 | HI | Kahe | 765 | K6 | 1 | OP | ST | RFO | 134.9 | 0.581 | 686019 | 2469648.6428 | 330473 | 1189693.2825 | EIA-923 Generator File | 1981
6387 | 2022 | HI | Kaheawa Pastures Wind Farm Hybrid | 56449 | 1 |  | OP | WT | WND | 30 | 0.32 | 84107 | 302782.7777 | 41836 | 150608.3951 | Distributed from 923 Generation And Fuel | 2006
6388 | 2022 | HI | Kaheawa Wind Power II LLC | 57082 | 1 |  | OP | WT | WND | 21 | 0.331 | 60853 | 219069.0474 | 30963 | 111465.9083 | Distributed from 923 Generation And Fuel | 2012
6389 | 2022 | HI | Kaheawa Wind Power II LLC | 57082 | 2 |  | OP | BA | MWH | 10 | 0 | 0 | 0 | 0 | 0 | Distributed from 923 Generation And Fuel | 2012
6390 | 2022 | HI | Kaheka Hydro | 55864 | KAH1 |  | OP | HY | WAT | 1.5 | 0 | 0 | 0 | 0 | 0 | Distributed from 923 Generation And Fuel | 1925
6391 | 2022 | HI | Kaheka Hydro | 55864 | KAH2 |  | OP | HY | WAT | 1.5 | 0 | 0 | 0 | 0 | 0 | Distributed from 923 Generation And Fuel | 1925
6392 | 2022 | HI | Kaheka Hydro | 55864 | KAH3 |  | OP | HY | WAT | 1.5 | 0 | 0 | 0 | 0 | 0 | Distributed from 923 Generation And Fuel | 1925
6393 | 2022 | HI | Kahuku Wind Power LLC | 57087 | 1 |  | OP | WT | WND | 30 | 0.21 | 55160 | 198574.4114 | 23975 | 86309.3095 | Distributed from 923 Generation And Fuel | 2011
6394 | 2022 | HI | Kahului | 6056 | 1 | 1 | OP | ST | RFO | 5 | 0.308 | 13470 | 48491.6121 | 6566 | 23637.4109 | EIA-923 Generator File | 1948 | 2027
6395 | 2022 | HI | Kahului | 6056 | 2 | 1 | OP | ST | RFO | 5 | 0.339 | 14849 | 53455.9724 | 7221 | 25995.392 | EIA-923 Generator File | 1949 | 2027
6396 | 2022 | HI | Kahului | 6056 | 3 | 1 | OP | ST | RFO | 11.5 | 0.656 | 66042 | 237749.298 | 22628 | 81460.1483 | EIA-923 Generator File | 1954 | 2027
6397 | 2022 | HI | Kahului | 6056 | 4 | 1 | OP | ST | RFO | 12.5 | 0.591 | 64663 | 232784.9377 | 24047 | 86568.5075 | EIA-923 Generator File | 1966 | 2027
6398 | 2022 | HI | Kalaeloa Cogen Plant | 54646 | CT1 |  | OP | CT | RFO | 119.2 | 0.442 | 461162 | 1660169.9186 | 200363 | 721301.0296 | EIA-923 Generator File | 1989
6399 | 2022 | HI | Kalaeloa Cogen Plant | 54646 | CT2 |  | OP | CT | RFO | 119.2 | 0.47 | 491226 | 1768399.4528 | 194810 | 701310.3895 | EIA-923 Generator File | 1991
6400 | 2022 | HI | Kalaeloa Cogen Plant | 54646 | ST | 2 | OP | CA | DFO | 61 | 0.501 | 267601 | 963355.8932 | 106815 | 384530.9238 | EIA-923 Generator File | 1991
6401 | 2022 | HI | Kalaeloa Renewable Energy Park | 58651 | KREP |  | OP | PV | SUN | 5 | 0.152 | 6653 | 23950.6084 | 3078 | 11080.7114 | Distributed from 923 Generation And Fuel | 2014
6402 | 2022 | HI | Kalaeloa Solar Two | 58259 | KAS2 |  | OP | PV | SUN | 5 | 0.151 | 6626 | 23853.4092 | 3066 | 11037.5117 | Distributed from 923 Generation And Fuel | 2012
6403 | 2022 | HI | Kalaheo Hydro | 10412 | KPH1 |  | OP | HY | WAT | 2 | 0.118 | 2068 | 7444.7404 | 918 | 3304.7736 | Distributed from 923 Generation And Fuel | 2016
6404 | 2022 | HI | Kanoelehua | 769 | 11 |  | OP | IC | DFO | 2 | 0.017 | 303.368 | 1092.1161 | 124.211 | 447.156 | Distributed from 923 Generation And Fuel | 1962
6405 | 2022 | HI | Kanoelehua | 769 | 15 |  | OP | IC | DFO | 2.5 | 0.017 | 379.211 | 1365.1487 | 155.263 | 558.9423 | Distributed from 923 Generation And Fuel | 1972
6406 | 2022 | HI | Kanoelehua | 769 | 16 |  | OP | IC | DFO | 2.5 | 0.017 | 379.211 | 1365.1487 | 155.263 | 558.9423 | Distributed from 923 Generation And Fuel | 1972
6407 | 2022 | HI | Kanoelehua | 769 | 17 |  | OP | IC | DFO | 2.5 | 0.017 | 379.211 | 1365.1487 | 155.263 | 558.9423 | Distributed from 923 Generation And Fuel | 1973
6408 | 2022 | HI | Kanoelehua | 769 | CT1 |  | OP | GT | DFO | 11.5 | 0.015 | 1508 | 5428.7566 | 617 | 2221.1822 | Distributed from 923 Generation And Fuel | 1962
6409 | 2022 | HI | Kapaa Photovoltaic Project | 57525 | KSPV |  | OP | PV | SUN | 1 | 0.208 | 1822 | 6559.1475 | 843 | 3034.7757 | Distributed from 923 Generation And Fuel | 2010
6410 | 2022 | HI | Kapaia Power Station | 56258 | CT1 |  | OP | GT | OTH | 39.1 | 0.492 | 168632 | 607070.3434 | 70380 | 253365.9731 | Distributed from 923 Generation And Fuel | 2002
6411 | 2022 | HI | Kapolei Solar Energy Park | 58684 | KSEPV |  | OP | PV | SUN | 1 | 0.103 | 902 | 3247.174 | 417 | 1501.188 | Distributed from 923 Generation And Fuel | 2012
6412 | 2022 | HI | Kawailoa Solar | 60125 | KAWS |  | OP | PV | SUN | 49 | 0.179 | 76736 | 276247.39 | 34749 | 125095.3992 | Distributed from 923 Generation And Fuel | 2019
6413 | 2022 | HI | Kawailoa Wind | 57529 | 1 |  | OP | WT | WND | 69 | 0.176 | 106460 | 383252.934 | 51954 | 187032.9037 | Distributed from 923 Generation And Fuel | 2012
6414 | 2022 | HI | Keahole | 8083 | 2 |  | OP | GT | DFO | 17.6 | 0.088 | 13563 | 48826.4094 | 7606 | 27381.3809 | Distributed from 923 Generation And Fuel | 1989
6415 | 2022 | HI | Keahole | 8083 | 21 |  | OP | IC | DFO | 2.5 | 0.026 | 561 | 2019.5838 | 194.333 | 699.5932 | Distributed from 923 Generation And Fuel | 1984
6416 | 2022 | HI | Keahole | 8083 | 22 |  | OP | IC | DFO | 2.5 | 0.026 | 561 | 2019.5838 | 194.333 | 699.5932 | Distributed from 923 Generation And Fuel | 1984
6417 | 2022 | HI | Keahole | 8083 | 23 |  | OP | IC | DFO | 2.5 | 0.026 | 561 | 2019.5838 | 194.333 | 699.5932 | Distributed from 923 Generation And Fuel | 1988
6418 | 2022 | HI | Keahole | 8083 | 7 | 1 | OP | CA | DFO | 18 | 0.337 | 53172 | 191417.6687 | 23760 | 85535.3157 | EIA-923 Generator File | 2009
6419 | 2022 | HI | Keahole | 8083 | CT4 |  | OP | CT | DFO | 23 | 0.548 | 110467 | 397678.0186 | 44589 | 160519.1158 | EIA-923 Generator File | 2004
6420 | 2022 | HI | Keahole | 8083 | CT5 |  | OP | CT | DFO | 23 | 0.529 | 106487 | 383350.1332 | 47089 | 169519.0438 | EIA-923 Generator File | 2004
6421 | 2022 | HI | Kihei Solar Farm | 61099 | KIHEI |  | OP | PV | SUN | 2.9 | 0.228 | 5788 | 20836.6333 | 2678 | 9640.7229 | Distributed from 923 Generation And Fuel | 2018
6422 | 2022 | HI | KIUC Kapaia PV and BA Storage Project Hybrid | 60546 | BA1 |  | OP | BA | MWH | 13 | -0.018 | -2019 | -7268.3419 | -855 | -3077.9754 | Distributed from 923 Generation And Fuel | 2017
6423 | 2022 | HI | KIUC Kapaia PV and BA Storage Project Hybrid | 60546 | PV1 |  | OP | PV | SUN | 15 | 0.16 | 21026 | 75692.9945 | 9728 | 35020.5198 | Distributed from 923 Generation And Fuel | 2017
6424 | 2022 | HI | KRS I Anahola Solar Hybrid | 58639 | ANAPV |  | OP | PV | SUN | 12 | 0.219 | 23035 | 82925.3366 | 10596 | 38145.2948 | Distributed from 923 Generation And Fuel | 2015
6425 | 2022 | HI | KRS I Anahola Solar Hybrid | 58639 | B5B6 |  | RE | BA | MWH | 6 | -0.006 | -333 | -1198.7904 | -144 | -518.3959 | Distributed from 923 Generation And Fuel | 2015 | 2022
6426 | 2022 | HI | KRS II Koloa Solar | 58640 | KOLPV |  | OP | PV | SUN | 12 | 0.204 | 21413 | 77086.1833 | 9545 | 34361.7251 | Distributed from 923 Generation And Fuel | 2014
6427 | 2022 | HI | Ku'ia Solar | 61101 | KUIA |  | OP | PV | SUN | 2.9 | 0.197 | 4998 | 17992.6561 | 2312 | 8323.1334 | Distributed from 923 Generation And Fuel | 2018
6428 | 2022 | HI | Lanai Solar-Electric Plant | 56667 | 0001 |  | OP | PV | SUN | 0.1 | 0.014 | 12.083 | 43.4985 | 5.583 | 20.0986 | Distributed from 923 Generation And Fuel | 2008
6429 | 2022 | HI | Lanai Solar-Electric Plant | 56667 | 0002 |  | OP | PV | SUN | 0.1 | 0.014 | 12.083 | 43.4985 | 5.583 | 20.0986 | Distributed from 923 Generation And Fuel | 2008
6430 | 2022 | HI | Lanai Solar-Electric Plant | 56667 | 0003 |  | OP | PV | SUN | 0.1 | 0.014 | 12.083 | 43.4985 | 5.583 | 20.0986 | Distributed from 923 Generation And Fuel | 2008
6431 | 2022 | HI | Lanai Solar-Electric Plant | 56667 | 0004 |  | OP | PV | SUN | 0.1 | 0.014 | 12.083 | 43.4985 | 5.583 | 20.0986 | Distributed from 923 Generation And Fuel | 2008
6432 | 2022 | HI | Lanai Solar-Electric Plant | 56667 | 0005 |  | OP | PV | SUN | 0.1 | 0.014 | 12.083 | 43.4985 | 5.583 | 20.0986 | Distributed from 923 Generation And Fuel | 2008
6433 | 2022 | HI | Lanai Solar-Electric Plant | 56667 | 0006 |  | OP | PV | SUN | 0.1 | 0.014 | 12.083 | 43.4985 | 5.583 | 20.0986 | Distributed from 923 Generation And Fuel | 2008
6434 | 2022 | HI | Lanai Solar-Electric Plant | 56667 | 0007 |  | OP | PV | SUN | 0.1 | 0.014 | 12.083 | 43.4985 | 5.583 | 20.0986 | Distributed from 923 Generation And Fuel | 2008
6435 | 2022 | HI | Lanai Solar-Electric Plant | 56667 | 0008 |  | OP | PV | SUN | 0.1 | 0.014 | 12.083 | 43.4985 | 5.583 | 20.0986 | Distributed from 923 Generation And Fuel | 2008
6436 | 2022 | HI | Lanai Solar-Electric Plant | 56667 | 0009 |  | OP | PV | SUN | 0.1 | 0.014 | 12.083 | 43.4985 | 5.583 | 20.0986 | Distributed from 923 Generation And Fuel | 2008
6437 | 2022 | HI | Lanai Solar-Electric Plant | 56667 | 0010 |  | OP | PV | SUN | 0.1 | 0.014 | 12.083 | 43.4985 | 5.583 | 20.0986 | Distributed from 923 Generation And Fuel | 2008
6438 | 2022 | HI | Lanai Solar-Electric Plant | 56667 | 0011 |  | OP | PV | SUN | 0.1 | 0.014 | 12.083 | 43.4985 | 5.583 | 20.0986 | Distributed from 923 Generation And Fuel | 2008
6439 | 2022 | HI | Lanai Solar-Electric Plant | 56667 | 0012 |  | OP | PV | SUN | 0.1 | 0.014 | 12.083 | 43.4985 | 5.583 | 20.0986 | Distributed from 923 Generation And Fuel | 2008
6440 | 2022 | HI | Lanikuhana Solar LLC | 58281 | 1 |  | OP | PV | SUN | 14.7 | 0.221 | 28491 | 102566.7795 | 13321 | 47955.2164 | Distributed from 923 Generation And Fuel | 2019
6441 | 2022 | HI | Maalaea | 6504 | 1 |  | OP | IC | DFO | 2.6 | 0.174 | 3953.238 | 14231.5429 | 1713.685 | 6169.2166 | Distributed from 923 Generation And Fuel | 1971
6442 | 2022 | HI | Maalaea | 6504 | 10 |  | OP | IC | DFO | 12.5 | 0.174 | 19005.952 | 68420.8798 | 8238.872 | 29659.7019 | Distributed from 923 Generation And Fuel | 1979
6443 | 2022 | HI | Maalaea | 6504 | 11 |  | OP | IC | DFO | 12.5 | 0.174 | 19005.952 | 68420.8798 | 8238.872 | 29659.7019 | Distributed from 923 Generation And Fuel | 1980
6444 | 2022 | HI | Maalaea | 6504 | 12 |  | OP | IC | DFO | 12.5 | 0.174 | 19005.952 | 68420.8798 | 8238.872 | 29659.7019 | Distributed from 923 Generation And Fuel | 1988
6445 | 2022 | HI | Maalaea | 6504 | 13 |  | OP | IC | DFO | 12.5 | 0.174 | 19005.952 | 68420.8798 | 8238.872 | 29659.7019 | Distributed from 923 Generation And Fuel | 1989
6446 | 2022 | HI | Maalaea | 6504 | 14 |  | OP | CT | DFO | 23.6 | 0.421 | 87082 | 313492.6921 | 34660 | 124775.0018 | EIA-923 Generator File | 1992
6447 | 2022 | HI | Maalaea | 6504 | 15 | 2 | OP | CA | DFO | 18 | 0.4 | 63061 | 227017.7839 | 23605 | 84977.3202 | EIA-923 Generator File | 1993
6448 | 2022 | HI | Maalaea | 6504 | 16 |  | OP | CT | DFO | 23.6 | 0.44 | 90964 | 327467.7803 | 34362 | 123702.2104 | EIA-923 Generator File | 1993
6449 | 2022 | HI | Maalaea | 6504 | 17 |  | OP | CT | DFO | 25 | 0.381 | 83414 | 300287.9977 | 38259 | 137731.2981 | EIA-923 Generator File | 1998
6450 | 2022 | HI | Maalaea | 6504 | 18 | 2 | OP | CA | DFO | 18 | 0.417 | 65819 | 236946.5044 | 27749 | 99895.6008 | EIA-923 Generator File | 2006
6451 | 2022 | HI | Maalaea | 6504 | 19 |  | OP | CT | DFO | 25 | 0.614 | 134399 | 483832.5293 | 52286 | 188228.0942 | EIA-923 Generator File | 2000
6452 | 2022 | HI | Maalaea | 6504 | 2 |  | OP | IC | DFO | 2.6 | 0.174 | 3953.238 | 14231.5429 | 1713.685 | 6169.2166 | Distributed from 923 Generation And Fuel | 1972
6453 | 2022 | HI | Maalaea | 6504 | 3 |  | OP | IC | DFO | 2.6 | 0.174 | 3953.238 | 14231.5429 | 1713.685 | 6169.2166 | Distributed from 923 Generation And Fuel | 1972
6454 | 2022 | HI | Maalaea | 6504 | 4 |  | OP | IC | DFO | 5.6 | 0.174 | 8514.667 | 30652.556 | 3691.014 | 13287.5441 | Distributed from 923 Generation And Fuel | 1973
6455 | 2022 | HI | Maalaea | 6504 | 5 |  | OP | IC | DFO | 5.6 | 0.174 | 8514.667 | 30652.556 | 3691.014 | 13287.5441 | Distributed from 923 Generation And Fuel | 1973
6456 | 2022 | HI | Maalaea | 6504 | 6 |  | OP | IC | DFO | 5.6 | 0.174 | 8514.667 | 30652.556 | 3691.014 | 13287.5441 | Distributed from 923 Generation And Fuel | 1975
6457 | 2022 | HI | Maalaea | 6504 | 7 |  | OP | IC | DFO | 5.6 | 0.174 | 8514.667 | 30652.556 | 3691.014 | 13287.5441 | Distributed from 923 Generation And Fuel | 1975
6458 | 2022 | HI | Maalaea | 6504 | 8 |  | OP | IC | DFO | 5.6 | 0.174 | 8514.667 | 30652.556 | 3691.014 | 13287.5441 | Distributed from 923 Generation And Fuel | 1977
6459 | 2022 | HI | Maalaea | 6504 | 9 |  | OP | IC | DFO | 5.6 | 0.174 | 8514.667 | 30652.556 | 3691.014 | 13287.5441 | Distributed from 923 Generation And Fuel | 1978
6460 | 2022 | HI | Maalaea | 6504 | X1 |  | OP | IC | DFO | 2.6 | 0.174 | 3953.238 | 14231.5429 | 1713.685 | 6169.2166 | Distributed from 923 Generation And Fuel | 1987
6461 | 2022 | HI | Maalaea | 6504 | X2 |  | OP | IC | DFO | 2.6 | 0.174 | 3953.238 | 14231.5429 | 1713.685 | 6169.2166 | Distributed from 923 Generation And Fuel | 1987
6462 | 2022 | HI | Mauka FIT One | 58662 | 3501 |  | OP | PV | SUN | 3.5 | 0.168 | 5155 | 18557.8515 | 2385 | 8585.9313 | Distributed from 923 Generation And Fuel | 2020
6463 | 2022 | HI | Miki Basin | 7264 | LL1 |  | OP | IC | DFO | 1 | 0.397 | 3478.462 | 12522.363 | 1424.135 | 5126.845 | Distributed from 923 Generation And Fuel | 1990
6464 | 2022 | HI | Miki Basin | 7264 | LL2 |  | OP | IC | DFO | 1 | 0.397 | 3478.462 | 12522.363 | 1424.135 | 5126.845 | Distributed from 923 Generation And Fuel | 1990
6465 | 2022 | HI | Miki Basin | 7264 | LL3 |  | OP | IC | DFO | 1 | 0.397 | 3478.462 | 12522.363 | 1424.135 | 5126.845 | Distributed from 923 Generation And Fuel | 1990
6466 | 2022 | HI | Miki Basin | 7264 | LL4 |  | OP | IC | DFO | 1 | 0.397 | 3478.462 | 12522.363 | 1424.135 | 5126.845 | Distributed from 923 Generation And Fuel | 1990
6467 | 2022 | HI | Miki Basin | 7264 | LL5 |  | OP | IC | DFO | 1 | 0.397 | 3478.462 | 12522.363 | 1424.135 | 5126.845 | Distributed from 923 Generation And Fuel | 1990
6468 | 2022 | HI | Miki Basin | 7264 | LL6 |  | OP | IC | DFO | 1 | 0.397 | 3478.462 | 12522.363 | 1424.135 | 5126.845 | Distributed from 923 Generation And Fuel | 1990
6469 | 2022 | HI | Miki Basin | 7264 | LL7 |  | OP | IC | DFO | 2.2 | 0.397 | 7652.615 | 27549.1936 | 3133.096 | 11279.0554 | Distributed from 923 Generation And Fuel | 1996
6470 | 2022 | HI | Miki Basin | 7264 | LL8 |  | OP | IC | DFO | 2.2 | 0.397 | 7652.615 | 27549.1936 | 3133.096 | 11279.0554 | Distributed from 923 Generation And Fuel | 1996
6471 | 2022 | HI | Mililani South Solar Farm | 57242 | 1 |  | OP | PV | SUN | 39 | 0.108 | 36806 | 132500.54 | 10357 | 37284.9017 | Distributed from 923 Generation And Fuel | 2022
6472 | 2022 | HI | Mililani South Solar Farm | 57242 | 2 |  | OP | BA | MWH | 39 | 0 | 0 | 0 | 0 | 0 | Distributed from 923 Generation And Fuel | 2022
6473 | 2022 | HI | Na Pua Makani Wind Project | 58837 | WT1 |  | OP | WT | WND | 27.6 | 0.365 | 88284 | 317819.8574 | 43003 | 154809.5615 | Distributed from 923 Generation And Fuel | 2020
6474 | 2022 | HI | Paia Hydroelectric Plant | 58277 | PAH1 |  | OS | HY | WAT | 1.3 |  | GENYRONL: 1912
6475 | 2022 | HI | Pakini Nui Wind Farm | 56378 | 1 |  | OP | WT | WND | 21 | 0.579 | 106436 | 383166.5347 | 50817 | 182939.7365 | Distributed from 923 Generation And Fuel | 2007
6476 | 2022 | HI | Palaau Power Hybrid | 792 | 15 |  | OA | GT | DFO | 2.5 | 0 | 0 | 0 | 0 | 0 | Distributed from 923 Generation And Fuel | 1982
6477 | 2022 | HI | Palaau Power Hybrid | 792 | 7 |  | OP | IC | DFO | 2.2 | 0.287 | 5538.937 | 19940.0137 | 2267.746 | 8163.8203 | Distributed from 923 Generation And Fuel | 1996
6478 | 2022 | HI | Palaau Power Hybrid | 792 | 8 |  | OP | IC | DFO | 2.2 | 0.287 | 5538.937 | 19940.0137 | 2267.746 | 8163.8203 | Distributed from 923 Generation And Fuel | 1996
6479 | 2022 | HI | Palaau Power Hybrid | 792 | 9 |  | OP | IC | DFO | 2.2 | 0.287 | 5538.937 | 19940.0137 | 2267.746 | 8163.8203 | Distributed from 923 Generation And Fuel | 1996
6480 | 2022 | HI | Palaau Power Hybrid | 792 | BAT1 |  | OP | BA | MWH | 2 | 0 | 0 | 0 | 0 | 0 | Distributed from 923 Generation And Fuel | 2017
6481 | 2022 | HI | Palaau Power Hybrid | 792 | CAT1 |  | OP | IC | DFO | 1.2 | 0.287 | 3021.238 | 10876.3698 | 1236.952 | 4452.9916 | Distributed from 923 Generation And Fuel | 1985
6482 | 2022 | HI | Palaau Power Hybrid | 792 | CAT2 |  | OP | IC | DFO | 1.2 | 0.287 | 3021.238 | 10876.3698 | 1236.952 | 4452.9916 | Distributed from 923 Generation And Fuel | 1985
6483 | 2022 | HI | Palaau Power Hybrid | 792 | CUM3 |  | OP | IC | DFO | 0.9 | 0.287 | 2265.929 | 8157.2791 | 927.714 | 3339.7437 | Distributed from 923 Generation And Fuel | 1985
6484 | 2022 | HI | Palaau Power Hybrid | 792 | CUM4 |  | OP | IC | DFO | 0.9 | 0.287 | 2265.929 | 8157.2791 | 927.714 | 3339.7437 | Distributed from 923 Generation And Fuel | 1985
6485 | 2022 | HI | Palaau Power Hybrid | 792 | CUM5 |  | OP | IC | DFO | 0.9 | 0.287 | 2265.929 | 8157.2791 | 927.714 | 3339.7437 | Distributed from 923 Generation And Fuel | 1985
6486 | 2022 | HI | Palaau Power Hybrid | 792 | CUM6 |  | OP | IC | DFO | 0.9 | 0.287 | 2265.929 | 8157.2791 | 927.714 | 3339.7437 | Distributed from 923 Generation And Fuel | 1991
6487 | 2022 | HI | Pearl City Peninsula Solar Park | 58676 | PCPPV |  | OP | PV | SUN | 1 | 0.105 | 916 | 3297.5736 | 424 | 1526.3878 | Distributed from 923 Generation And Fuel | 2012
6488 | 2022 | HI | Port Allen (HI) | 6474 | 3 |  | OP | IC | DFO | 2.7 | 0.101 | 2389.413 | 8601.818 | 1237.529 | 4455.0688 | Distributed from 923 Generation And Fuel | 1968
6489 | 2022 | HI | Port Allen (HI) | 6474 | 4 |  | OP | IC | DFO | 2.7 | 0.101 | 2389.413 | 8601.818 | 1237.529 | 4455.0688 | Distributed from 923 Generation And Fuel | 1968
6490 | 2022 | HI | Port Allen (HI) | 6474 | 5 |  | OP | IC | DFO | 2.7 | 0.101 | 2389.413 | 8601.818 | 1237.529 | 4455.0688 | Distributed from 923 Generation And Fuel | 1968
6491 | 2022 | HI | Port Allen (HI) | 6474 | 8 |  | OP | IC | DFO | 8.6 | 0.101 | 7610.723 | 27398.3836 | 3941.759 | 14190.2189 | Distributed from 923 Generation And Fuel | 1991
6492 | 2022 | HI | Port Allen (HI) | 6474 | 9 |  | OP | IC | DFO | 8.6 | 0.101 | 7610.723 | 27398.3836 | 3941.759 | 14190.2189 | Distributed from 923 Generation And Fuel | 1991
6493 | 2022 | HI | Port Allen (HI) | 6474 | D6 |  | OP | IC | DFO | 8.6 | 0.101 | 7610.723 | 27398.3836 | 3941.759 | 14190.2189 | Distributed from 923 Generation And Fuel | 1990
6494 | 2022 | HI | Port Allen (HI) | 6474 | D7 |  | OP | IC | DFO | 8.6 | 0.101 | 7610.723 | 27398.3836 | 3941.759 | 14190.2189 | Distributed from 923 Generation And Fuel | 1990
6495 | 2022 | HI | Port Allen (HI) | 6474 | GT1 |  | OP | GT | DFO | 19.2 | 0.002 | 304.967 | 1097.8724 | 252.279 | 908.1971 | Distributed from 923 Generation And Fuel | 1973
6496 | 2022 | HI | Port Allen (HI) | 6474 | GT2 |  | OP | GT | DFO | 23.8 | 0.002 | 378.033 | 1360.9079 | 312.721 | 1125.7866 | Distributed from 923 Generation And Fuel | 1977
6497 | 2022 | HI | Port Allen (HI) | 6474 | IC1 |  | OP | IC | DFO | 2 | 0.101 | 1769.935 | 6371.715 | 916.688 | 3300.0504 | Distributed from 923 Generation And Fuel | 1964
6498 | 2022 | HI | Port Allen (HI) | 6474 | IC2 |  | OP | IC | DFO | 2 | 0.101 | 1769.935 | 6371.715 | 916.688 | 3300.0504 | Distributed from 923 Generation And Fuel | 1964
6499 | 2022 | HI | Port Allen Solar | 58549 | 1 |  | OP | PV | SUN | 6 | 0.216 | 11334 | 40802.0736 | 5244 | 18878.249 | Distributed from 923 Generation And Fuel | 2012
6500 | 2022 | HI | Puna | 7130 | 1 | 1 | OP | ST | RFO | 15.5 | 0 | 0 | 0 | 0 | 0 | EIA-923 Generator File | 1988
6501 | 2022 | HI | Puna | 7130 | 3 |  | OP | GT | DFO | 23.6 | 0.299 | 61898 | 222831.0174 | 25342 | 91230.4702 | Distributed from 923 Generation And Fuel | 1992
6502 | 2022 | HI | Puna Geothermal Venture I | 52028 | OEC11 |  | OP | ST | GEO | 3.5 | 0 | 0 | 0 | 0 | 0 | Distributed from 923 Generation And Fuel | 1992
6503 | 2022 | HI | Puna Geothermal Venture I | 52028 | OEC12 |  | OP | ST | GEO | 3.5 | 0 | 0 | 0 | 0 | 0 | Distributed from 923 Generation And Fuel | 1992
6504 | 2022 | HI | Puna Geothermal Venture I | 52028 | OEC13 |  | OP | ST | GEO | 3.5 | 0 | 0 | 0 | 0 | 0 | Distributed from 923 Generation And Fuel | 1992
6505 | 2022 | HI | Puna Geothermal Venture I | 52028 | OEC14 |  | OP | ST | GEO | 3.5 | 0 | 0 | 0 | 0 | 0 | Distributed from 923 Generation And Fuel | 1992
6506 | 2022 | HI | Puna Geothermal Venture I | 52028 | OEC15 |  | OP | ST | GEO | 3.5 | 0 | 0 | 0 | 0 | 0 | Distributed from 923 Generation And Fuel | 1992
6507 | 2022 | HI | Puna Geothermal Venture I | 52028 | OEC21 |  | OP | ST | GEO | 3.5 | 0 | 0 | 0 | 0 | 0 | Distributed from 923 Generation And Fuel | 1992
6508 | 2022 | HI | Puna Geothermal Venture I | 52028 | OEC22 |  | OP | ST | GEO | 3.5 | 0 | 0 | 0 | 0 | 0 | Distributed from 923 Generation And Fuel | 1992
6509 | 2022 | HI | Puna Geothermal Venture I | 52028 | OEC23 |  | OP | ST | GEO | 3.5 | 0 | 0 | 0 | 0 | 0 | Distributed from 923 Generation And Fuel | 1992
6510 | 2022 | HI | Puna Geothermal Venture I | 52028 | OEC24 |  | OP | ST | GEO | 3.5 | 0 | 0 | 0 | 0 | 0 | Distributed from 923 Generation And Fuel | 1992
6511 | 2022 | HI | Puna Geothermal Venture I | 52028 | OEC25 |  | OP | ST | GEO | 3.5 | 0 | 0 | 0 | 0 | 0 | Distributed from 923 Generation And Fuel | 1992
6512 | 2022 | HI | Puna Geothermal Venture I | 52028 | OEC31 |  | OP | BT | GEO | 8 | 1.486 | 104173 | 375019.7998 | 43057 | 155003.96 | Distributed from 923 Generation And Fuel | 2012
6513 | 2022 | HI | Puna Geothermal Venture I | 52028 | OEC32 |  | OP | BT | GEO | 8 | 1.486 | 104173 | 375019.7998 | 43057 | 155003.96 | Distributed from 923 Generation And Fuel | 2012
6514 | 2022 | HI | Puueo | 771 | 1 |  | OP | HY | WAT | 0.7 | 0.225 | 1376.968 | 4957.0451 | 549.839 | 1979.4046 | Distributed from 923 Generation And Fuel | 1918
6515 | 2022 | HI | Puueo | 771 | 2A |  | OP | HY | WAT | 2.4 | 0.225 | 4721.032 | 16995.5792 | 1885.161 | 6786.5253 | Distributed from 923 Generation And Fuel | 2005
6516 | 2022 | HI | Schofield Generating Station | 60328 | S1 |  | OP | IC | OBL | 8.4 | 0.034 | 2484.667 | 8944.7296 | 1119.167 | 4028.969 | Distributed from 923 Generation And Fuel | 2018
6517 | 2022 | HI | Schofield Generating Station | 60328 | S2 |  | OP | IC | OBL | 8.4 | 0.034 | 2484.667 | 8944.7296 | 1119.167 | 4028.969 | Distributed from 923 Generation And Fuel | 2018
6518 | 2022 | HI | Schofield Generating Station | 60328 | S3 |  | OP | IC | OBL | 8.4 | 0.034 | 2484.667 | 8944.7296 | 1119.167 | 4028.969 | Distributed from 923 Generation And Fuel | 2018
6519 | 2022 | HI | Schofield Generating Station | 60328 | S4 |  | OP | IC | OBL | 8.4 | 0.034 | 2484.667 | 8944.7296 | 1119.167 | 4028.969 | Distributed from 923 Generation And Fuel | 2018
6520 | 2022 | HI | Schofield Generating Station | 60328 | S5 |  | OP | IC | OBL | 8.4 | 0.034 | 2484.667 | 8944.7296 | 1119.167 | 4028.969 | Distributed from 923 Generation And Fuel | 2018
6521 | 2022 | HI | Schofield Generating Station | 60328 | S6 |  | OP | IC | OBL | 8.4 | 0.034 | 2484.667 | 8944.7296 | 1119.167 | 4028.969 | Distributed from 923 Generation And Fuel | 2018
6522 | 2022 | HI | Tesoro Hawaii | 10093 | GEN1 |  | OP | GT | WO | 20 | 0.892 | 156218 | 562380.301 | 69090 | 248722.0102 | Distributed from 923 Generation And Fuel | 1982
6523 | 2022 | HI | W H Hill | 772 | 5 | 1 | OP | ST | RFO | 14.1 | 0.466 | 57563 | 207225.1422 | 19786 | 71229.0302 | EIA-923 Generator File | 1965
6524 | 2022 | HI | W H Hill | 772 | 6 | 1 | OP | ST | RFO | 23 | 0.558 | 112463 | 404863.5611 | 39610 | 142594.8592 | EIA-923 Generator File | 1974
6525 | 2022 | HI | Waiau | 766 | W10 |  | OP | GT | DFO | 51.3 | 0.044 | 19553 | 70390.2369 | 7333.5 | 26400.3888 | Distributed from 923 Generation And Fuel | 1973
6526 | 2022 | HI | Waiau | 766 | W3 | 1 | OP | ST | RFO | 50 | 0.015 | 6550 | 23579.8114 | 1747 | 6289.1497 | EIA-923 Generator File | 1947
6527 | 2022 | HI | Waiau | 766 | W4 | 1 | OP | ST | RFO | 50 | 0.051 | 22505 | 81017.3519 | 8319 | 29948.1604 | EIA-923 Generator File | 1950
6528 | 2022 | HI | Waiau | 766 | W5 | 1 | OP | ST | RFO | 54.4 | 0.153 | 72705 | 261735.9061 | 36300 | 130678.9546 | EIA-923 Generator File | 1959
6529 | 2022 | HI | Waiau | 766 | W6 | 1 | OP | ST | RFO | 54.4 | 0.276 | 131609 | 473788.6097 | 56061 | 201817.9855 | EIA-923 Generator File | 1961
6530 | 2022 | HI | Waiau | 766 | W7 | 1 | OP | ST | RFO | 81.6 | 0.611 | 437026 | 1573281.0138 | 206780 | 744402.0448 | EIA-923 Generator File | 1966
6531 | 2022 | HI | Waiau | 766 | W8 | 1 | OP | ST | RFO | 81.6 | 0.273 | 195320 | 703146.3748 | 3439 | 12380.301 | EIA-923 Generator File | 1968
6532 | 2022 | HI | Waiau | 766 | W9 |  | OP | GT | DFO | 51.3 | 0.044 | 19553 | 70390.2369 | 7333.5 | 26400.3888 | Distributed from 923 Generation And Fuel | 1973
6533 | 2022 | HI | Waiau Hydro | 774 | 1 |  | OP | HY | WAT | 0.7 | 0 | 0 | 0 | 0 | 0 | Distributed from 923 Generation And Fuel | 1921
6534 | 2022 | HI | Waiau Hydro | 774 | 2 |  | OP | HY | WAT | 0.3 | 0 | 0 | 0 | 0 | 0 | Distributed from 923 Generation And Fuel | 1928
6535 | 2022 | HI | Waihonu North Solar | 58655 | INV-1 |  | OP | PV | SUN | 0.5 | 0.187 | 818.1 | 2945.1364 | 378.5 | 1362.5891 | Distributed from 923 Generation And Fuel | 2016
6536 | 2022 | HI | Waihonu North Solar | 58655 | INV-2 |  | OP | PV | SUN | 0.5 | 0.187 | 818.1 | 2945.1364 | 378.5 | 1362.5891 | Distributed from 923 Generation And Fuel | 2016
6537 | 2022 | HI | Waihonu North Solar | 58655 | INV-3 |  | OP | PV | SUN | 0.5 | 0.187 | 818.1 | 2945.1364 | 378.5 | 1362.5891 | Distributed from 923 Generation And Fuel | 2016
6538 | 2022 | HI | Waihonu North Solar | 58655 | INV-4 |  | OP | PV | SUN | 0.5 | 0.187 | 818.1 | 2945.1364 | 378.5 | 1362.5891 | Distributed from 923 Generation And Fuel | 2016
6539 | 2022 | HI | Waihonu North Solar | 58655 | INV-5 |  | OP | PV | SUN | 0.5 | 0.187 | 818.1 | 2945.1364 | 378.5 | 1362.5891 | Distributed from 923 Generation And Fuel | 2016
6540 | 2022 | HI | Waihonu North Solar | 58655 | INV-6 |  | OP | PV | SUN | 0.5 | 0.187 | 818.1 | 2945.1364 | 378.5 | 1362.5891 | Distributed from 923 Generation And Fuel | 2016
6541 | 2022 | HI | Waihonu North Solar | 58655 | INV-7 |  | OP | PV | SUN | 0.5 | 0.187 | 818.1 | 2945.1364 | 378.5 | 1362.5891 | Distributed from 923 Generation And Fuel | 2016
6542 | 2022 | HI | Waihonu North Solar | 58655 | INV-8 |  | OP | PV | SUN | 0.5 | 0.187 | 818.1 | 2945.1364 | 378.5 | 1362.5891 | Distributed from 923 Generation And Fuel | 2016
6543 | 2022 | HI | Waihonu North Solar | 58655 | INV-9 |  | OP | PV | SUN | 0.5 | 0.187 | 818.1 | 2945.1364 | 378.5 | 1362.5891 | Distributed from 923 Generation And Fuel | 2016
6544 | 2022 | HI | Waihonu North Solar | 58655 | INV10 |  | OP | PV | SUN | 0.5 | 0.187 | 818.1 | 2945.1364 | 378.5 | 1362.5891 | Distributed from 923 Generation And Fuel | 2016
6545 | 2022 | HI | Waihonu South Solar | 58656 | INV-1 |  | OP | PV | SUN | 0.5 | 0.202 | 884.333 | 3183.5733 | 409 | 1472.3882 | Distributed from 923 Generation And Fuel | 2016
6546 | 2022 | HI | Waihonu South Solar | 58656 | INV-2 |  | OP | PV | SUN | 0.5 | 0.202 | 884.333 | 3183.5733 | 409 | 1472.3882 | Distributed from 923 Generation And Fuel | 2016
6547 | 2022 | HI | Waihonu South Solar | 58656 | INV-3 |  | OP | PV | SUN | 0.5 | 0.202 | 884.333 | 3183.5733 | 409 | 1472.3882 | Distributed from 923 Generation And Fuel | 2016
6548 | 2022 | HI | Wailuku River Hydroelectric | 54827 | 8101 |  | OP | HY | WAT | 5.2 | 0.477 | 21708.5 | 78149.9748 | 9564.5 | 34431.9245 | Distributed from 923 Generation And Fuel | 1993
6549 | 2022 | HI | Wailuku River Hydroelectric | 54827 | 8102 |  | OP | HY | WAT | 5.2 | 0.477 | 21708.5 | 78149.9748 | 9564.5 | 34431.9245 | Distributed from 923 Generation And Fuel | 1993
6550 | 2022 | HI | Waimea | 768 | 12 |  | OP | IC | DFO | 2.5 | 0.033 | 712 | 2563.1795 | 291.667 | 1049.9928 | Distributed from 923 Generation And Fuel | 1970
6551 | 2022 | HI | Waimea | 768 | 13 |  | OP | IC | DFO | 2.5 | 0.033 | 712 | 2563.1795 | 291.667 | 1049.9928 | Distributed from 923 Generation And Fuel | 1972
6552 | 2022 | HI | Waimea | 768 | 14 |  | OP | IC | DFO | 2.5 | 0.033 | 712 | 2563.1795 | 291.667 | 1049.9928 | Distributed from 923 Generation And Fuel | 1972
6553 | 2022 | HI | Wainiha Hydro | 10413 | WAIA |  | OP | HY | WAT | 1.8 | 0.74 | 11663 | 41986.4641 | 5063 | 18226.6542 | Distributed from 923 Generation And Fuel | 1906
6554 | 2022 | HI | Wainiha Hydro | 10413 | WAIB |  | OP | HY | WAT | 1.8 | 0.74 | 11663 | 41986.4641 | 5063 | 18226.6542 | Distributed from 923 Generation And Fuel | 1910
6555 | 2022 | HI | Waipio Peninsula | 64190 | 82803 |  | OP | PV | SUN | 11 | 0.244 | 23505 | 84617.3231 | 10875 | 39149.6868 | Distributed from 923 Generation And Fuel | 2015
6556 | 2022 | HI | Waipio Solar | 60024 | WPO |  | OP | PV | SUN | 45.9 | 0.23 | 92628 | 333458.1323 | 44204 | 159133.1269 | Distributed from 923 Generation And Fuel | 2019
6557 | 2022 | HI | West Loch Solar One | 61987 | WLS1 |  | OP | PV | SUN | 20 | 0.218 | 38233 | 137637.6989 | 17689 | 63679.8906 | Distributed from 923 Generation And Fuel | 2019
6558 | 2022 | IA | Adair Wind Farm | 56810 | AWF |  | OP | WT | WND | 174.8 | 0.387 | 593068 | 2135027.7198 | 186344 | 670833.0333 | Distributed from 923 Generation And Fuel | 2008
6559 | 2022 | IA | Adams Wind | 59637 | ADWF |  | OP | WT | WND | 4.7 | 0.377 | 15517.767 | 55863.5143 | 4875.725 | 17552.4696 | Distributed from 923 Generation And Fuel | 2015
6560 | 2022 | IA | Adams Wind | 59637 | ADWF2 |  | OP | WT | WND | 43.3 | 0.377 | 142961.559 | 514657.4951 | 44918.909 | 161706.7787 | Distributed from 923 Generation And Fuel | 2015
6561 | 2022 | IA | Adams Wind | 59637 | ADWF3 |  | OP | WT | WND | 58 | 0.377 | 191495.852 | 689379.5522 | 60168.516 | 216604.9248 | Distributed from 923 Generation And Fuel | 2015
6562 | 2022 | IA | Adams Wind | 59637 | ADWF4 |  | OP | WT | WND | 48.3 | 0.377 | 159469.822 | 574086.7665 | 50105.85 | 180379.617 | Distributed from 923 Generation And Fuel | 2016
6563 | 2022 | IA | AgriReNew | 59181 | 00001 |  | OP | GT | OBG | 1 | 0.07 | 614 | 2210.3823 | 0 | 0 | Distributed from 923 Generation And Fuel | 2013
6564 | 2022 | IA | Algona | 1120 | 6 |  | OP | IC | DFO | 3.2 | 0.005 | 128.199 | 461.5127 | 63.801 | 229.6818 | Distributed from 923 Generation And Fuel | 1965
6565 | 2022 | IA | Algona | 1120 | 7 |  | OP | IC | DFO | 4.1 | 0.005 | 164.255 | 591.3133 | 81.745 | 294.2796 | Distributed from 923 Generation And Fuel | 1970
6566 | 2022 | IA | Algona | 1120 | 8 |  | OP | IC | DFO | 4.4 | 0.005 | 176.273 | 634.5777 | 87.727 | 315.8147 | Distributed from 923 Generation And Fuel | 1994
6567 | 2022 | IA | Algona | 1120 | 9 |  | OP | IC | DFO | 4.4 | 0.005 | 176.273 | 634.5777 | 87.727 | 315.8147 | Distributed from 923 Generation And Fuel | 1994
6568 | 2022 | IA | Allendorf | 56215 | A1 |  | OP | WT | WND | 1.2 | 0.033 | 351.724 | 1266.1963 | 110.483 | 397.7356 | Distributed from 923 Generation And Fuel | 1998
6569 | 2022 | IA | Allendorf | 56215 | ET |  | OP | WT | WND | 2 | 0.033 | 586.207 | 2110.3283 | 184.138 | 662.8915 | Distributed from 923 Generation And Fuel | 2020
6570 | 2022 | IA | Allendorf | 56215 | ST |  | OP | WT | WND | 0.6 | 0.033 | 175.862 | 633.0981 | 55.241 | 198.866 | Distributed from 923 Generation And Fuel | 1998
6571 | 2022 | IA | Allendorf | 56215 | WT |  | OP | WT | WND | 2 | 0.033 | 586.207 | 2110.3283 | 184.138 | 662.8915 | Distributed from 923 Generation And Fuel | 2003
6572 | 2022 | IA | Alliant SBD 8601 Quad Graphics | 54720 | 2736 |  | OS | IC | DFO | 1.5 | 0 | 0 | 0 | 0 | 0 | Distributed from 923 Generation And Fuel | 1986
6573 | 2022 | IA | Alliant SBD 8601 Quad Graphics | 54720 | 3489 |  | OS | IC | DFO | 1 | 0 | 0 | 0 | 0 | 0 | Distributed from 923 Generation And Fuel | 1991
6574 | 2022 | IA | Alliant SBD 8601 Quad Graphics | 54720 | 7164 |  | OS | IC | DFO | 1.1 | 0 | 0 | 0 | 0 | 0 | Distributed from 923 Generation And Fuel | 1996
6575 | 2022 | IA | Alliant SBD 8602 Marion Sub | 54716 | 1536 |  | SB | IC | DFO | 1.5 | 0.001 | 7.875 | 28.3498 | 3.781 | 13.6115 | Data from EIA-923 Generator File overwritten with distributed data from EIA-923 Generation and Fuel | 1986
6576 | 2022 | IA | Alliant SBD 8602 Marion Sub | 54716 | 2734 |  | SB | IC | DFO | 1.5 | 0.001 | 7.875 | 28.3498 | 3.781 | 13.6115 | Data from EIA-923 Generator File overwritten with distributed data from EIA-923 Generation and Fuel | 1986
6577 | 2022 | IA | Alliant SBD 8602 Marion Sub | 54716 | 2741 |  | SB | IC | DFO | 1.1 | 0.001 | 5.775 | 20.7898 | 2.773 | 9.9827 | Data from EIA-923 Generator File overwritten with distributed data from EIA-923 Generation and Fuel | 1986
6578 | 2022 | IA | Alliant SBD 8602 Marion Sub | 54716 | 2785 |  | SB | IC | DFO | 1.5 | 0.001 | 7.875 | 28.3498 | 3.781 | 13.6115 | Data from EIA-923 Generator File overwritten with distributed data from EIA-923 Generation and Fuel | 1986
6579 | 2022 | IA | Alliant SBD 9106 Rockwell CR | 54717 | 2671 |  | SB | IC | DFO | 1.6 | 0.002 | 21.756 | 78.321 | 10.446 | 37.6053 | Data from EIA-923 Generator File overwritten with distributed data from EIA-923 Generation and Fuel | 1992
6580 | 2022 | IA | Alliant SBD 9106 Rockwell CR | 54717 | 2672 |  | SB | IC | DFO | 1.6 | 0.002 | 21.756 | 78.321 | 10.446 | 37.6053 | Data from EIA-923 Generator File overwritten with distributed data from EIA-923 Generation and Fuel | 1992
6581 | 2022 | IA | Alliant SBD 9106 Rockwell CR | 54717 | 2675 |  | SB | IC | DFO | 1.6 | 0.002 | 21.756 | 78.321 | 10.446 | 37.6053 | Data from EIA-923 Generator File overwritten with distributed data from EIA-923 Generation and Fuel | 1992
6582 | 2022 | IA | Alliant SBD 9106 Rockwell CR | 54717 | 2678 |  | SB | IC | DFO | 1.6 | 0.002 | 21.756 | 78.321 | 10.446 | 37.6053 | Data from EIA-923 Generator File overwritten with distributed data from EIA-923 Generation and Fuel | 1992
6583 | 2022 | IA | Alliant SBD 9106 Rockwell CR | 54717 | 2679 |  | SB | IC | DFO | 1.6 | 0.002 | 21.756 | 78.321 | 10.446 | 37.6053 | Data from EIA-923 Generator File overwritten with distributed data from EIA-923 Generation and Fuel | 1992
6584 | 2022 | IA | Alliant SBD 9106 Rockwell CR | 54717 | 2682 |  | SB | IC | DFO | 1.6 | 0.002 | 21.756 | 78.321 | 10.446 | 37.6053 | Data from EIA-923 Generator File overwritten with distributed data from EIA-923 Generation and Fuel | 1992
6585 | 2022 | IA | Alliant SBD 9106 Rockwell CR | 54717 | 2683 |  | SB | IC | DFO | 1.6 | 0.002 | 21.756 | 78.321 | 10.446 | 37.6053 | Data from EIA-923 Generator File overwritten with distributed data from EIA-923 Generation and Fuel | 1992
6586 | 2022 | IA | Alliant SBD 9106 Rockwell CR | 54717 | 2684 |  | SB | IC | DFO | 1.6 | 0.002 | 21.756 | 78.321 | 10.446 | 37.6053 | Data from EIA-923 Generator File overwritten with distributed data from EIA-923 Generation and Fuel | 1992
6587 | 2022 | IA | Alliant SBD 9106 Rockwell CR | 54717 | 2685 |  | SB | IC | DFO | 1.6 | 0.002 | 21.756 | 78.321 | 10.446 | 37.6053 | Data from EIA-923 Generator File overwritten with distributed data from EIA-923 Generation and Fuel | 1992
6588 | 2022 | IA | Alliant SBD 9106 Rockwell CR | 54717 | 2690 |  | SB | IC | DFO | 1.6 | 0.002 | 21.756 | 78.321 | 10.446 | 37.6053 | Data from EIA-923 Generator File overwritten with distributed data from EIA-923 Generation and Fuel | 1992
6589 | 2022 | IA | Alliant SBD 9107 JBS USA | 54715 | 2665 |  | SB | IC | DFO | 1.6 | 0.001 | 7.427 | 26.737 | 3.989 | 14.3603 | Data from EIA-923 Generator File overwritten with distributed data from EIA-923 Generation and Fuel | 1992
6590 | 2022 | IA | Alliant SBD 9107 JBS USA | 54715 | 2688 |  | SB | IC | DFO | 1.6 | 0.001 | 7.427 | 26.737 | 3.989 | 14.3603 | Data from EIA-923 Generator File overwritten with distributed data from EIA-923 Generation and Fuel | 1992
6591 | 2022 | IA | Alliant SBD 9107 JBS USA | 54715 | 2689 |  | SB | IC | DFO | 1.6 | 0.001 | 7.427 | 26.737 | 3.989 | 14.3603 | Data from EIA-923 Generator File overwritten with distributed data from EIA-923 Generation and Fuel | 1992
6592 | 2022 | IA | Alliant SBD 9107 JBS USA | 54715 | 4644 |  | SB | IC | DFO | 1.6 | 0.001 | 7.427 | 26.737 | 3.989 | 14.3603 | Data from EIA-923 Generator File overwritten with distributed data from EIA-923 Generation and Fuel | 1994
6593 | 2022 | IA | Alliant SBD 9107 JBS USA | 54715 | 4658 |  | SB | IC | DFO | 1.6 | 0.001 | 7.427 | 26.737 | 3.989 | 14.3603 | Data from EIA-923 Generator File overwritten with distributed data from EIA-923 Generation and Fuel | 1996
6594 | 2022 | IA | Alliant SBD 9107 JBS USA | 54715 | 4659 |  | SB | IC | DFO | 1.6 | 0.001 | 7.427 | 26.737 | 3.989 | 14.3603 | Data from EIA-923 Generator File overwritten with distributed data from EIA-923 Generation and Fuel | 1998
6595 | 2022 | IA | Alliant SBD 9107 JBS USA | 54715 | 4660 |  | SB | IC | DFO | 1.8 | 0.001 | 8.356 | 30.0814 | 4.487 | 16.1531 | Data from EIA-923 Generator File overwritten with distributed data from EIA-923 Generation and Fuel | 2000
6596 | 2022 | IA | Alliant SBD 9201 Norplex | 54712 | 0002 |  | SB | IC | DFO | 1 | 0.005 | 44.762 | 161.1419 | 28.571 | 102.8548 | Distributed from 923 Generation And Fuel | 2014
6597 | 2022 | IA | Alliant SBD 9201 Norplex | 54712 | 0044 |  | SB | IC | DFO | 1.1 | 0.005 | 49.238 | 177.2554 | 31.429 | 113.1435 | Distributed from 923 Generation And Fuel | 1988
6598 | 2022 | IA | Alliant SBD 9203 Profol | 54719 | 6916 |  | SB | IC | DFO | 1.8 | 0.003 | 49.449 | 178.015 | 35.306 | 127.1006 | Data from EIA-923 Generator File overwritten with distributed data from EIA-923 Generation and Fuel | 1996
6599 | 2022 | IA | Alliant SBD 9203 Profol | 54719 | 6917 |  | SB | IC | DFO | 1.8 | 0.003 | 49.449 | 178.015 | 35.306 | 127.1006 | Data from EIA-923 Generator File overwritten with distributed data from EIA-923 Generation and Fuel | 2001
6600 | 2022 | IA | Alliant SBD 9203 Profol | 54719 | 6918 |  | OP | IC | DFO | 2 | 0.003 | 54.943 | 197.7932 | 39.229 | 141.2233 | Data from EIA-923 Generator File overwritten with distributed data from EIA-923 Generation and Fuel | 2012
6601 | 2022 | IA | Alliant SBD 9205 A Y McDonald | 54710 | 0001 |  | SB | IC | DFO | 1.5 | 0 | 6.533 | 23.5186 | 3.137 | 11.2931 | Data from EIA-923 Generator File overwritten with distributed data from EIA-923 Generation and Fuel | 1993
6602 | 2022 | IA | Alliant SBD 9205 A Y McDonald | 54710 | 0002 |  | SB | IC | DFO | 1.6 | 0 | 6.969 | 25.0882 | 3.346 | 12.0455 | Data from EIA-923 Generator File overwritten with distributed data from EIA-923 Generation and Fuel | 1990
6603 | 2022 | IA | Alliant SBD 9205 A Y McDonald | 54710 | 0003 |  | SB | IC | DFO | 0.5 | 0 | 2.178 | 7.8407 | 1.046 | 3.7656 | Data from EIA-923 Generator File overwritten with distributed data from EIA-923 Generation and Fuel | 2016
6604 | 2022 | IA | Alliant SBD 9206 Donaldson | 54718 | 4632 |  | SB | IC | DFO | 1.6 | 0 | 5.88 | 21.1678 | 2.822 | 10.1591 | Data from EIA-923 Generator File overwritten with distributed data from EIA-923 Generation and Fuel | 1995
6605 | 2022 | IA | Alliant SBD 9301 Prairie Farms | 54735 | 0079 |  | SB | IC | DFO | 1.8 | 0.001 | 18.648 | 67.1323 | 8.953 | 32.2305 | Data from EIA-923 Generator File overwritten with distributed data from EIA-923 Generation and Fuel | 1993
6606 | 2022 | IA | Alliant SBD 9301 Prairie Farms | 54735 | 0080 |  | SB | IC | DFO | 1.1 | 0.001 | 11.396 | 41.0253 | 5.471 | 19.6954 | Data from EIA-923 Generator File overwritten with distributed data from EIA-923 Generation and Fuel | 1998
6607 | 2022 | IA | Alliant SBD 9301 Prairie Farms | 54735 | 0081 |  | SB | IC | DFO | 0.6 | 0.001 | 6.216 | 22.3774 | 2.984 | 10.7423 | Data from EIA-923 Generator File overwritten with distributed data from EIA-923 Generation and Fuel | 2019
6608 | 2022 | IA | Alliant SBD 9403 Aegon DC | 54929 | 6111 |  | SB | IC | DFO | 1.1 | 0.001 | 4.996 | 17.9855 | 2.399 | 8.6363 | Data from EIA-923 Generator File overwritten with distributed data from EIA-923 Generation and Fuel | 1995
6609 | 2022 | IA | Alliant SBD 9403 Aegon DC | 54929 | 6112 |  | SB | IC | DFO | 1.5 | 0.001 | 6.812 | 24.523 | 3.271 | 11.7755 | Data from EIA-923 Generator File overwritten with distributed data from EIA-923 Generation and Fuel | 2003
6610 | 2022 | IA | Alliant SBD 9403 Aegon DC | 54929 | 6113 |  | SB | IC | DFO | 1.5 | 0.001 | 6.812 | 24.523 | 3.271 | 11.7755 | Data from EIA-923 Generator File overwritten with distributed data from EIA-923 Generation and Fuel | 2007
6611 | 2022 | IA | Alliant SBD 9502 Eaton | 54968 | 0385 |  | SB | IC | DFO | 1.8 | 0 | 0 | 0 | 0 | 0 | Distributed from 923 Generation And Fuel | 1995
6612 | 2022 | IA | Alliant SBD 9502 Eaton | 54968 | 0386 |  | SB | IC | DFO | 1.8 | 0 | 0 | 0 | 0 | 0 | Distributed from 923 Generation And Fuel | 1995
6613 | 2022 | IA | Alliant SBD 9502 Eaton | 54968 | 5824 |  | SB | IC | DFO | 1.8 | 0 | 0 | 0 | 0 | 0 | Distributed from 923 Generation And Fuel | 2000
6614 | 2022 | IA | Alliant SBD0201 Ingredion | 55996 | 01 |  | SB | IC | DFO | 1.8 | 0 | 7.808 | 28.1086 | 3.749 | 13.4963 | Data from EIA-923 Generator File overwritten with distributed data from EIA-923 Generation and Fuel | 2003
6615 | 2022 | IA | Alliant SBD0201 Ingredion | 55996 | 02 |  | SB | IC | DFO | 1.6 | 0 | 6.94 | 24.9838 | 3.332 | 11.9951 | Data from EIA-923 Generator File overwritten with distributed data from EIA-923 Generation and Fuel | 2003
6616 | 2022 | IA | Alliant SBD0201 Ingredion | 55996 | 03 |  | SB | IC | DFO | 1.6 | 0 | 6.94 | 24.9838 | 3.332 | 11.9951 | Data from EIA-923 Generator File overwritten with distributed data from EIA-923 Generation and Fuel | 2003
6617 | 2022 | IA | Alliant SBD0201 Ingredion | 55996 | 04 |  | SB | IC | DFO | 1.1 | 0 | 4.771 | 17.1755 | 2.291 | 8.2475 | Data from EIA-923 Generator File overwritten with distributed data from EIA-923 Generation and Fuel | 2003
6618 | 2022 | IA | Alliant SBG 9802 Toyota | 56073 | 01 |  | SB | IC | NG | 1 | 0.022 | 193 | 694.7944 | 110 | 395.9968 | Distributed from 923 Generation And Fuel | 1998
6619 | 2022 | IA | Alta Municipal Utilities | 1121 | 2A |  | SB | IC | DFO | 2 | 0.005 | 86.5 | 311.3975 | 41.5 | 149.3988 | Distributed from 923 Generation And Fuel | 2018
6620 | 2022 | IA | Alta Municipal Utilities | 1121 | 3A |  | SB | IC | DFO | 2 | 0.005 | 86.5 | 311.3975 | 41.5 | 149.3988 | Distributed from 923 Generation And Fuel | 2018
6621 | 2022 | IA | Amana Society Service Company | 61850 | IC1 |  | SB | IC | DFO | 1.8 | 0.004 | 70.417 | 253.4992 | 33.833 | 121.7978 | Distributed from 923 Generation And Fuel | 2001
6622 | 2022 | IA | Amana Society Service Company | 61850 | IC10 |  | SB | IC | DFO | 1.8 | 0.004 | 70.417 | 253.4992 | 33.833 | 121.7978 | Distributed from 923 Generation And Fuel | 2001
6623 | 2022 | IA | Amana Society Service Company | 61850 | IC11 |  | SB | IC | DFO | 1.8 | 0.004 | 70.417 | 253.4992 | 33.833 | 121.7978 | Distributed from 923 Generation And Fuel | 2001
6624 | 2022 | IA | Amana Society Service Company | 61850 | IC12 |  | SB | IC | DFO | 1.8 | 0.004 | 70.417 | 253.4992 | 33.833 | 121.7978 | Distributed from 923 Generation And Fuel | 2001
6625 | 2022 | IA | Amana Society Service Company | 61850 | IC2 |  | SB | IC | DFO | 1.8 | 0.004 | 70.417 | 253.4992 | 33.833 | 121.7978 | Distributed from 923 Generation And Fuel | 2001
6626 | 2022 | IA | Amana Society Service Company | 61850 | IC3 |  | SB | IC | DFO | 1.8 | 0.004 | 70.417 | 253.4992 | 33.833 | 121.7978 | Distributed from 923 Generation And Fuel | 2001
6627 | 2022 | IA | Amana Society Service Company | 61850 | IC4 |  | SB | IC | DFO | 1.8 | 0.004 | 70.417 | 253.4992 | 33.833 | 121.7978 | Distributed from 923 Generation And Fuel | 2001
6628 | 2022 | IA | Amana Society Service Company | 61850 | IC5 |  | SB | IC | DFO | 1.8 | 0.004 | 70.417 | 253.4992 | 33.833 | 121.7978 | Distributed from 923 Generation And Fuel | 2001
6629 | 2022 | IA | Amana Society Service Company | 61850 | IC6 |  | SB | IC | DFO | 1.8 | 0.004 | 70.417 | 253.4992 | 33.833 | 121.7978 | Distributed from 923 Generation And Fuel | 2001
6630 | 2022 | IA | Amana Society Service Company | 61850 | IC7 |  | SB | IC | DFO | 1.8 | 0.004 | 70.417 | 253.4992 | 33.833 | 121.7978 | Distributed from 923 Generation And Fuel | 2001
6631 | 2022 | IA | Amana Society Service Company | 61850 | IC8 |  | SB | IC | DFO | 1.8 | 0.004 | 70.417 | 253.4992 | 33.833 | 121.7978 | Distributed from 923 Generation And Fuel | 2001
6632 | 2022 | IA | Amana Society Service Company | 61850 | IC9 |  | SB | IC | DFO | 1.8 | 0.004 | 70.417 | 253.4992 | 33.833 | 121.7978 | Distributed from 923 Generation And Fuel | 2001
6633 | 2022 | IA | Ames Electric Services Power Plant | 1122 | 7 | 1 | OP | ST | NG | 37.5 | 0.151 | 49765 | 179152.5668 | 24116 | 86816.9055 | EIA-923 Generator File | 1968
6634 | 2022 | IA | Ames Electric Services Power Plant | 1122 | 8 | 1 | OP | ST | NG | 71.3 | 0.437 | 272659 | 981564.5475 | 125560 | 452012.3839 | EIA-923 Generator File | 1982
6635 | 2022 | IA | Ames GT | 6463 | GT1 |  | OP | GT | DFO | 21.3 | 0 | -82.818 | -298.1424 | -39.785 | -143.2249 | Distributed from 923 Generation And Fuel | 1972
6636 | 2022 | IA | Ames GT | 6463 | GT2 |  | OP | GT | DFO | 57.4 | 0 | -223.182 | -803.4488 | -107.215 | -385.9709 | Distributed from 923 Generation And Fuel | 2005
6637 | 2022 | IA | Anchor Wind, LLC | 58044 | GEN1 |  | OP | WT | WND | 6 | 0.17 | 8909 | 32072.1434 | 2799 | 10076.3194 | Distributed from 923 Generation And Fuel | 2012
6638 | 2022 | IA | Anderson Erickson | 56138 | 1 |  | OP | IC | DFO | 2 | 0.001 | 26 | 93.5993 | 12 | 43.1997 | Distributed from 923 Generation And Fuel | 2000
6639 | 2022 | IA | Anita | 1123 | 2 |  | OP | IC | DFO | 0.2 | 0.001 | 2.345 | 8.4419 | 1.103 | 3.9708 | Distributed from 923 Generation And Fuel | 1939
6640 | 2022 | IA | Anita | 1123 | 3 |  | OP | IC | DFO | 0.3 | 0.001 | 3.517 | 12.6611 | 1.655 | 5.958 | Distributed from 923 Generation And Fuel | 1951
6641 | 2022 | IA | Anita | 1123 | 4 |  | OP | IC | DFO | 0.2 | 0.001 | 2.345 | 8.4419 | 1.103 | 3.9708 | Distributed from 923 Generation And Fuel | 2000
6642 | 2022 | IA | Anita | 1123 | 5 |  | OP | IC | DFO | 0.2 | 0.001 | 2.345 | 8.4419 | 1.103 | 3.9708 | Distributed from 923 Generation And Fuel | 2000
6643 | 2022 | IA | Anita | 1123 | 6 |  | OP | IC | DFO | 2 | 0.001 | 23.448 | 84.4121 | 11.034 | 39.7221 | Distributed from 923 Generation And Fuel | 2003
6644 | 2022 | IA | Arbor Hill Solar | 64755 | AHS |  | OP | PV | SUN | 25 | 0.166 | 36360 | 130894.9528 | 19507 | 70224.6382 | Distributed from 923 Generation And Fuel | 2022
6645 | 2022 | IA | Arbor Hill Wind Farm | 62132 | 1 |  | OP | WT | WND | 60 | 0.495 | 260263.161 | 936939.8841 | 82287.871 | 296233.9657 | Distributed from 923 Generation And Fuel | 2020
6646 | 2022 | IA | Arbor Hill Wind Farm | 62132 | WT1 |  | OP | WT | WND | 250 | 0.495 | 1084429.839 | 3903916.1891 | 342866.129 | 1234308.1899 | Distributed from 923 Generation And Fuel | 2018
6647 | 2022 | IA | Archer Daniels Midland Cedar Rapids | 10864 | GEN1 | 5 | OP | ST | SUB | 31 | 0.278 | 75458 | 271646.6268 | 37562 | 135222.1182 | EIA-923 Generator File | 1988
6648 | 2022 | IA | Archer Daniels Midland Cedar Rapids | 10864 | GEN2 | 5 | OP | ST | SUB | 31 | 0.255 | 69189 | 249078.4074 | 35414 | 127489.3801 | EIA-923 Generator File | 1988
6649 | 2022 | IA | Archer Daniels Midland Cedar Rapids | 10864 | GEN3 | 5 | OP | ST | SUB | 31 | 0.354 | 96143 | 346112.0311 | 50576 | 182072.1434 | EIA-923 Generator File | 1988
6650 | 2022 | IA | Archer Daniels Midland Cedar Rapids | 10864 | GEN4 | 5 | OP | ST | SUB | 31 | 0.486 | 132109 | 475588.5953 | 55664 | 200388.7969 | EIA-923 Generator File | 1988
6651 | 2022 | IA | Archer Daniels Midland Cedar Rapids | 10864 | GEN5 | 5 | OP | ST | SUB | 31 | 0.542 | 147110 | 529591.7633 | 53656 | 193160.0547 | EIA-923 Generator File | 1995
6652 | 2022 | IA | Archer Daniels Midland Cedar Rapids | 10864 | GEN6 | 5 | OP | ST | SUB | 101.1 | 0.258 | 228746 | 823479.0122 | 144094 | 518734.2501 | EIA-923 Generator File | 2000
6653 | 2022 | IA | Archer Daniels Midland Cedar Rapids | 10864 | GEN7 |  | OP | GT | NG | 38.5 | 0.519 | 175037 | 630128.159 | 20991 | 75566.9955 | Distributed from 923 Generation And Fuel | 2016
6654 | 2022 | IA | Archer Daniels Midland Clinton | 10860 | 1A | 3 | OP | ST | SUB | 75 | 0.495 | 325403 | 1171441.4285 | 145202 | 522723.0182 | EIA-923 Generator File | 2009
6655 | 2022 | IA | Archer Daniels Midland Clinton | 10860 | 2A | 3 | OP | ST | SUB | 105 | 0.489 | 450108 | 1620375.837 | 196748 | 708287.1337 | EIA-923 Generator File | 2009
6656 | 2022 | IA | Archer Daniels Midland Des Moines | 10861 | GEN1 |  | OP | ST | SUB | 7.9 | 0.34 | 23532 | 84714.5223 | 12214.183 | 43970.707 | EIA-923 Generator File | 1988
6657 | 2022 | IA | Atlantic | 1124 | 6 |  | OP | GT | NG | 10 | 0.002 | 164 | 590.3953 | 91 | 327.5974 | Distributed from 923 Generation And Fuel | 1999
6658 | 2022 | IA | August Wind Farm | 61644 | AUG |  | OP | WT | WND | 1.8 | 0.518 | 8175 | 29429.7646 | 2569 | 9248.326 | Distributed from 923 Generation And Fuel | 2017
6659 | 2022 | IA | Bancroft | 1125 | 5 |  | SB | IC | DFO | 0.6 | 0.001 | 4.857 | 17.4851 | 2.286 | 8.2295 | Distributed from 923 Generation And Fuel | 1954
6660 | 2022 | IA | Bancroft | 1125 | 6 |  | OP | IC | DFO | 1.8 | 0.001 | 14.571 | 52.4552 | 6.857 | 24.685 | Distributed from 923 Generation And Fuel | 2001
6661 | 2022 | IA | Bancroft | 1125 | 7 |  | OP | IC | DFO | 1.8 | 0.001 | 14.571 | 52.4552 | 6.857 | 24.685 | Distributed from 923 Generation And Fuel | 2001
6662 | 2022 | IA | Barton Windpower LLC | 56765 | 1 |  | OP | WT | WND | 28 | 0.275 | 67366.775 | 242518.4499 | 21166.775 | 76199.7804 | Distributed from 923 Generation And Fuel | 2009
6663 | 2022 | IA | Barton Windpower LLC | 56765 | 2 |  | OP | WT | WND | 132 | 0.275 | 317586.225 | 1143301.2636 | 99786.225 | 359227.5362 | Distributed from 923 Generation And Fuel | 2009
6664 | 2022 | IA | Beaver Creek Wind | 61079 | 1 |  | OP | WT | WND | 170 | 0.498 | 741884 | 2670761.0339 | 229575.5 | 826465.1883 | Distributed from 923 Generation And Fuel | 2017
6665 | 2022 | IA | Beaver Creek Wind | 61079 | GT1 |  | OP | WT | WND | 170 | 0.498 | 741884 | 2670761.0339 | 229575.5 | 826465.1883 | Distributed from 923 Generation And Fuel | 2018
6666 | 2022 | IA | Bellevue | 1126 | 1A |  | SB | IC | DFO | 1.8 | 0 | 5.51 | 19.8358 | 2.571 | 9.2555 | Distributed from 923 Generation And Fuel | 2021
6667 | 2022 | IA | Bellevue | 1126 | 2 |  | SB | IC | DFO | 1.6 | 0 | 4.898 | 17.6327 | 2.286 | 8.2295 | Distributed from 923 Generation And Fuel | 1992
6668 | 2022 | IA | Bellevue | 1126 | 3 |  | SB | IC | DFO | 1.8 | 0 | 5.51 | 19.8358 | 2.571 | 9.2555 | Distributed from 923 Generation And Fuel | 2001
6669 | 2022 | IA | Bellevue | 1126 | 4 |  | SB | IC | DFO | 0.7 | 0 | 2.143 | 7.7147 | 1 | 3.6 | Distributed from 923 Generation And Fuel | 1963
6670 | 2022 | IA | Bellevue | 1126 | 5 |  | SB | IC | DFO | 0.9 | 0 | 2.755 | 9.9179 | 1.286 | 4.6296 | Distributed from 923 Generation And Fuel | 1953
6671 | 2022 | IA | Bellevue | 1126 | 6 |  | SB | IC | DFO | 3 | 0 | 9.184 | 33.0621 | 4.286 | 15.4295 | Distributed from 923 Generation And Fuel | 1971
6672 | 2022 | IA | Birch | 62172 | BIR |  | OP | WT | WND | 1.8 | 0.476 | 7503 | 27010.5839 | 2357 | 8485.1321 | Distributed from 923 Generation And Fuel | 2017
6673 | 2022 | IA | Bloomfield | 1127 | 1 |  | SB | IC | NG | 2.8 | 0 | 0 | 0 | 0 | 0 | Distributed from 923 Generation And Fuel | 1975
6674 | 2022 | IA | Bloomfield | 1127 | 2 |  | SB | IC | DFO | 0.3 | 0 | 0 | 0 | 0 | 0 | Distributed from 923 Generation And Fuel | 1945
6675 | 2022 | IA | Bloomfield | 1127 | 3 |  | SB | IC | NG | 2.7 | 0 | 0 | 0 | 0 | 0 | Distributed from 923 Generation And Fuel | 1964
6676 | 2022 | IA | Bloomfield | 1127 | 4 |  | SB | IC | DFO | 0.3 | 0 | 0 | 0 | 0 | 0 | Distributed from 923 Generation And Fuel | 1946
6677 | 2022 | IA | Bloomfield | 1127 | 5 |  | SB | IC | NG | 0.9 | 0 | 0 | 0 | 0 | 0 | Distributed from 923 Generation And Fuel | 1951
6678 | 2022 | IA | Bloomfield | 1127 | 6 |  | SB | IC | NG | 1.5 | 0 | 0 | 0 | 0 | 0 | Distributed from 923 Generation And Fuel | 1958
6679 | 2022 | IA | Bloomfield Municipal Utilities Solar | 62607 | PV |  | OP | PV | SUN | 1.6 | 0.158 | 2221 | 7995.536 | 1293 | 4654.7628 | Distributed from 923 Generation And Fuel | 2019
6680 | 2022 | IA | Brooklyn | 1128 | 8 |  | OP | IC | DFO | 2.3 | 0.032 | 641 | 2307.5815 | 308 | 1108.7911 | Distributed from 923 Generation And Fuel | 2012
6681 | 2022 | IA | Brooklyn City North Plant | 7922 | 7 |  | OP | IC | DFO | 2.3 | 0.015 | 296 | 1065.5915 | 142 | 511.1959 | Distributed from 923 Generation And Fuel | 2012
6682 | 2022 | IA | Buffalo Center Wind LLC | 58038 | BCW |  | OP | WT | WND | 1.5 | 0.443 | 5822 | 20959.0323 | 1829 | 6584.3473 | Distributed from 923 Generation And Fuel | 2011
6683 | 2022 | IA | Bulldog | 57632 | 1 |  | OP | WT | WND | 1.5 | 0.401 | 5269 | 18968.2483 | 1656 | 5961.5523 | Distributed from 923 Generation And Fuel | 2010
6684 | 2022 | IA | Burlington (IA) | 1104 | 1 | 1 | OP | ST | NG | 212 | 0.009 | 16695 | 60101.5192 | 23599 | 84955.7204 | EIA-923 Generator File | 1968
6685 | 2022 | IA | Burlington (IA) | 1104 | GT1 |  | OP | GT | NG | 19.7 | -0.001 | -257 | -925.1926 | 181.25 | 652.4948 | Distributed from 923 Generation And Fuel | 1994 | 2026
6686 | 2022 | IA | Burlington (IA) | 1104 | GT2 |  | OP | GT | NG | 19.7 | -0.001 | -257 | -925.1926 | 181.25 | 652.4948 | Distributed from 923 Generation And Fuel | 1995 | 2026
6687 | 2022 | IA | Burlington (IA) | 1104 | GT3 |  | OP | GT | NG | 19.7 | -0.001 | -257 | -925.1926 | 181.25 | 652.4948 | Distributed from 923 Generation And Fuel | 1996 | 2026
6688 | 2022 | IA | Burlington (IA) | 1104 | GT4 |  | OP | GT | NG | 19.7 | -0.001 | -257 | -925.1926 | 181.25 | 652.4948 | Distributed from 923 Generation And Fuel | 1994 | 2026
6689 | 2022 | IA | Cargill Corn Milling Division | 10855 | GEN1 | 5 | SB | ST | NG | 20 | 0 | 0 | 0 | 0 | 0 | EIA-923 Generator File | 1952
6690 | 2022 | IA | Cargill Corn Milling Division | 10855 | GEN2 | 5 | OP | ST | NG | 20 | 0.594 | 104150.3 | 374938.0805 | 47768.203 | 171964.1551 | EIA-923 Generator File | 1952
6691 | 2022 | IA | Carroll Area Wind Farm | 59071 | WT 1 |  | OP | WT | WND | 20.7 | 0.43 | 77959 | 280650.1548 | 24495 | 88181.2945 | Distributed from 923 Generation And Fuel | 2015
6692 | 2022 | IA | Carroll Wind Farm | 56809 | CWF |  | OP | WT | WND | 159.1 | 0.446 | 621325 | 2236752.106 | 195222 | 702793.5777 | Distributed from 923 Generation And Fuel | 2008
6693 | 2022 | IA | Cascade | 1129 | 1 |  | SB | IC | DFO | 0.7 | 0.001 | 4.861 | 17.4995 | 2.333 | 8.3987 | Distributed from 923 Generation And Fuel | 1957
6694 | 2022 | IA | Cascade | 1129 | 2 |  | SB | IC | DFO | 2 | 0.001 | 13.889 | 50 | 6.667 | 24.001 | Distributed from 923 Generation And Fuel | 1971
6695 | 2022 | IA | Cascade | 1129 | 3A |  | SB | IC | DFO | 1.8 | 0.001 | 12.5 | 44.9996 | 6 | 21.5998 | Distributed from 923 Generation And Fuel | 1998
6696 | 2022 | IA | Cascade | 1129 | 4 |  | SB | IC | DFO | 0.7 | 0.001 | 4.861 | 17.4995 | 2.333 | 8.3987 | Distributed from 923 Generation And Fuel | 1951
6697 | 2022 | IA | Cascade | 1129 | 6 |  | SB | IC | DFO | 2 | 0.001 | 13.889 | 50 | 6.667 | 24.001 | Distributed from 923 Generation And Fuel | 2020
6698 | 2022 | IA | CED Centerville Wind | 64178 | CENTW |  | OP | WT | WND | 7.9 | 0.193 | 13385 | 48185.6145 | 4206 | 15141.4789 | Distributed from 923 Generation And Fuel | 2021
6699 | 2022 | IA | CED Manchester Wind | 64177 | MANW |  | OP | WT | WND | 7.9 | 0.191 | 13188 | 47476.4202 | 5889 | 21200.2304 | Distributed from 923 Generation And Fuel | 2022
6700 | 2022 | IA | CED Mason City Wind | 63521 | MCW1 |  | OP | WT | WND | 7.5 | 0.541 | 35524 | 127885.3769 | 11162 | 40182.8785 | Distributed from 923 Generation And Fuel | 2020
6701 | 2022 | IA | Cedar Falls Solar Farm | 62321 | 1 |  | OP | PV | SUN | 1.5 | 0.192 | 2521 | 9075.5274 | 1467 | 5281.1578 | Distributed from 923 Generation And Fuel | 2016
6702 | 2022 | IA | Century | 56252 | CWF |  | OP | WT | WND | 150 | 0.391 | 513304.92 | 1847882.9289 | 161282.058 | 580610.7639 | Distributed from 923 Generation And Fuel | 2005
6703 | 2022 | IA | Century | 56252 | CWF2 |  | OP | WT | WND | 35 | 0.391 | 119771.148 | 431172.6834 | 37632.48 | 135475.8442 | Distributed from 923 Generation And Fuel | 2007
6704 | 2022 | IA | Century | 56252 | CWF3 |  | OP | WT | WND | 16.2 | 0.391 | 55436.931 | 199571.355 | 17418.462 | 62705.9616 | Distributed from 923 Generation And Fuel | 2007
6705 | 2022 | IA | Cerro Gordo Wind Farm | 63287 | CGWF |  | OP | WT | WND | 42 | 0.544 | 200300 | 721074.2314 | 63715 | 229372.165 | Distributed from 923 Generation And Fuel | 2020
6706 | 2022 | IA | Charles City Wind Farm | 56677 | CCWF |  | OP | WT | WND | 80 | 0.439 | 307421 | 1106706.7463 | 96593 | 347732.0181 | Distributed from 923 Generation And Fuel | 2008
6707 | 2022 | IA | Coggon | 1132 | IC5 |  | OP | IC | DFO | 2 | 0.001 | 25 | 89.9993 | 12 | 43.1997 | Distributed from 923 Generation And Fuel | 2003
6708 | 2022 | IA | Contrail Wind Farm | 63639 | COWF |  | OP | WT | WND | 112.4 | 0.369 | 363540 | 1308733.5301 | 121917 | 438897.6888 | Distributed from 923 Generation And Fuel | 2020
6709 | 2022 | IA | Coon Rapids II | 7847 | 1 |  | SB | IC | DFO | 1.8 | 0.005 | 79.333 | 285.5965 | 38 | 136.7989 | Distributed from 923 Generation And Fuel | 2001
6710 | 2022 | IA | Coon Rapids II | 7847 | 2 |  | SB | IC | DFO | 1.8 | 0.005 | 79.333 | 285.5965 | 38 | 136.7989 | Distributed from 923 Generation And Fuel | 2001
6711 | 2022 | IA | Coon Rapids II | 7847 | 3 |  | SB | IC | DFO | 1.8 | 0.005 | 79.333 | 285.5965 | 38 | 136.7989 | Distributed from 923 Generation And Fuel | 2001
6712 | 2022 | IA | Coralville GT | 1079 | 1 |  | OP | GT | NG | 18 | 0.005 | 710.75 | 2558.6795 | 405 | 1457.9883 | Distributed from 923 Generation And Fuel | 1970
6713 | 2022 | IA | Coralville GT | 1079 | 2 |  | OP | GT | NG | 18 | 0.005 | 710.75 | 2558.6795 | 405 | 1457.9883 | Distributed from 923 Generation And Fuel | 1970
6714 | 2022 | IA | Coralville GT | 1079 | 3 |  | OP | GT | NG | 18 | 0.005 | 710.75 | 2558.6795 | 405 | 1457.9883 | Distributed from 923 Generation And Fuel | 1970
6715 | 2022 | IA | Coralville GT | 1079 | 4 |  | OP | GT | NG | 18 | 0.005 | 710.75 | 2558.6795 | 405 | 1457.9883 | Distributed from 923 Generation And Fuel | 1970
6716 | 2022 | IA | Corning | 1134 | 5 |  | SB | IC | DFO | 2.8 | 0 | 10.294 | 37.0581 | 4.941 | 17.7875 | Distributed from 923 Generation And Fuel | 1975
6717 | 2022 | IA | Corning | 1134 | 6 |  | SB | IC | DFO | 2 | 0 | 7.353 | 26.4706 | 3.529 | 12.7043 | Distributed from 923 Generation And Fuel | 2006
6718 | 2022 | IA | Corning | 1134 | 7 |  | SB | IC | DFO | 2 | 0 | 7.353 | 26.4706 | 3.529 | 12.7043 | Distributed from 923 Generation And Fuel | 2006
6719 | 2022 | IA | Crane Creek Wind Energy Center | 56831 | 1 |  | OP | WT | WND | 99 | 0.313 | 271724 | 978198.5744 | 85377 | 307354.7412 | Distributed from 923 Generation And Fuel | 2009
6720 | 2022 | IA | Crosswind Energy Project | 56859 | 1 |  | OP | WT | WND | 21 | 0.358 | 65920 | 237310.1015 | 20712 | 74562.6035 | Distributed from 923 Generation And Fuel | 2007
6721 | 2022 | IA | Crystal Lake 3 LLC | 57468 | GE1.5 |  | OP | WT | WND | 66 | 0.454 | 262684 | 945654.8348 | 83516 | 300655.1948 | Distributed from 923 Generation And Fuel | 2009
6722 | 2022 | IA | Cumberland Rose | 58456 | 1 |  | OP | WT | WND | 1.6 | 0.391 | 5481 | 19731.4421 | 1722 | 6199.1504 | Distributed from 923 Generation And Fuel | 2012
6723 | 2022 | IA | Davenport Water Pollution Control Plant | 55035 | GEN1 |  | OP | IC | OBG | 0.8 | 0.521 | 3649.5 | 13138.0949 | 1647.5 | 5930.9526 | Distributed from 923 Generation And Fuel | 1995
6724 | 2022 | IA | Davenport Water Pollution Control Plant | 55035 | GEN2 |  | OP | IC | OBG | 0.8 | 0.521 | 3649.5 | 13138.0949 | 1647.5 | 5930.9526 | Distributed from 923 Generation And Fuel | 1995
6725 | 2022 | IA | Dayton (IA) | 1135 | 5 |  | OP | IC | DFO | 1.8 | 0.001 | 16 | 57.5995 | 8 | 28.7998 | Distributed from 923 Generation And Fuel | 2000
6726 | 2022 | IA | Decorah Battery | 64375 | BESS1 |  | OP | BA | MWH | 2.5 |  | GENYRONL: 2021
6727 | 2022 | IA | Des Moines Wastewater Reclamation Fac | 50932 | 72-04 |  | SB | IC | OBG | 1.4 | 0.003 | 38.22 | 137.5909 | 21.774 | 78.3858 | Data from EIA-923 Generator File overwritten with distributed data from EIA-923 Generation and Fuel | 2015
6728 | 2022 | IA | Des Moines Wastewater Reclamation Fac | 50932 | 72-05 |  | SB | IC | OBG | 1.4 | 0.003 | 38.22 | 137.5909 | 21.774 | 78.3858 | Data from EIA-923 Generator File overwritten with distributed data from EIA-923 Generation and Fuel | 2015
6729 | 2022 | IA | Diamond Trail Wind Farm | 63641 | DTWF |  | OP | WT | WND | 252.5 | 0.433 | 957953 | 3448603.2112 | 285912 | 1029274.9658 | Distributed from 923 Generation And Fuel | 2020
6730 | 2022 | IA | Dike City Power Plant | 56194 | 001 |  | OP | IC | DFO | 2.2 | 0.002 | 40 | 143.9988 | 19 | 68.3995 | Distributed from 923 Generation And Fuel | 2005
6731 | 2022 | IA | Downtown Generation Plant | 64552 | 1 |  | OP | IC | DFO | 2.5 | 0.001 | 21 | 75.5994 | 10 | 35.9997 | Distributed from 923 Generation And Fuel | 2020
6732 | 2022 | IA | Downtown Generation Plant | 64552 | 2 |  | OP | IC | DFO | 2.5 | 0.001 | 21 | 75.5994 | 10 | 35.9997 | Distributed from 923 Generation And Fuel | 2020
6733 | 2022 | IA | Durant | 6220 | 7 |  | SB | IC | DFO | 1.8 | 0.001 | 11.225 | 40.4097 | 5.39 | 19.4038 | Data from EIA-923 Generator File overwritten with distributed data from EIA-923 Generation and Fuel | 1998
6734 | 2022 | IA | Durant | 6220 | 8 |  | SB | IC | DFO | 2.6 | 0.001 | 16.215 | 58.3735 | 7.786 | 28.0294 | Data from EIA-923 Generator File overwritten with distributed data from EIA-923 Generation and Fuel | 2011
6735 | 2022 | IA | Earl F Wisdom | 1217 | 1 | 1 | OP | ST | NG | 37.5 | 0.002 | 641 | 2307.5815 | 1660 | 5975.9522 | EIA-923 Generator File | 1960
6736 | 2022 | IA | Earl F Wisdom | 1217 | 2 |  | OP | GT | NG | 81.6 | 0.002 | 1563 | 5626.755 | 872 | 3139.1749 | Distributed from 923 Generation And Fuel | 2004
6737 | 2022 | IA | Earlville | 7865 | 1 |  | OP | IC | DFO | 1.8 | 0.001 | 17 | 61.1995 | 8 | 28.7998 | Distributed from 923 Generation And Fuel | 2001
6738 | 2022 | IA | Eastern Iowa Solar | 60876 | EIS1 |  | OP | PV | SUN | 1.8 | 0.2 | 3153 | 11350.7092 | 1835 | 6605.9472 | Distributed from 923 Generation And Fuel | 2016
6739 | 2022 | IA | Eclipse Wind Farm | 57873 | EWF |  | OP | WT | WND | 207.1 | 0.383 | 694378 | 2499740.8021 | 216024 | 777680.1786 | Distributed from 923 Generation And Fuel | 2012
6740 | 2022 | IA | Electrifarm | 6063 | 1 |  | OP | GT | NG | 71.2 | 0.005 | 3042.647 | 10953.4416 | 2623.427 | 9444.2616 | Distributed from 923 Generation And Fuel | 1975
6741 | 2022 | IA | Electrifarm | 6063 | 2 |  | OP | GT | NG | 89 | 0.005 | 3803.309 | 13691.8029 | 3279.284 | 11805.328 | Distributed from 923 Generation And Fuel | 1978
6742 | 2022 | IA | Electrifarm | 6063 | 3 |  | OP | GT | NG | 103.9 | 0.005 | 4440.043 | 15984.0269 | 3828.288 | 13781.7265 | Distributed from 923 Generation And Fuel | 1978
6743 | 2022 | IA | Elk Wind Farm | 57417 | NORD |  | OP | WT | WND | 40.8 | 0.436 | 155848 | 561048.3116 | 48968 | 176283.3897 | Distributed from 923 Generation And Fuel | 2011
6744 | 2022 | IA | Emery Station | 8031 | 11 |  | OP | CT | NG | 173.4 | 0.345 | 524013 | 1886431.7085 | 306680 | 1104039.1677 | EIA-923 Generator File | 2004
6745 | 2022 | IA | Emery Station | 8031 | 12 |  | OP | CT | NG | 173.4 | 0.357 | 541874 | 1950730.7942 | 321213 | 1156357.5491 | EIA-923 Generator File | 2004
6746 | 2022 | IA | Emery Station | 8031 | ST1 | 2 | OP | CA | NG | 256 | 0.322 | 721163 | 2596166.0307 | 447549 | 1611163.5107 | EIA-923 Generator File | 2004
6747 | 2022 | IA | English Farms | 61565 | 1 |  | OP | WT | WND | 171.5 | 0.407 | 611687 | 2202055.5836 | 186920 | 672906.6167 | Distributed from 923 Generation And Fuel | 2019
6748 | 2022 | IA | Estherville | 1137 | 2 |  | OP | IC | DFO | 1.6 | 0.002 | 33.333 | 119.9978 | 16 | 57.5995 | Distributed from 923 Generation And Fuel | 1946
6749 | 2022 | IA | Estherville | 1137 | 3 |  | OP | IC | NG | 3 | 0.002 | 62.5 | 224.9982 | 30 | 107.9991 | Distributed from 923 Generation And Fuel | 1960
6750 | 2022 | IA | Estherville | 1137 | 4 |  | OP | IC | NG | 4 | 0.002 | 83.333 | 299.9964 | 40 | 143.9988 | Distributed from 923 Generation And Fuel | 1969
6751 | 2022 | IA | Estherville | 1137 | 5 |  | OP | IC | NG | 4 | 0.002 | 83.333 | 299.9964 | 40 | 143.9988 | Distributed from 923 Generation And Fuel | 1969
6752 | 2022 | IA | Estherville | 1137 | 7 |  | OP | IC | NG | 3 | 0.002 | 62.5 | 224.9982 | 30 | 107.9991 | Distributed from 923 Generation And Fuel | 1960
6753 | 2022 | IA | Exira | 56013 | U1 |  | OP | GT | DFO | 60.5 | 0.099 | 52304 | 188292.8937 | 35598.667 | 128154.176 | Distributed from 923 Generation And Fuel | 2004
6754 | 2022 | IA | Exira | 56013 | U2 |  | OP | GT | DFO | 60.5 | 0.099 | 52304 | 188292.8937 | 35598.667 | 128154.176 | Distributed from 923 Generation And Fuel | 2004
6755 | 2022 | IA | Exira | 56013 | U3 |  | OP | GT | DFO | 60.5 | 0.099 | 52304 | 188292.8937 | 35598.667 | 128154.176 | Distributed from 923 Generation And Fuel | 2007
6756 | 2022 | IA | Farmers Electric Cooperative - Kalona | 62461 | 1 |  | SB | IC | DFO | 2 | 0.002 | 27.333 | 98.398 | 13 | 46.7996 | Distributed from 923 Generation And Fuel | 2001
6757 | 2022 | IA | Farmers Electric Cooperative - Kalona | 62461 | 2 |  | SB | IC | DFO | 2 | 0.002 | 27.333 | 98.398 | 13 | 46.7996 | Distributed from 923 Generation And Fuel | 2001
6758 | 2022 | IA | Farmers Electric Cooperative - Kalona | 62461 | 3 |  | SB | IC | DFO | 2 | 0.002 | 27.333 | 98.398 | 13 | 46.7996 | Distributed from 923 Generation And Fuel | 2006
6759 | 2022 | IA | Flying Cloud Power Partners LLC | 56172 | FC |  | OP | WT | WND | 43.5 | 0.228 | 87063 | 313424.2926 | 27355 | 98477.2122 | Distributed from 923 Generation And Fuel | 2003
6760 | 2022 | IA | Fontanelle | 58457 | 1 |  | OP | WT | WND | 1.6 | 0.463 | 6487 | 23353.0132 | 2038 | 7336.7413 | Distributed from 923 Generation And Fuel | 2012
6761 | 2022 | IA | Forest City Light Plant | 1138 | 1 |  | OP | IC | DFO | 1.2 | 0.001 | 12.6 | 45.3596 | 6.055 | 21.7978 | Distributed from 923 Generation And Fuel | 1958
6762 | 2022 | IA | Forest City Light Plant | 1138 | 2 |  | OP | IC | DFO | 2.7 | 0.001 | 28.35 | 102.0592 | 13.623 | 49.0424 | Distributed from 923 Generation And Fuel | 1965
6763 | 2022 | IA | Forest City Light Plant | 1138 | 3 |  | OP | IC | DFO | 3.5 | 0.001 | 36.75 | 132.2989 | 17.659 | 63.5719 | Distributed from 923 Generation And Fuel | 1968
6764 | 2022 | IA | Forest City Light Plant | 1138 | 4 |  | OP | IC | DFO | 6.3 | 0.001 | 66.15 | 238.1381 | 31.786 | 114.4287 | Distributed from 923 Generation And Fuel | 1976
6765 | 2022 | IA | Forest City Light Plant | 1138 | 5 |  | OP | IC | DFO | 0.7 | 0.001 | 7.35 | 26.4598 | 3.532 | 12.7151 | Distributed from 923 Generation And Fuel | 1950
6766 | 2022 | IA | Forest City Light Plant | 1138 | 6 |  | OP | IC | DFO | 7.6 | 0.001 | 79.8 | 287.2777 | 38.345 | 138.0409 | Distributed from 923 Generation And Fuel | 2000
6767 | 2022 | IA | Forest City Solar | 62861 | FOR7 |  | OP | PV | SUN | 3 | 0.189 | 4977 | 17917.0567 | 2897 | 10429.1166 | Distributed from 923 Generation And Fuel | 2019
6768 | 2022 | IA | FPL Energy Crystal Lake Wind II LLC | 56925 | CL25 |  | OP | WT | WND | 200 | 0.459 | 803712 | 2893340.0533 | 259540 | 934336.5253 | Distributed from 923 Generation And Fuel | 2009
6769 | 2022 | IA | FPL Energy Crystal Lake Wind LLC | 56923 | GE15 |  | OP | WT | WND | 150 | 0.486 | 638617 | 2299002.808 | 201631 | 725865.7931 | Distributed from 923 Generation And Fuel | 2008
6770 | 2022 | IA | FPL Energy Story Wind LLC | 56924 | GE15 |  | OP | WT | WND | 150 | 0.485 | 637359 | 2294474.0442 | 188125 | 677244.582 | Distributed from 923 Generation And Fuel | 2008
6771 | 2022 | IA | Franklin County Solar | 64986 | FCS |  | OP | PV | SUN | 7 | 0.194 | 11868 | 42724.4582 | 6908 | 24868.6011 | Distributed from 923 Generation And Fuel | 2022
6772 | 2022 | IA | Franklin County Wind Farm | 57844 | 1 |  | OP | WT | WND | 99 | 0.347 | 300973 | 1083494.132 | 94567 | 340438.4765 | Distributed from 923 Generation And Fuel | 2012
6773 | 2022 | IA | Garden Wind LLC | 57469 | GE1.5 |  | OP | WT | WND | 150 | 0.354 | 465273 | 1674969.4002 | 129526 | 466289.8697 | Distributed from 923 Generation And Fuel | 2009
6774 | 2022 | IA | Gas Turbine (IA) | 1130 | 1 |  | OP | GT | NG | 19.6 | 0.002 | 274.129 | 986.8565 | 156.258 | 562.5243 | Distributed from 923 Generation And Fuel | 1968
6775 | 2022 | IA | Gas Turbine (IA) | 1130 | 2 |  | OP | GT | NG | 23.8 | 0.002 | 332.871 | 1198.326 | 189.742 | 683.0657 | Distributed from 923 Generation And Fuel | 2000
6776 | 2022 | IA | George Neal North | 1091 | 3 | 1 | OP | ST | SUB | 584.1 | 0.13 | 665763 | 2396727.6262 | 395656 | 1424350.2052 | EIA-923 Generator File | 1975
6777 | 2022 | IA | George Neal South | 7343 | 4 | 1 | OP | ST | SUB | 695.9 | 0.165 | 1005636 | 3620260.6379 | 776685 | 2796043.6317 | EIA-923 Generator File | 1979
6778 | 2022 | IA | Gilliam South | 7857 | 1 |  | OP | IC | DFO | 1.8 | 0.001 | 12.558 | 45.2084 | 5.86 | 21.0958 | Distributed from 923 Generation And Fuel | 2001
6779 | 2022 | IA | Gilliam South | 7857 | 7 |  | OP | IC | DFO | 2.5 | 0.001 | 17.442 | 62.7907 | 8.14 | 29.3038 | Distributed from 923 Generation And Fuel | 2012
6780 | 2022 | IA | Glaciers Edge Wind Project | 62035 | GEW |  | OP | WT | WND | 211.7 | 0.531 | 984075 | 3542641.6589 | 324460 | 1168046.6556 | Distributed from 923 Generation And Fuel | 2019
6781 | 2022 | IA | Golden Plains | 62081 | 1 |  | OP | WT | WND | 199.8 | 0.506 | 885500 | 3187774.4978 | 296476 | 1067305.0616 | Distributed from 923 Generation And Fuel | 2020
6782 | 2022 | IA | Gowrie | 1141 | 3 |  | OP | IC | DFO | 2.5 | 0 | 10 | 35.9997 | 5 | 17.9999 | Distributed from 923 Generation And Fuel | 2013
6783 | 2022 | IA | Graettinger | 1142 | 4 |  | OP | IC | DFO | 0.5 | 0.003 | 14.306 | 51.5012 | 6.806 | 24.5014 | Distributed from 923 Generation And Fuel | 1957
6784 | 2022 | IA | Graettinger | 1142 | 5 |  | OP | IC | DFO | 1.1 | 0.003 | 31.472 | 113.2983 | 14.972 | 53.8988 | Distributed from 923 Generation And Fuel | 1990
6785 | 2022 | IA | Graettinger | 1142 | 6 |  | OP | IC | DFO | 2 | 0.003 | 57.222 | 205.9976 | 27.222 | 97.9984 | Distributed from 923 Generation And Fuel | 2002
6786 | 2022 | IA | Grand Junction | 1143 | 2 |  | OP | IC | DFO | 1.7 | 0 | 7 | 25.1998 | 3 | 10.7999 | Distributed from 923 Generation And Fuel | 1994
6787 | 2022 | IA | Greater Des Moines | 7985 | GT1 |  | OP | CT | NG | 190.4 | 0.281 | 468016 | 1684844.1212 | 299223 | 1077194.1824 | EIA-923 Generator File | 2003
6788 | 2022 | IA | Greater Des Moines | 7985 | GT2 |  | OP | CT | NG | 190.4 | 0.284 | 473831 | 1705777.9538 | 301525 | 1085481.3161 | EIA-923 Generator File | 2003
6789 | 2022 | IA | Greater Des Moines | 7985 | ST1 | 2 | OP | CA | NG | 195.5 | 0.311 | 533448 | 1920397.4368 | 348844 | 1255828.3534 | EIA-923 Generator File | 2004
6790 | 2022 | IA | Green Energy Machine | 60911 | GRN |  | OP | WT | WND | 1.7 | 0.487 | 7259 | 26132.1909 | 2281 | 8211.5343 | Distributed from 923 Generation And Fuel | 2016
6791 | 2022 | IA | Greenfield Wind | 58458 | 1 |  | OP | WT | WND | 1.6 | 0.417 | 5840 | 21023.8318 | 1835 | 6605.9472 | Distributed from 923 Generation And Fuel | 2012
6792 | 2022 | IA | Grundy Center City Light Plant | 1145 | IC1 |  | OP | IC | DFO | 2.2 | 0.005 | 98.115 | 353.2112 | 47.034 | 169.321 | Distributed from 923 Generation And Fuel | 1963
6793 | 2022 | IA | Grundy Center City Light Plant | 1145 | IC2 |  | OP | IC | DFO | 3.5 | 0.005 | 156.092 | 561.9267 | 74.828 | 269.3786 | Distributed from 923 Generation And Fuel | 1972
6794 | 2022 | IA | Grundy Center City Light Plant | 1145 | IC3 |  | OP | IC | DFO | 3 | 0.005 | 133.793 | 481.6509 | 64.138 | 230.895 | Distributed from 923 Generation And Fuel | 1990
6795 | 2022 | IA | Hancock County Wind Energy Center | 56010 | V-47 |  | OP | WT | WND | 98 | 0.364 | 312194 | 1123889.4089 | 87456 | 314839.0813 | Distributed from 923 Generation And Fuel | 2002
6796 | 2022 | IA | Hardin Hilltop Wind LLC | 56860 | 1 |  | OP | WT | WND | 14.7 | 0.301 | 38750 | 139498.884 | 12175 | 43829.6494 | Distributed from 923 Generation And Fuel | 2007
6797 | 2022 | IA | Harlan | 1146 | HMU1 |  | SB | IC | DFO | 1.7 | 0 | 0 | 0 | 0 | 0 | Distributed from 923 Generation And Fuel | 2001
6798 | 2022 | IA | Harlan | 1146 | HMU2 |  | SB | IC | DFO | 1.7 | 0 | 0 | 0 | 0 | 0 | Distributed from 923 Generation And Fuel | 2001
6799 | 2022 | IA | Hawkeye Power Partners LLC | 55816 | 48M |  | OP | WT | WND | 42 | 0.544 | 200299 | 721070.6314 | 62935 | 226564.1875 | Distributed from 923 Generation And Fuel | 1999
6800 | 2022 | IA | Hawkeye Wind Farm | 57832 | NORD |  | OP | WT | WND | 35 | 0.484 | 148307 | 533900.9288 | 46599 | 167755.058 | Distributed from 923 Generation And Fuel | 2012
6801 | 2022 | IA | Heartland Divide II | 64661 | HDII |  | OP | WT | WND | 200 | 0.331 | 579909 | 2087655.6988 | 279072 | 1004651.1628 | Distributed from 923 Generation And Fuel | 2022
6802 | 2022 | IA | Heartland Divide Wind Project, LLC | 61609 | 1 |  | OP | WT | WND | 103.5 | 0.513 | 464670 | 1672798.6176 | 157044 | 565353.8772 | Distributed from 923 Generation And Fuel | 2018
6803 | 2022 | IA | Highland Wind Project (IA) | 58883 | HLWF |  | OP | WT | WND | 16.4 | 0.426 | 61180.396 | 220247.6636 | 19773.924 | 71185.5569 | Distributed from 923 Generation And Fuel | 2015
6804 | 2022 | IA | Highland Wind Project (IA) | 58883 | HLWF2 |  | OP | WT | WND | 100.8 | 0.426 | 376035.605 | 1353717.3483 | 121537.291 | 437530.7474 | Distributed from 923 Generation And Fuel | 2015
6805 | 2022 | IA | Highland Wind Project (IA) | 58883 | HLWF3 |  | OP | WT | WND | 89.1 | 0.426 | 332388.615 | 1196589.4413 | 107430.284 | 386745.9284 | Distributed from 923 Generation And Fuel | 2015
6806 | 2022 | IA | Highland Wind Project (IA) | 58883 | HLWF4 |  | OP | WT | WND | 89.2 | 0.426 | 332761.666 | 1197932.4141 | 107550.857 | 387179.9878 | Distributed from 923 Generation And Fuel | 2015
6807 | 2022 | IA | Highland Wind Project (IA) | 58883 | HLWF5 |  | OP | WT | WND | 115 | 0.426 | 429008.875 | 1544419.5946 | 138658.616 | 499167.0243 | Distributed from 923 Generation And Fuel | 2015
6808 | 2022 | IA | Highland Wind Project (IA) | 58883 | HLWF6 |  | OP | WT | WND | 86.8 | 0.426 | 323808.437 | 1165701.0476 | 104657.112 | 376762.5891 | Distributed from 923 Generation And Fuel | 2015
6809 | 2022 | IA | Highland Wind Project (IA) | 58883 | HLWF7 |  | OP | WT | WND | 4.7 | 0.426 | 17533.406 | 63119.7566 | 5666.917 | 20400.738 | Distributed from 923 Generation And Fuel | 2015
6810 | 2022 | IA | Holliday Creek Solar | 64738 | HCS |  | OP | PV | SUN | 100 | 0.094 | 82062 | 295420.8366 | 50804 | 182892.9369 | Distributed from 923 Generation And Fuel | 2022
6811 | 2022 | IA | Hopkinton | 8108 | 1 |  | OP | IC | DFO | 1.6 | 0.001 | 9.756 | 35.1213 | 4.683 | 16.8587 | Distributed from 923 Generation And Fuel | 1973
6812 | 2022 | IA | Hopkinton | 8108 | CAT |  | OP | IC | DFO | 2.5 | 0.001 | 15.244 | 54.878 | 7.317 | 26.341 | Distributed from 923 Generation And Fuel | 2011
6813 | 2022 | IA | IA - City of Ames - Airport Road | 64179 | 17000 |  | OP | PV | SUN | 2 | 0.18 | 3156 | 11361.5091 | 1837 | 6613.1471 | Distributed from 923 Generation And Fuel | 2020
6814 | 2022 | IA | Ida Grove II | 62795 | 1 |  | OP | WT | WND | 201 | 0.488 | 858784 | 3091597.6672 | 263298 | 947865.2171 | Distributed from 923 Generation And Fuel | 2019
6815 | 2022 | IA | Ida Grove Wind | 60342 | IGWF |  | OP | WT | WND | 61.1 | 0.449 | 240176.166 | 864627.2806 | 75464.08 | 271668.5147 | Distributed from 923 Generation And Fuel | 2016
6816 | 2022 | IA | Ida Grove Wind | 60342 | IGWF2 |  | OP | WT | WND | 119.6 | 0.449 | 470132.069 | 1692461.9087 | 147716.923 | 531776.6686 | Distributed from 923 Generation And Fuel | 2016
6817 | 2022 | IA | Ida Grove Wind | 60342 | IGWF3 |  | OP | WT | WND | 92.8 | 0.449 | 364784.749 | 1313214.5907 | 114616.476 | 412616.0127 | Distributed from 923 Generation And Fuel | 2016
6818 | 2022 | IA | Ida Grove Wind | 60342 | IGWF4 |  | OP | WT | WND | 27.6 | 0.449 | 108492.016 | 390568.1331 | 34088.521 | 122717.6939 | Distributed from 923 Generation And Fuel | 2016
6819 | 2022 | IA | Independence Wind Farm | 64183 | IWE |  | OP | WT | WND | 55.4 | 0.509 | 247152 | 889740.0821 | 78743 | 283472.5322 | Distributed from 923 Generation And Fuel | 2021
6820 | 2022 | IA | Indianola | 1150 | 7 |  | OP | GT | DFO | 20.6 | -0.001 | -108.792 | -391.6481 | -52.381 | -188.5701 | Distributed from 923 Generation And Fuel | 1977
6821 | 2022 | IA | Indianola | 1150 | 8 |  | OP | GT | DFO | 20.3 | -0.001 | -107.208 | -385.9457 | -51.619 | -185.8269 | Distributed from 923 Generation And Fuel | 2000
6822 | 2022 | IA | Intrepid | 56251 | INWF |  | OP | WT | WND | 160.5 | 0.409 | 574848.812 | 2069439.1677 | 180619.658 | 650225.567 | Distributed from 923 Generation And Fuel | 2004
6823 | 2022 | IA | Intrepid | 56251 | INWF2 |  | OP | WT | WND | 15 | 0.409 | 53724.188 | 193405.5296 | 16880.342 | 60768.7451 | Distributed from 923 Generation And Fuel | 2005
6824 | 2022 | IA | Iowa Distributed Wind Generation Project | 7966 | IDWG |  | OP | WT | WND | 2.3 | 0.252 | 5083 | 18298.6536 | 1597 | 5749.154 | Distributed from 923 Generation And Fuel | 2000
6825 | 2022 | IA | Iowa Hydro LLC | 1067 | 1 |  | OP | HY | WAT | 0.6 | 0.508 | 2671 | 9615.5231 | 1218.5 | 4386.5649 | Distributed from 923 Generation And Fuel | 1924
6826 | 2022 | IA | Iowa Hydro LLC | 1067 | 2 |  | OP | HY | WAT | 0.6 | 0.508 | 2671 | 9615.5231 | 1218.5 | 4386.5649 | Distributed from 923 Generation And Fuel | 1924
6827 | 2022 | IA | Iowa Lakes Community College Wind Farm | 57257 | VMN82 |  | OP | WT | WND | 1.7 | 0.309 | 4595 | 16541.8677 | 1216 | 4377.565 | Distributed from 923 Generation And Fuel | 2005
6828 | 2022 | IA | Iowa Lakes Superior Wind Farm | 57252 | SUP1 |  | OP | WT | WND | 10.5 | 0.46 | 42352 | 152465.9803 | 13307 | 47904.8168 | Distributed from 923 Generation And Fuel | 2009
6829 | 2022 | IA | Iowa State University | 54201 | GEN3 | 8 | OP | ST | NG | 13.2 | 0.381 | 44056 | 158600.3312 | 17275 | 62189.5025 | EIA-923 Generator File | 1978
6830 | 2022 | IA | Iowa State University | 54201 | GEN5 | 8 | OP | ST | NG | 11.5 | 0.399 | 40188 | 144675.6426 | 9515 | 34253.726 | EIA-923 Generator File | 1970
6831 | 2022 | IA | Iowa State University | 54201 | GEN6 | 8 | OP | ST | NG | 15.1 | 0.112 | 14881 | 53571.1714 | 13950 | 50219.5982 | EIA-923 Generator File | 2005
6832 | 2022 | IA | Ivester Wind Farm | 61911 | WT1 |  | OP | WT | WND | 90.8 | 0.459 | 364869 | 1313517.8919 | 113182 | 407451.9404 | Distributed from 923 Generation And Fuel | 2018
6833 | 2022 | IA | John Deere Dubuque Works | 54414 | GE10 |  | SB | IC | DFO | 1.5 | 0.001 | 13.333 | 47.9984 | 6.167 | 22.201 | Distributed from 923 Generation And Fuel | 1994
6834 | 2022 | IA | John Deere Dubuque Works | 54414 | GEN5 |  | SB | IC | DFO | 1.5 | 0.001 | 13.333 | 47.9984 | 6.167 | 22.201 | Distributed from 923 Generation And Fuel | 1994
6835 | 2022 | IA | John Deere Dubuque Works | 54414 | GEN6 |  | SB | IC | DFO | 1.5 | 0.001 | 13.333 | 47.9984 | 6.167 | 22.201 | Distributed from 923 Generation And Fuel | 1994
6836 | 2022 | IA | John Deere Dubuque Works | 54414 | GEN7 |  | SB | IC | DFO | 1.5 | 0.001 | 13.333 | 47.9984 | 6.167 | 22.201 | Distributed from 923 Generation And Fuel | 1994
6837 | 2022 | IA | John Deere Dubuque Works | 54414 | GEN8 |  | SB | IC | DFO | 1.5 | 0.001 | 13.333 | 47.9984 | 6.167 | 22.201 | Distributed from 923 Generation And Fuel | 1994
6838 | 2022 | IA | John Deere Dubuque Works | 54414 | GEN9 |  | SB | IC | DFO | 1.5 | 0.001 | 13.333 | 47.9984 | 6.167 | 22.201 | Distributed from 923 Generation And Fuel | 1994
6839 | 2022 | IA | Johnson County Hills Solar | 64985 | JCHS |  | OP | PV | SUN | 3 | 0.207 | 5428 | 19540.6437 | 3160 | 11375.909 | Distributed from 923 Generation And Fuel | 2022
6840 | 2022 | IA | Junction Hilltop Wind Farm | 58444 | JHW |  | OP | WT | WND | 8 | 0.406 | 28418 | 102303.9816 | 8929 | 32144.1428 | Distributed from 923 Generation And Fuel | 2012
6841 | 2022 | IA | Keokuk | 1109 | 1 |  | OP | HY | WAT | 7.6 | 0.818 | 54491.269 | 196166.9991 | 24179.936 | 87047.0732 | Distributed from 923 Generation And Fuel | 1913
6842 | 2022 | IA | Keokuk | 1109 | 10 |  | OP | HY | WAT | 8.8 | 0.818 | 63095.154 | 227140.7373 | 27997.821 | 100791.3493 | Distributed from 923 Generation And Fuel | 1913
6843 | 2022 | IA | Keokuk | 1109 | 11 |  | OP | HY | WAT | 8.8 | 0.818 | 63095.154 | 227140.7373 | 27997.821 | 100791.3493 | Distributed from 923 Generation And Fuel | 1913
6844 | 2022 | IA | Keokuk | 1109 | 12 |  | OP | HY | WAT | 8.8 | 0.818 | 63095.154 | 227140.7373 | 27997.821 | 100791.3493 | Distributed from 923 Generation And Fuel | 1913
6845 | 2022 | IA | Keokuk | 1109 | 13 |  | OP | HY | WAT | 8.8 | 0.818 | 63095.154 | 227140.7373 | 27997.821 | 100791.3493 | Distributed from 923 Generation And Fuel | 1913
6846 | 2022 | IA | Keokuk | 1109 | 14 |  | OP | HY | WAT | 8.8 | 0.818 | 63095.154 | 227140.7373 | 27997.821 | 100791.3493 | Distributed from 923 Generation And Fuel | 1913
6847 | 2022 | IA | Keokuk | 1109 | 15 |  | OP | HY | WAT | 8.8 | 0.818 | 63095.154 | 227140.7373 | 27997.821 | 100791.3493 | Distributed from 923 Generation And Fuel | 1913
6848 | 2022 | IA | Keokuk | 1109 | 2 |  | OP | HY | WAT | 7.6 | 0.818 | 54491.269 | 196166.9991 | 24179.936 | 87047.0732 | Distributed from 923 Generation And Fuel | 1913
6849 | 2022 | IA | Keokuk | 1109 | 3 |  | OP | HY | WAT | 7.6 | 0.818 | 54491.269 | 196166.9991 | 24179.936 | 87047.0732 | Distributed from 923 Generation And Fuel | 1913
6850 | 2022 | IA | Keokuk | 1109 | 4 |  | OP | HY | WAT | 7.6 | 0.818 | 54491.269 | 196166.9991 | 24179.936 | 87047.0732 | Distributed from 923 Generation And Fuel | 1913
6851 | 2022 | IA | Keokuk | 1109 | 5 |  | OP | HY | WAT | 7.6 | 0.818 | 54491.269 | 196166.9991 | 24179.936 | 87047.0732 | Distributed from 923 Generation And Fuel | 1913
6852 | 2022 | IA | Keokuk | 1109 | 6 |  | OP | HY | WAT | 7.6 | 0.818 | 54491.269 | 196166.9991 | 24179.936 | 87047.0732 | Distributed from 923 Generation And Fuel | 1913
6853 | 2022 | IA | Keokuk | 1109 | 7 |  | OP | HY | WAT | 8.8 | 0.818 | 63095.154 | 227140.7373 | 27997.821 | 100791.3493 | Distributed from 923 Generation And Fuel | 1913
6854 | 2022 | IA | Keokuk | 1109 | 8 |  | OP | HY | WAT | 8.8 | 0.818 | 63095.154 | 227140.7373 | 27997.821 | 100791.3493 | Distributed from 923 Generation And Fuel | 1913
6855 | 2022 | IA | Keokuk | 1109 | 9 |  | OP | HY | WAT | 8.8 | 0.818 | 63095.154 | 227140.7373 | 27997.821 | 100791.3493 | Distributed from 923 Generation And Fuel | 1913
6856 | 2022 | IA | Kirkwood Wind Turbine | 59735 | KCC01 |  | OP | WT | WND | 2.5 | 0.016 | 353.43 | 1272.3378 | 111.048 | 399.7696 | Data from EIA-923 Generator File overwritten with distributed data from EIA-923 Generation and Fuel | 2012
6857 | 2022 | IA | Knoxville Battery Energy Storage | 62569 | ES1 |  | OP | BA | MWH | 1.1 | -0.005 | -49 | -176.3986 | -22 | -79.1994 | Distributed from 923 Generation And Fuel | 2018
6858 | 2022 | IA | Knoxville Industrial | 7849 | 1 |  | OP | IC | DFO | 2 | 0.001 | 9.125 | 32.8497 | 4.375 | 15.7499 | Distributed from 923 Generation And Fuel | 2000
6859 | 2022 | IA | Knoxville Industrial | 7849 | 2 |  | OP | IC | DFO | 2 | 0.001 | 9.125 | 32.8497 | 4.375 | 15.7499 | Distributed from 923 Generation And Fuel | 2000
6860 | 2022 | IA | Knoxville Industrial | 7849 | 3 |  | OP | IC | DFO | 2 | 0.001 | 9.125 | 32.8497 | 4.375 | 15.7499 | Distributed from 923 Generation And Fuel | 2000
6861 | 2022 | IA | Knoxville Industrial | 7849 | 4 |  | OP | IC | DFO | 2 | 0.001 | 9.125 | 32.8497 | 4.375 | 15.7499 | Distributed from 923 Generation And Fuel | 2000
6862 | 2022 | IA | Knoxville Industrial | 7849 | 5 |  | OP | IC | DFO | 2 | 0.001 | 9.125 | 32.8497 | 4.375 | 15.7499 | Distributed from 923 Generation And Fuel | 2000
6863 | 2022 | IA | Knoxville Industrial | 7849 | 6 |  | OP | IC | DFO | 2 | 0.001 | 9.125 | 32.8497 | 4.375 | 15.7499 | Distributed from 923 Generation And Fuel | 2000
6864 | 2022 | IA | Knoxville Industrial | 7849 | 7 |  | OP | IC | DFO | 2 | 0.001 | 9.125 | 32.8497 | 4.375 | 15.7499 | Distributed from 923 Generation And Fuel | 2000
6865 | 2022 | IA | Knoxville Industrial | 7849 | 8 |  | OP | IC | DFO | 2 | 0.001 | 9.125 | 32.8497 | 4.375 | 15.7499 | Distributed from 923 Generation And Fuel | 2000
6866 | 2022 | IA | Kossuth | 62103 | 1 |  | OP | WT | WND | 152.2 | 0.484 | 645298 | 2323054.2156 | 211466 | 761271.5098 | Distributed from 923 Generation And Fuel | 2020
6867 | 2022 | IA | Kossuth County Wind | 65725 | KCW |  | OP | WT | WND | 70 | 0.04 | 24463 | 88066.0955 | 0 | 0 | Distributed from 923 Generation And Fuel | 2022
6868 | 2022 | IA | La Porte | 1156 | 3A |  | SB | IC | DFO | 1.8 | 0.002 | 26.333 | 94.798 | 12.667 | 45.6008 | Distributed from 923 Generation And Fuel | 2000
6869 | 2022 | IA | La Porte | 1156 | 4A |  | SB | IC | DFO | 1.8 | 0.002 | 26.333 | 94.798 | 12.667 | 45.6008 | Distributed from 923 Generation And Fuel | 2000
6870 | 2022 | IA | La Porte | 1156 | 6 |  | SB | IC | DFO | 1.8 | 0.002 | 26.333 | 94.798 | 12.667 | 45.6008 | Distributed from 923 Generation And Fuel | 2013
6871 | 2022 | IA | Lake Mills | 1154 | 4 |  | OP | IC | DFO | 1.3 | 0 | 5.435 | 19.5658 | 2.644 | 9.5183 | Distributed from 923 Generation And Fuel | 1962
6872 | 2022 | IA | Lake Mills | 1154 | 6 |  | OP | IC | DFO | 5.7 | 0 | 23.831 | 85.7909 | 11.593 | 41.7345 | Distributed from 923 Generation And Fuel | 1979
6873 | 2022 | IA | Lake Mills | 1154 | 7 |  | OP | IC | DFO | 7.6 | 0 | 31.774 | 114.3855 | 15.458 | 55.6484 | Distributed from 923 Generation And Fuel | 1999
6874 | 2022 | IA | Lake Mills | 1154 | 8 |  | OP | IC | DFO | 3.1 | 0 | 12.96 | 46.6556 | 6.305 | 22.6978 | Distributed from 923 Generation And Fuel | 2022
6875 | 2022 | IA | Lake Mills Gas Recovery | 56521 | GEN1 |  | OP | IC | LFG | 0.8 | 0.368 | 2577.4 | 9278.5658 | 1150.8 | 4142.8469 | Distributed from 923 Generation And Fuel | 2006
6876 | 2022 | IA | Lake Mills Gas Recovery | 56521 | GEN2 |  | OP | IC | LFG | 0.8 | 0.368 | 2577.4 | 9278.5658 | 1150.8 | 4142.8469 | Distributed from 923 Generation And Fuel | 2006
6877 | 2022 | IA | Lake Mills Gas Recovery | 56521 | GEN3 |  | OP | IC | LFG | 0.8 | 0.368 | 2577.4 | 9278.5658 | 1150.8 | 4142.8469 | Distributed from 923 Generation And Fuel | 2006
6878 | 2022 | IA | Lake Mills Gas Recovery | 56521 | GEN4 |  | OP | IC | LFG | 0.8 | 0.368 | 2577.4 | 9278.5658 | 1150.8 | 4142.8469 | Distributed from 923 Generation And Fuel | 2006
6879 | 2022 | IA | Lake Mills Gas Recovery | 56521 | GEN5 |  | OP | IC | LFG | 0.8 | 0.368 | 2577.4 | 9278.5658 | 1150.8 | 4142.8469 | Distributed from 923 Generation And Fuel | 2006
6880 | 2022 | IA | Lake Park | 1153 | 3 |  | OP | IC | DFO | 2 | 0.001 | 16.5 | 59.3995 | 8 | 28.7998 | Distributed from 923 Generation And Fuel | 2005
6881 | 2022 | IA | Lake Park | 1153 | G2 |  | OP | IC | DFO | 2 | 0.001 | 16.5 | 59.3995 | 8 | 28.7998 | Distributed from 923 Generation And Fuel | 2005
6882 | 2022 | IA | Lakota Wind Wind Farm | 57251 | LAK1 |  | OP | WT | WND | 10.5 | 0.446 | 41058 | 147807.6175 | 12901 | 46443.2285 | Distributed from 923 Generation And Fuel | 2009
6883 | 2022 | IA | Lamoni Municipal Utilities | 1155 | 1 |  | OP | IC | DFO | 2.8 | 0.004 | 94.4 | 339.8373 | 45.333 | 163.1975 | Distributed from 923 Generation And Fuel | 1973
6884 | 2022 | IA | Lamoni Municipal Utilities | 1155 | 2 |  | OP | IC | DFO | 0.2 | 0.004 | 6.743 | 24.2746 | 3.238 | 11.6567 | Distributed from 923 Generation And Fuel | 1940
6885 | 2022 | IA | Lamoni Municipal Utilities | 1155 | 3 |  | OP | IC | DFO | 0.3 | 0.004 | 10.114 | 36.4101 | 4.857 | 17.4851 | Distributed from 923 Generation And Fuel | 1941
6886 | 2022 | IA | Lamoni Municipal Utilities | 1155 | 4 |  | OP | IC | DFO | 0.6 | 0.004 | 20.229 | 72.8238 | 9.714 | 34.9701 | Distributed from 923 Generation And Fuel | 1948
6887 | 2022 | IA | Lamoni Municipal Utilities | 1155 | 5 |  | OP | IC | DFO | 1.1 | 0.004 | 37.086 | 133.5085 | 17.81 | 64.1155 | Distributed from 923 Generation And Fuel | 1955
6888 | 2022 | IA | Lamoni Municipal Utilities | 1155 | 6 |  | OP | IC | DFO | 0.5 | 0.004 | 16.857 | 60.6847 | 8.095 | 29.1418 | Distributed from 923 Generation And Fuel | 1993
6889 | 2022 | IA | Lamoni Municipal Utilities | 1155 | 7 |  | OP | IC | DFO | 2.5 | 0.004 | 84.286 | 303.4272 | 40.476 | 145.7124 | Distributed from 923 Generation And Fuel | 2011
6890 | 2022 | IA | Lamoni Municipal Utilities | 1155 | 8 |  | OP | IC | DFO | 2.5 | 0.004 | 84.286 | 303.4272 | 40.476 | 145.7124 | Distributed from 923 Generation And Fuel | 2011
6891 | 2022 | IA | Lansing | 1047 | 4 | 1 | OP | ST | SUB | 274.5 | 0.409 | 983447 | 3540380.877 | 384925 | 1385718.9142 | EIA-923 Generator File | 1977 | 2023
6892 | 2022 | IA | Laurel Wind Farm | 57500 | LWF |  | OP | WT | WND | 123.4 | 0.334 | 360748 | 1298682.4105 | 113348 | 408049.5356 | Distributed from 923 Generation And Fuel | 2011
6893 | 2022 | IA | Laurens | 1157 | 3 |  | SB | IC | DFO | 0.8 | 0.004 | 30.505 | 109.8171 | 14.681 | 52.8512 | Distributed from 923 Generation And Fuel | 1952
6894 | 2022 | IA | Laurens | 1157 | 4 |  | SB | IC | DFO | 0.8 | 0.004 | 30.505 | 109.8171 | 14.681 | 52.8512 | Distributed from 923 Generation And Fuel | 1951
6895 | 2022 | IA | Laurens | 1157 | 5 |  | SB | IC | DFO | 2.5 | 0.004 | 95.33 | 343.1853 | 45.879 | 165.1631 | Distributed from 923 Generation And Fuel | 2013
6896 | 2022 | IA | Laurens | 1157 | 6 |  | SB | IC | DFO | 2.5 | 0.004 | 95.33 | 343.1853 | 45.879 | 165.1631 | Distributed from 923 Generation And Fuel | 2013
6897 | 2022 | IA | Laurens | 1157 | 7 |  | SB | IC | DFO | 2.5 | 0.004 | 95.33 | 343.1853 | 45.879 | 165.1631 | Distributed from 923 Generation And Fuel | 2013
6898 | 2022 | IA | Ledyard Windpower, LLC | 65390 | LDYRD |  | OP | WT | WND | 207 | 0.034 | 62191 | 223885.8089 | 0 | 0 | Distributed from 923 Generation And Fuel | 2022
6899 | 2022 | IA | Lenox | 1158 | 1 |  | SB | IC | DFO | 0.3 | 0 | 1.131 | 4.0716 | 0.541 | 1.9476 | Distributed from 923 Generation And Fuel | 1948
6900 | 2022 | IA | Lenox | 1158 | 2 |  | SB | IC | DFO | 1.1 | 0 | 4.148 | 14.9327 | 1.984 | 7.1423 | Distributed from 923 Generation And Fuel | 1965
6901 | 2022 | IA | Lenox | 1158 | 3 |  | SB | IC | DFO | 0.9 | 0 | 3.393 | 12.2147 | 1.623 | 5.8428 | Distributed from 923 Generation And Fuel | 1966
6902 | 2022 | IA | Lenox | 1158 | 4 |  | SB | IC | DFO | 1.8 | 0 | 6.787 | 24.433 | 3.246 | 11.6855 | Distributed from 923 Generation And Fuel | 2001
6903 | 2022 | IA | Lenox | 1158 | 5 |  | SB | IC | DFO | 2 | 0 | 7.541 | 27.1474 | 3.607 | 12.9851 | Distributed from 923 Generation And Fuel | 2016
6904 | 2022 | IA | Leonardo Wind 1 LLC | 59228 | WT1 |  | OP | WT | WND | 3 | 0.484 | 12713 | 45766.4339 | 3994 | 14378.285 | Distributed from 923 Generation And Fuel | 2016
6905 | 2022 | IA | Lime Creek | 7155 | 1 |  | OP | GT | DFO | 45.1 | 0.002 | 922.5 | 3320.9734 | 441 | 1587.5873 | Distributed from 923 Generation And Fuel | 1991
6906 | 2022 | IA | Lime Creek | 7155 | 2 |  | OP | GT | DFO | 45.1 | 0.002 | 922.5 | 3320.9734 | 441 | 1587.5873 | Distributed from 923 Generation And Fuel | 1991
6907 | 2022 | IA | Lost Lakes Wind Farm LLC | 57111 | GEN 1 |  | OP | WT | WND | 100 | 0.394 | 345120 | 1242422.0606 | 108438 | 390373.677 | Distributed from 923 Generation And Fuel | 2009
6908 | 2022 | IA | Louisa | 6664 | 1 | 1 | OP | ST | SUB | 811.9 | 0.443 | 3151308 | 11344618.0431 | 1517622 | 5463395.4928 | EIA-923 Generator File | 1983
6909 | 2022 | IA | Lundgren Wind Project | 58884 | LGWF |  | OP | WT | WND | 251 | 0.437 | 960754 | 3458686.7305 | 301872 | 1086730.5062 | Distributed from 923 Generation And Fuel | 2014
6910 | 2022 | IA | Luther College Wind Project | 58407 | WTG01 |  | OP | WT | WND | 1.6 | 0.176 | 2467 | 8881.129 | 775 | 2789.9777 | Distributed from 923 Generation And Fuel | 2011
6911 | 2022 | IA | Macksburg Wind Project | 58885 | MBWF |  | OP | WT | WND | 119.6 | 0.359 | 376311 | 1354708.7623 | 118238 | 425653.3948 | Distributed from 923 Generation And Fuel | 2014
6912 | 2022 | IA | Manning | 1160 | 1 |  | SB | IC | DFO | 0.2 | -0.001 | -1.038 | -3.7368 | -0.506 | -1.8216 | Distributed from 923 Generation And Fuel | 1928
6913 | 2022 | IA | Manning | 1160 | 2 |  | SB | IC | DFO | 0.2 | -0.001 | -1.038 | -3.7368 | -0.506 | -1.8216 | Distributed from 923 Generation And Fuel | 1928
6914 | 2022 | IA | Manning | 1160 | 4 |  | SB | IC | DFO | 0.6 | -0.001 | -3.114 | -11.2103 | -1.519 | -5.4684 | Distributed from 923 Generation And Fuel | 1949
6915 | 2022 | IA | Manning | 1160 | M1 |  | OP | IC | DFO | 2.3 | -0.001 | -11.937 | -42.9729 | -5.823 | -20.9626 | Distributed from 923 Generation And Fuel | 2012
6916 | 2022 | IA | Manning | 1160 | M2 |  | OP | IC | DFO | 2.3 | -0.001 | -11.937 | -42.9729 | -5.823 | -20.9626 | Distributed from 923 Generation And Fuel | 2012
6917 | 2022 | IA | Manning | 1160 | M3 |  | OP | IC | DFO | 2.3 | -0.001 | -11.937 | -42.9729 | -5.823 | -20.9626 | Distributed from 923 Generation And Fuel | 2012
6918 | 2022 | IA | Maple City | 66068 | 704 |  | OP | PV | SUN | 1.5 | 0 | 0 | 0 | 0 | 0 | Distributed from 923 Generation And Fuel | 2022
6919 | 2022 | IA | Maquoketa 1 | 1162 | 1A |  | SB | IC | NG | 3.1 | -0.001 | -22.361 | -80.499 | -12.324 | -44.366 | Distributed from 923 Generation And Fuel | 2004
6920 | 2022 | IA | Maquoketa 1 | 1162 | 2A |  | SB | IC | NG | 3.1 | -0.001 | -22.361 | -80.499 | -12.324 | -44.366 | Distributed from 923 Generation And Fuel | 2004
6921 | 2022 | IA | Maquoketa 1 | 1162 | 3 |  | SB | IC | NG | 2.1 | -0.001 | -15.148 | -54.5324 | -8.348 | -30.0526 | Distributed from 923 Generation And Fuel | 1969
6922 | 2022 | IA | Maquoketa 1 | 1162 | 4A |  | SB | IC | DFO | 1.8 | -0.001 | -12.984 | -46.742 | -7.156 | -25.7614 | Distributed from 923 Generation And Fuel | 1999
6923 | 2022 | IA | Maquoketa 1 | 1162 | 5 |  | SB | IC | NG | 1.7 | -0.001 | -12.262 | -44.1428 | -6.758 | -24.3286 | Distributed from 923 Generation And Fuel | 1956
6924 | 2022 | IA | Maquoketa 1 | 1162 | 6 |  | SB | IC | NG | 2.5 | -0.001 | -18.033 | -64.9183 | -9.939 | -35.7801 | Distributed from 923 Generation And Fuel | 1962
6925 | 2022 | IA | Maquoketa 1 | 1162 | 7 |  | SB | IC | NG | 6.5 | -0.001 | -46.885 | -168.7846 | -25.84 | -93.0233 | Distributed from 923 Generation And Fuel | 1982
6926 | 2022 | IA | Maquoketa 1 | 1162 | 8 |  | SB | IC | DFO | 1.8 | -0.001 | -12.984 | -46.742 | -7.156 | -25.7614 | Distributed from 923 Generation And Fuel | 1996
6927 | 2022 | IA | Maquoketa 1 | 1162 | 9 |  | SB | IC | DFO | 1.8 | -0.001 | -12.984 | -46.742 | -7.156 | -25.7614 | Distributed from 923 Generation And Fuel | 2000
6928 | 2022 | IA | Maquoketa 2 | 7921 | 11 |  | SB | IC | DFO | 2 | -0.003 | -44.75 | -161.0987 | -21.5 | -77.3994 | Distributed from 923 Generation And Fuel | 2001
6929 | 2022 | IA | Maquoketa 2 | 7921 | 12 |  | SB | IC | DFO | 2 | -0.003 | -44.75 | -161.0987 | -21.5 | -77.3994 | Distributed from 923 Generation And Fuel | 2001
6930 | 2022 | IA | Maquoketa 2 | 7921 | 13 |  | SB | IC | DFO | 2 | -0.003 | -44.75 | -161.0987 | -21.5 | -77.3994 | Distributed from 923 Generation And Fuel | 2002
6931 | 2022 | IA | Maquoketa 2 | 7921 | 14 |  | SB | IC | DFO | 2 | -0.003 | -44.75 | -161.0987 | -21.5 | -77.3994 | Distributed from 923 Generation And Fuel | 2002
6932 | 2022 | IA | Marshalltown | 1068 | 1 |  | OP | GT | NG | 63 | 0.043 | 23950 | 86219.3102 | 13644 | 49118.0071 | Distributed from 923 Generation And Fuel | 1978
6933 | 2022 | IA | Marshalltown | 1068 | 2 |  | OP | GT | NG | 63 | 0.043 | 23950 | 86219.3102 | 13644 | 49118.0071 | Distributed from 923 Generation And Fuel | 1978
6934 | 2022 | IA | Marshalltown | 1068 | 3 |  | OP | GT | NG | 63 | 0.043 | 23950 | 86219.3102 | 13644 | 49118.0071 | Distributed from 923 Generation And Fuel | 1978
6935 | 2022 | IA | Marshalltown Generating Station | 58236 | BESS1 |  | OP | BA | MWH | 0.3 | -0.005 | -13 | -46.7996 | -7 | -25.1998 | Distributed from 923 Generation And Fuel | 2020
6936 | 2022 | IA | Marshalltown Generating Station | 58236 | CTG1 |  | OP | CT | NG | 222.7 | 0.449 | 875459 | 3151627.187 | 498463 | 1794452.4444 | EIA-923 Generator File | 2017
6937 | 2022 | IA | Marshalltown Generating Station | 58236 | CTG2 |  | OP | CT | NG | 222.7 | 0.434 | 846686 | 3048045.2156 | 460497 | 1657775.9378 | EIA-923 Generator File | 2017
6938 | 2022 | IA | Marshalltown Generating Station | 58236 | PV1 |  | OP | PV | SUN | 2.6 | 0 | 0 | 0 | 0 | 0 | Distributed from 923 Generation And Fuel | 2020
6939 | 2022 | IA | Marshalltown Generating Station | 58236 | STG1 | 2 | OP | CA | NG | 260.5 | 0.439 | 1001870 | 3606703.1464 | 568588 | 2046900.4248 | EIA-923 Generator File | 2017
6940 | 2022 | IA | McGregor | 1163 | 1 |  | OP | IC | DFO | 1.2 | 0.001 | 8.8 | 31.6797 | 4 | 14.3999 | Distributed from 923 Generation And Fuel | 1977
6941 | 2022 | IA | McGregor | 1163 | 2 |  | OP | IC | DFO | 0.3 | 0.001 | 2.2 | 7.9199 | 1 | 3.6 | Distributed from 923 Generation And Fuel | 1941
6942 | 2022 | IA | Meadow Ridge | 58459 | 1 |  | OP | WT | WND | 1.6 | 0.403 | 5649 | 20336.2373 | 1775 | 6389.9489 | Distributed from 923 Generation And Fuel | 2012
6943 | 2022 | IA | Merl Parr | 1097 | 1 |  | OP | GT | NG | 18 | 0.002 | 331.5 | 1193.3905 | 189 | 680.3946 | Distributed from 923 Generation And Fuel | 1969
6944 | 2022 | IA | Merl Parr | 1097 | 2 |  | OP | GT | NG | 18 | 0.002 | 331.5 | 1193.3905 | 189 | 680.3946 | Distributed from 923 Generation And Fuel | 1969
6945 | 2022 | IA | Metro Methane Recovery Facility | 54700 | GEN1 |  | OP | IC | LFG | 0.8 | 0.858 | 6012.286 | 21644.0564 | 2546.571 | 9167.5823 | Distributed from 923 Generation And Fuel | 1998
6946 | 2022 | IA | Metro Methane Recovery Facility | 54700 | GEN10 |  | OP | IC | LFG | 1.6 | 0.858 | 12024.571 | 43288.1093 | 5093.143 | 18335.1681 | Distributed from 923 Generation And Fuel | 2014
6947 | 2022 | IA | Metro Methane Recovery Facility | 54700 | GEN11 |  | OP | IC | LFG | 1.6 | 0.858 | 12024.571 | 43288.1093 | 5093.143 | 18335.1681 | Distributed from 923 Generation And Fuel | 2014
6948 | 2022 | IA | Metro Methane Recovery Facility | 54700 | GEN12 |  | OP | IC | LFG | 1.6 | 0.858 | 12024.571 | 43288.1093 | 5093.143 | 18335.1681 | Distributed from 923 Generation And Fuel | 2014
6949 | 2022 | IA | Metro Methane Recovery Facility | 54700 | GEN2 |  | OP | IC | LFG | 0.8 | 0.858 | 6012.286 | 21644.0564 | 2546.571 | 9167.5823 | Distributed from 923 Generation And Fuel | 1998
6950 | 2022 | IA | Metro Methane Recovery Facility | 54700 | GEN3 |  | OP | IC | LFG | 0.8 | 0.858 | 6012.286 | 21644.0564 | 2546.571 | 9167.5823 | Distributed from 923 Generation And Fuel | 1998
6951 | 2022 | IA | Metro Methane Recovery Facility | 54700 | GEN4 |  | OP | IC | LFG | 0.8 | 0.858 | 6012.286 | 21644.0564 | 2546.571 | 9167.5823 | Distributed from 923 Generation And Fuel | 1998
6952 | 2022 | IA | Metro Methane Recovery Facility | 54700 | GEN5 |  | OP | IC | LFG | 0.8 | 0.858 | 6012.286 | 21644.0564 | 2546.571 | 9167.5823 | Distributed from 923 Generation And Fuel | 1998
6953 | 2022 | IA | Metro Methane Recovery Facility | 54700 | GEN6 |  | OP | IC | LFG | 0.8 | 0.858 | 6012.286 | 21644.0564 | 2546.571 | 9167.5823 | Distributed from 923 Generation And Fuel | 1998
6954 | 2022 | IA | Metro Methane Recovery Facility | 54700 | GEN7 |  | OP | IC | LFG | 0.8 | 0.858 | 6012.286 | 21644.0564 | 2546.571 | 9167.5823 | Distributed from 923 Generation And Fuel | 1998
6955 | 2022 | IA | Metro Methane Recovery Facility | 54700 | GEN8 |  | OP | IC | LFG | 0.8 | 0.858 | 6012.286 | 21644.0564 | 2546.571 | 9167.5823 | Distributed from 923 Generation And Fuel | 1998
6956 | 2022 | IA | Michelangelo Wind 1 LLC | 59231 | WT1 |  | OP | WT | WND | 3 | 0.46 | 12100 | 43559.6515 | 3802 | 13687.0905 | Distributed from 923 Generation And Fuel | 2017
6957 | 2022 | IA | Michelangelo Wind 3 LLC | 59053 | WT1 |  | OP | WT | WND | 3 | 0.464 | 12193 | 43894.4488 | 3831 | 13791.4897 | Distributed from 923 Generation And Fuel | 2017
6958 | 2022 | IA | Michelangelo Wind 4 LLC | 59232 | WT1 |  | OP | WT | WND | 3 | 0.463 | 12178 | 43840.4493 | 3826 | 13773.4898 | Distributed from 923 Generation And Fuel | 2016
6959 | 2022 | IA | Milford | 1164 | 1 |  | OP | IC | DFO | 0.6 | 0.005 | 26.677 | 96.0364 | 12.831 | 46.1912 | Distributed from 923 Generation And Fuel | 1954
6960 | 2022 | IA | Milford | 1164 | 4 |  | OP | IC | DFO | 0.5 | 0.005 | 22.231 | 80.031 | 10.692 | 38.4909 | Distributed from 923 Generation And Fuel | 1949
6961 | 2022 | IA | Milford | 1164 | 5 |  | OP | IC | DFO | 1.8 | 0.005 | 80.031 | 288.1093 | 38.492 | 138.5701 | Distributed from 923 Generation And Fuel | 1997
6962 | 2022 | IA | Milford | 1164 | 6 |  | OP | IC | DFO | 1.8 | 0.005 | 80.031 | 288.1093 | 38.492 | 138.5701 | Distributed from 923 Generation And Fuel | 1997
6963 | 2022 | IA | Milford | 1164 | 7 |  | OP | IC | DFO | 1.8 | 0.005 | 80.031 | 288.1093 | 38.492 | 138.5701 | Distributed from 923 Generation And Fuel | 1997
6964 | 2022 | IA | Montezuma | 1165 | 1 |  | SB | IC | DFO | 0.2 | 0.001 | 2.551 | 9.1835 | 1.327 | 4.7772 | Distributed from 923 Generation And Fuel | 1940
6965 | 2022 | IA | Montezuma | 1165 | 10 |  | SB | IC | DFO | 0.2 | 0.001 | 2.551 | 9.1835 | 1.327 | 4.7772 | Distributed from 923 Generation And Fuel | 2003
6966 | 2022 | IA | Montezuma | 1165 | 4 |  | SB | IC | DFO | 0.5 | 0.001 | 6.378 | 22.9606 | 3.316 | 11.9375 | Distributed from 923 Generation And Fuel | 1947
6967 | 2022 | IA | Montezuma | 1165 | 5 |  | SB | IC | DFO | 1.1 | 0.001 | 14.031 | 50.5112 | 7.296 | 26.2654 | Distributed from 923 Generation And Fuel | 1959
6968 | 2022 | IA | Montezuma | 1165 | 6 |  | SB | IC | NG | 1.7 | 0.001 | 21.684 | 78.0618 | 11.276 | 40.5933 | Distributed from 923 Generation And Fuel | 1967
6969 | 2022 | IA | Montezuma | 1165 | 7 |  | SB | IC | NG | 2.5 | 0.001 | 31.888 | 114.7959 | 16.582 | 59.6947 | Distributed from 923 Generation And Fuel | 1974
6970 | 2022 | IA | Montezuma | 1165 | 8 |  | SB | IC | DFO | 1.8 | 0.001 | 22.959 | 82.6517 | 11.939 | 42.9801 | Distributed from 923 Generation And Fuel | 1998
6971 | 2022 | IA | Montezuma | 1165 | 9 |  | SB | IC | DFO | 1.8 | 0.001 | 22.959 | 82.6517 | 11.939 | 42.9801 | Distributed from 923 Generation And Fuel | 2000
6972 | 2022 | IA | Morning Light Wind Farm | 57875 | MLWF |  | OP | WT | WND | 101.2 | 0.363 | 321936 | 1158960.3283 | 101153 | 364147.8868 | Distributed from 923 Generation And Fuel | 2012
6973 | 2022 | IA | Mt Pleasant | 1166 | 1 |  | SB | IC | DFO | 2 | 0.003 | 51.917 | 186.8997 | 24.917 | 89.7005 | Distributed from 923 Generation And Fuel | 2002
6974 | 2022 | IA | Mt Pleasant | 1166 | 10 |  | SB | IC | DFO | 2 | 0.003 | 51.917 | 186.8997 | 24.917 | 89.7005 | Distributed from 923 Generation And Fuel | 2002
6975 | 2022 | IA | Mt Pleasant | 1166 | 11 |  | SB | IC | DFO | 2 | 0.003 | 51.917 | 186.8997 | 24.917 | 89.7005 | Distributed from 923 Generation And Fuel | 2002
6976 | 2022 | IA | Mt Pleasant | 1166 | 12 |  | SB | IC | DFO | 2 | 0.003 | 51.917 | 186.8997 | 24.917 | 89.7005 | Distributed from 923 Generation And Fuel | 2002
6977 | 2022 | IA | Mt Pleasant | 1166 | 2 |  | SB | IC | DFO | 2 | 0.003 | 51.917 | 186.8997 | 24.917 | 89.7005 | Distributed from 923 Generation And Fuel | 2002
6978 | 2022 | IA | Mt Pleasant | 1166 | 3 |  | SB | IC | DFO | 2 | 0.003 | 51.917 | 186.8997 | 24.917 | 89.7005 | Distributed from 923 Generation And Fuel | 2002
6979 | 2022 | IA | Mt Pleasant | 1166 | 4A |  | SB | IC | DFO | 2 | 0.003 | 51.917 | 186.8997 | 24.917 | 89.7005 | Distributed from 923 Generation And Fuel | 2002
6980 | 2022 | IA | Mt Pleasant | 1166 | 5A |  | SB | IC | DFO | 2 | 0.003 | 51.917 | 186.8997 | 24.917 | 89.7005 | Distributed from 923 Generation And Fuel | 2002
6981 | 2022 | IA | Mt Pleasant | 1166 | 6 |  | SB | IC | DFO | 2 | 0.003 | 51.917 | 186.8997 | 24.917 | 89.7005 | Distributed from 923 Generation And Fuel | 2002
6982 | 2022 | IA | Mt Pleasant | 1166 | 7 |  | SB | IC | DFO | 2 | 0.003 | 51.917 | 186.8997 | 24.917 | 89.7005 | Distributed from 923 Generation And Fuel | 2002
6983 | 2022 | IA | Mt Pleasant | 1166 | 8 |  | SB | IC | DFO | 2 | 0.003 | 51.917 | 186.8997 | 24.917 | 89.7005 | Distributed from 923 Generation And Fuel | 2002
6984 | 2022 | IA | Mt Pleasant | 1166 | 9 |  | SB | IC | DFO | 2 | 0.003 | 51.917 | 186.8997 | 24.917 | 89.7005 | Distributed from 923 Generation And Fuel | 2002
6985 | 2022 | IA | Muscatine Plant #1 | 1167 | 7 | 1 | OP | ST | SUB | 25 | 0.051 | 11226 | 40413.2767 | 8362 | 30102.9592 | EIA-923 Generator File | 1958
6986 | 2022 | IA | Muscatine Plant #1 | 1167 | 8 | 1 | OP | ST | SUB | 75 | 0.035 | 22774 | 81985.7441 | 12523 | 45082.4393 | EIA-923 Generator File | 1969
6987 | 2022 | IA | Muscatine Plant #1 | 1167 | 8A | 1 | OS | ST | SUB | 18 | 0.606 | 95577 | 344074.4474 | 37241 | 134066.5275 | EIA-923 Generator File | 2000 | 2024
6988 | 2022 | IA | Muscatine Plant #1 | 1167 | 9 | 1 | OP | ST | SUB | 175.5 | 0.438 | 673288 | 2423817.4095 | 378841 | 1363816.6895 | EIA-923 Generator File | 1983
6989 | 2022 | IA | NCAH Central Utility Plant | 58265 | C-3 |  | SB | IC | DFO | 0.2 | 0.001 | 0.988 | 3.5568 | 0.626 | 2.2536 | Data from EIA-923 Generator File overwritten with distributed data from EIA-923 Generation and Fuel | 2005
6990 | 2022 | IA | NCAH Central Utility Plant | 58265 | EP-6 |  | SB | IC | DFO | 0.8 | 0.001 | 3.953 | 14.2307 | 2.504 | 9.0143 | Data from EIA-923 Generator File overwritten with distributed data from EIA-923 Generation and Fuel | 2003
6991 | 2022 | IA | NCAH Central Utility Plant | 58265 | FRZRF |  | SB | IC | DFO | 0.2 | 0.001 | 0.988 | 3.5568 | 0.626 | 2.2536 | Data from EIA-923 Generator File overwritten with distributed data from EIA-923 Generation and Fuel | 2005
6992 | 2022 | IA | NCAH Central Utility Plant | 58265 | MBGEN |  | SB | IC | DFO | 0.5 | 0.001 | 2.471 | 8.8955 | 1.565 | 5.634 | Data from EIA-923 Generator File overwritten with distributed data from EIA-923 Generation and Fuel | 2004
6993 | 2022 | IA | NCAH Central Utility Plant | 58265 | S-13 |  | SB | IC | DFO | 2.1 | 0.001 | 10.376 | 37.3533 | 6.572 | 23.659 | Data from EIA-923 Generator File overwritten with distributed data from EIA-923 Generation and Fuel | 2004
6994 | 2022 | IA | NCAH Central Utility Plant | 58265 | S-14 |  | SB | IC | DFO | 2.1 | 0.001 | 10.376 | 37.3533 | 6.572 | 23.659 | Data from EIA-923 Generator File overwritten with distributed data from EIA-923 Generation and Fuel | 2004
6995 | 2022 | IA | NCAH Central Utility Plant | 58265 | S-16 |  | OP | GT | NG | 3 | 0.35 | 9195 | 33101.7352 | 6810 | 24515.8039 | Distributed from 923 Generation And Fuel | 2006
6996 | 2022 | IA | NCAH Central Utility Plant | 58265 | S-17 |  | SB | IC | DFO | 2 | 0.001 | 9.882 | 35.5749 | 6.259 | 22.5322 | Data from EIA-923 Generator File overwritten with distributed data from EIA-923 Generation and Fuel | 2006
6997 | 2022 | IA | NCAH Central Utility Plant | 58265 | S-18 |  | SB | IC | DFO | 2 | 0.001 | 9.882 | 35.5749 | 6.259 | 22.5322 | Data from EIA-923 Generator File overwritten with distributed data from EIA-923 Generation and Fuel | 2000
6998 | 2022 | IA | NCAH Central Utility Plant | 58265 | S-19 |  | SB | IC | DFO | 2 | 0.001 | 9.882 | 35.5749 | 6.259 | 22.5322 | Data from EIA-923 Generator File overwritten with distributed data from EIA-923 Generation and Fuel | 2010
6999 | 2022 | IA | Neal Energy Center Solar | 65393 | NECS |  | OP | PV | SUN | 4 | 0.222 | 7765 | 27953.7764 | 4726 | 17013.4639 | Distributed from 923 Generation And Fuel | 2022
7000 | 2022 | IA | New Hampton | 1168 | 3 |  | SB | IC | NG | 3.5 | 0.005 | 148.057 | 533.0009 | 83.34 | 300.0216 | Distributed from 923 Generation And Fuel | 1967
7001 | 2022 | IA | New Hampton | 1168 | 4 |  | SB | IC | NG | 6.2 | 0.005 | 262.272 | 944.1716 | 147.63 | 531.4637 | Distributed from 923 Generation And Fuel | 1973
7002 | 2022 | IA | New Hampton | 1168 | 5 |  | SB | IC | NG | 6.2 | 0.005 | 262.272 | 944.1716 | 147.63 | 531.4637 | Distributed from 923 Generation And Fuel | 1973
7003 | 2022 | IA | New Hampton | 1168 | 7 |  | OP | IC | DFO | 5.3 | 0.005 | 224.2 | 807.1135 | 126.2 | 454.3164 | Distributed from 923 Generation And Fuel | 1999
7004 | 2022 | IA | New Hampton | 1168 | 8 |  | OP | IC | DFO | 5.3 | 0.005 | 224.2 | 807.1135 | 126.2 | 454.3164 | Distributed from 923 Generation And Fuel | 1999
7005 | 2022 | IA | New Harvest Wind Project LLC | 57609 | 1 |  | OP | WT | WND | 100 | 0.258 | 226365 | 814907.4807 | 71125 | 256047.9516 | Distributed from 923 Generation And Fuel | 2011
7006 | 2022 | IA | NLMU Wind | 58414 | NLMU |  | OP | WT | WND | 1.5 | 0.451 | 5922 | 21319.0294 | 1861 | 6699.5464 | Distributed from 923 Generation And Fuel | 2011
7007 | 2022 | IA | North English | 62133 | 1 |  | OP | WT | WND | 140 | 0.493 | 604574.765 | 2176451.7424 | 180856.118 | 651076.8162 | Distributed from 923 Generation And Fuel | 2019
7008 | 2022 | IA | North English | 62133 | GT1 |  | OP | WT | WND | 200 | 0.493 | 863678.235 | 3109216.7723 | 258365.882 | 930109.7343 | Distributed from 923 Generation And Fuel | 2018
7009 | 2022 | IA | North Generation Plant | 7856 | 1 |  | OP | IC | DFO | 1.8 | 0.001 | 16.425 | 59.1295 | 7.875 | 28.3498 | Distributed from 923 Generation And Fuel | 2002
7010 | 2022 | IA | North Generation Plant | 7856 | 2 |  | OP | IC | DFO | 1.8 | 0.001 | 16.425 | 59.1295 | 7.875 | 28.3498 | Distributed from 923 Generation And Fuel | 2002
7011 | 2022 | IA | North Generation Plant | 7856 | 3 |  | OP | IC | DFO | 2.2 | 0.001 | 20.075 | 72.2694 | 9.625 | 34.6497 | Distributed from 923 Generation And Fuel | 2011
7012 | 2022 | IA | North Generation Plant | 7856 | 4 |  | OP | IC | DFO | 2.2 | 0.001 | 20.075 | 72.2694 | 9.625 | 34.6497 | Distributed from 923 Generation And Fuel | 2011
7013 | 2022 | IA | Northern Iowa Windfarm | 55804 | NM |  | OP | WT | WND | 80 | 0.23 | 161270 | 580567.3555 | 50672 | 182417.7407 | Distributed from 923 Generation And Fuel | 2001
7014 | 2022 | IA | Northern Iowa Windpower II | 56383 | TOI2 |  | OP | WT | WND | 80 | 0.203 | 142567 | 513237.0941 | 44795 | 161260.7099 | Distributed from 923 Generation And Fuel | 2008
7015 | 2022 | IA | Oakdale Renewable Energy Plant | 57672 | GE1 |  | OP | IC | NG | 1.4 | 0.014 | 173.5 | 624.595 | 172.5 | 620.995 | Distributed from 923 Generation And Fuel | 2010
7016 | 2022 | IA | Oakdale Renewable Energy Plant | 57672 | GE2 |  | OP | IC | NG | 1.4 | 0.014 | 173.5 | 624.595 | 172.5 | 620.995 | Distributed from 923 Generation And Fuel | 2010
7017 | 2022 | IA | O'Brien Wind | 60326 | OBWF |  | OP | WT | WND | 61.9 | 0.45 | 244118.218 | 878818.5543 | 76702.583 | 276127.0898 | Distributed from 923 Generation And Fuel | 2016
7018 | 2022 | IA | O'Brien Wind | 60326 | OBWF2 |  | OP | WT | WND | 108.7 | 0.45 | 428685.788 | 1543256.4907 | 134694.196 | 484895.2264 | Distributed from 923 Generation And Fuel | 2016
7019 | 2022 | IA | O'Brien Wind | 60326 | OBWF3 |  | OP | WT | WND | 79.7 | 0.45 | 314316.994 | 1131532.1261 | 98759.222 | 355530.355 | Distributed from 923 Generation And Fuel | 2016
7020 | 2022 | IA | Ogden | 1169 | 4 |  | SB | IC | DFO | 0.4 | 0.001 | 3.179 | 11.4443 | 1.538 | 5.5368 | Distributed from 923 Generation And Fuel | 1951
7021 | 2022 | IA | Ogden | 1169 | 5 |  | SB | IC | DFO | 1 | 0.001 | 7.949 | 28.6162 | 3.846 | 13.8455 | Distributed from 923 Generation And Fuel | 1958
7022 | 2022 | IA | Ogden | 1169 | 6 |  | SB | IC | DFO | 2.5 | 0.001 | 19.872 | 71.5386 | 9.615 | 34.6137 | Distributed from 923 Generation And Fuel | 1971
7023 | 2022 | IA | Optimum Wind 3 LLC | 59227 | WT1 |  | OP | WT | WND | 3 | 0.398 | 10470 | 37691.6985 | 3290 | 11843.9052 | Distributed from 923 Generation And Fuel | 2017
7024 | 2022 | IA | Optimum Wind 4 LLC | 59226 | WT1 |  | OP | WT | WND | 3 | 0.392 | 10304 | 37094.1032 | 3238 | 11656.7067 | Distributed from 923 Generation And Fuel | 2017
7025 | 2022 | IA | Optimum Wind 5 LLC | 59223 | WT1 |  | OP | WT | WND | 3 | 0.408 | 10712 | 38562.8915 | 3366 | 12117.5031 | Distributed from 923 Generation And Fuel | 2017
7026 | 2022 | IA | Optimum Wind 6 LLC | 59224 | WT1 |  | OP | WT | WND | 3 | 0.414 | 10886 | 39189.2865 | 3420 | 12311.9015 | Distributed from 923 Generation And Fuel | 2017
7027 | 2022 | IA | Optimum Wind 7 LLC | 59225 | WT1 |  | OP | WT | WND | 3 | 0.461 | 12102 | 43566.8515 | 3802 | 13687.0905 | Distributed from 923 Generation And Fuel | 2017
7028 | 2022 | IA | Orient Wind Farm | 61077 | 1 |  | OP | WT | WND | 102 | 0.488 | 435963.642 | 1569456.5555 | 134098.431 | 482750.4896 | Distributed from 923 Generation And Fuel | 2018
7029 | 2022 | IA | Orient Wind Farm | 61077 | 2 |  | OP | WT | WND | 398.8 | 0.488 | 1704532.358 | 6136267.3987 | 524298.569 | 1887459.7487 | Distributed from 923 Generation And Fuel | 2019
7030 | 2022 | IA | Osage (IA) | 1172 | 5 |  | SB | IC | NG | 3.2 | -0.001 | -14.843 | -53.4344 | -8.289 | -29.8402 | Distributed from 923 Generation And Fuel | 1963
7031 | 2022 | IA | Osage (IA) | 1172 | 6 |  | SB | IC | NG | 6.2 | -0.001 | -28.759 | -103.5316 | -16.06 | -57.8155 | Distributed from 923 Generation And Fuel | 1973
7032 | 2022 | IA | Osage (IA) | 1172 | 7 |  | SB | IC | DFO | 3.6 | -0.001 | -16.699 | -60.1159 | -9.325 | -33.5697 | Distributed from 923 Generation And Fuel | 1996
7033 | 2022 | IA | Osage (IA) | 1172 | 8 |  | SB | IC | DFO | 3.6 | -0.001 | -16.699 | -60.1159 | -9.325 | -33.5697 | Distributed from 923 Generation And Fuel | 1998
7034 | 2022 | IA | Osage (IA) | 1172 | SO |  | OP | PV | SUN | 0.8 | 0.144 | 1012 | 3643.1709 | 589 | 2120.383 | Distributed from 923 Generation And Fuel | 2016
7035 | 2022 | IA | Osage (IA) | 1172 | W1 |  | OP | WT | WND | 1.6 | 0.319 | 4471 | 16095.4712 | 1405 | 5057.9595 | Distributed from 923 Generation And Fuel | 2009
7036 | 2022 | IA | Osceola Windpower II | 56913 | CL25 |  | OP | WT | WND | 49.6 | 0.506 | 220002 | 792000.864 | 72168 | 259802.7216 | Distributed from 923 Generation And Fuel | 2008
7037 | 2022 | IA | Osceola Windpower LLC | 56645 | CL25 |  | OP | WT | WND | 98.2 | 0.507 | 435754 | 1568701.8504 | 141296 | 508661.5307 | Distributed from 923 Generation And Fuel | 2008
7038 | 2022 | IA | Otter Creek Ethanol Poet - Ashton | 58138 | 1 |  | OP | GT | NG | 7.5 | 0.669 | 43949 | 158215.1343 | 18385 | 66185.4705 | Distributed from 923 Generation And Fuel | 2004
7039 | 2022 | IA | Ottumwa | 6254 | 1 | 1 | OP | ST | SUB | 725.9 | 0.543 | 3450747 | 12422589.8193 | 1558133 | 5609233.9261 | EIA-923 Generator File | 1981
7040 | 2022 | IA | Ottumwa City of | 1173 | 1 |  | OS | HY | WAT | 1 | 0.229 | 2005.625 | 7220.1922 | 890 | 3203.9744 | Distributed from 923 Generation And Fuel | 1931
7041 | 2022 | IA | Ottumwa City of | 1173 | 2 |  | OP | HY | WAT | 1.2 | 0.229 | 2406.75 | 8664.2307 | 1068 | 3844.7692 | Distributed from 923 Generation And Fuel | 1931
7042 | 2022 | IA | Ottumwa City of | 1173 | 3 |  | OP | HY | WAT | 1 | 0.229 | 2005.625 | 7220.1922 | 890 | 3203.9744 | Distributed from 923 Generation And Fuel | 1931
7043 | 2022 | IA | Palo Alto Wind Farm | 63053 | PAWF |  | OP | WT | WND | 250 | 0.548 | 1199626.471 | 4318620.7466 | 404284.559 | 1455412.7691 | Distributed from 923 Generation And Fuel | 2020
7044 | 2022 | IA | Palo Alto Wind Farm | 63053 | PAWF2 |  | OP | WT | WND | 90 | 0.548 | 431865.529 | 1554703.4668 | 145542.441 | 523948.596 | Distributed from 923 Generation And Fuel | 2020
7045 | 2022 | IA | Panora | 7584 | 1 |  | SB | IC | DFO | 1.5 | 0.001 | 7.667 | 27.601 | 3.667 | 13.2011 | Distributed from 923 Generation And Fuel | 1988
7046 | 2022 | IA | Panora | 7584 | 2 |  | SB | IC | DFO | 1 | 0.001 | 5.111 | 18.3995 | 2.444 | 8.7983 | Distributed from 923 Generation And Fuel | 1988
7047 | 2022 | IA | Panora | 7584 | 3 |  | SB | IC | DFO | 2 | 0.001 | 10.222 | 36.7989 | 4.889 | 17.6003 | Distributed from 923 Generation And Fuel | 1993
7048 | 2022 | IA | Pella Peaking | 7971 | 10 |  | OP | IC | DFO | 2 | 0.004 | 64.857 | 233.4833 | 31.143 | 112.1139 | Distributed from 923 Generation And Fuel | 2003
7049 | 2022 | IA | Pella Peaking | 7971 | 11 |  | OP | IC | DFO | 2 | 0.004 | 64.857 | 233.4833 | 31.143 | 112.1139 | Distributed from 923 Generation And Fuel | 2003
7050 | 2022 | IA | Pella Peaking | 7971 | 12 |  | OP | IC | DFO | 2 | 0.004 | 64.857 | 233.4833 | 31.143 | 112.1139 | Distributed from 923 Generation And Fuel | 2003
7051 | 2022 | IA | Pella Peaking | 7971 | 13 |  | OP | IC | DFO | 2 | 0.004 | 64.857 | 233.4833 | 31.143 | 112.1139 | Distributed from 923 Generation And Fuel | 2003
7052 | 2022 | IA | Pella Peaking | 7971 | 14 |  | OP | IC | DFO | 2 | 0.004 | 64.857 | 233.4833 | 31.143 | 112.1139 | Distributed from 923 Generation And Fuel | 2003
7053 | 2022 | IA | Pella Peaking | 7971 | 15 |  | OP | IC | DFO | 2 | 0.004 | 64.857 | 233.4833 | 31.143 | 112.1139 | Distributed from 923 Generation And Fuel | 2003
7054 | 2022 | IA | Pella Peaking | 7971 | 16 |  | OP | IC | DFO | 2 | 0.004 | 64.857 | 233.4833 | 31.143 | 112.1139 | Distributed from 923 Generation And Fuel | 2003
7055 | 2022 | IA | Pella Peaking | 7971 | 3 |  | OP | IC | DFO | 2 | 0.004 | 64.857 | 233.4833 | 31.143 | 112.1139 | Distributed from 923 Generation And Fuel | 2003
7056 | 2022 | IA | Pella Peaking | 7971 | 4 |  | OP | IC | DFO | 2 | 0.004 | 64.857 | 233.4833 | 31.143 | 112.1139 | Distributed from 923 Generation And Fuel | 2003
7057 | 2022 | IA | Pella Peaking | 7971 | 5 |  | OP | IC | DFO | 2 | 0.004 | 64.857 | 233.4833 | 31.143 | 112.1139 | Distributed from 923 Generation And Fuel | 2003
7058 | 2022 | IA | Pella Peaking | 7971 | 6 |  | OP | IC | DFO | 2 | 0.004 | 64.857 | 233.4833 | 31.143 | 112.1139 | Distributed from 923 Generation And Fuel | 2003
7059 | 2022 | IA | Pella Peaking | 7971 | 7 |  | OA | IC | DFO | 2 | 0.004 | 64.857 | 233.4833 | 31.143 | 112.1139 | Distributed from 923 Generation And Fuel | 2003
7060 | 2022 | IA | Pella Peaking | 7971 | 8 |  | OP | IC | DFO | 2 | 0.004 | 64.857 | 233.4833 | 31.143 | 112.1139 | Distributed from 923 Generation And Fuel | 2003
7061 | 2022 | IA | Pella Peaking | 7971 | 9 |  | OP | IC | DFO | 2 | 0.004 | 64.857 | 233.4833 | 31.143 | 112.1139 | Distributed from 923 Generation And Fuel | 2003
7062 | 2022 | IA | Pioneer Prairie Wind Farm | 56797 | 1 |  | OP | WT | WND | 300 | 0.389 | 1022417 | 3680671.7546 | 297710 | 1071747.426 | Distributed from 923 Generation And Fuel | 2008
7063 | 2022 | IA | Pleasant Hill | 7145 | 1 |  | OP | GT | NG | 41.4 | 0.005 | 1791.621 | 6449.784 | 1009.442 | 3633.9621 | Distributed from 923 Generation And Fuel | 1990
7064 | 2022 | IA | Pleasant Hill | 7145 | 2 |  | OP | GT | NG | 41.4 | 0.005 | 1791.621 | 6449.784 | 1009.442 | 3633.9621 | Distributed from 923 Generation And Fuel | 1990
7065 | 2022 | IA | Pleasant Hill | 7145 | 3 |  | OP | GT | NG | 97 | 0.005 | 4197.759 | 15111.8115 | 2365.117 | 8514.3531 | Distributed from 923 Generation And Fuel | 1994
7066 | 2022 | IA | Plymouth Wind | 64688 | 65003 |  | OP | WT | WND | 202.7 | 0.466 | 827679 | 2979620.563 | 281714 | 1014162.2867 | Distributed from 923 Generation And Fuel | 2022
7067 | 2022 | IA | Pocahontas Prairie Wind Farm | 57976 | 1 |  | OP | WT | WND | 80 | 0.581 | 407221 | 1465983.8721 | 127950 | 460616.3151 | Distributed from 923 Generation And Fuel | 2012
7068 | 2022 | IA | POET Biorefining - Gowrie | 63923 | 1 |  | OP | ST | NG | 5 | 0.486 | 21298 | 76672.1866 | 12133.29 | 43679.4946 | EIA-923 Generator File | 2018
7069 | 2022 | IA | POET Biorefining - Jewell | 63826 | 1 |  | OP | ST | NG | 5 | 0.502 | 21968 | 79084.1673 | 12514.982 | 45053.5748 | EIA-923 Generator File | 2019
7070 | 2022 | IA | POET Biorefining LLC - Corning | 63919 | 1 |  | OP | ST | NG | 5 | 0.498 | 21823 | 78562.1715 | 12432 | 44754.842 | Distributed from 923 Generation And Fuel | 2018
7071 | 2022 | IA | POET Biorefining-Hanlontown, LLC | 63832 | 1 |  | OP | ST | NG | 4 | 0.403 | 14103.8 | 50773.2738 | 8034.815 | 28925.1026 | EIA-923 Generator File | 2019
7072 | 2022 | IA | Pomeroy Wind Farm | 56501 | PWF |  | OP | WT | WND | 123 | 0.454 | 489241.519 | 1761255.3784 | 147256.854 | 530120.4334 | Distributed from 923 Generation And Fuel | 2007
7073 | 2022 | IA | Pomeroy Wind Farm | 56501 | PWF2 |  | OP | WT | WND | 75 | 0.454 | 298317.999 | 1073936.2049 | 89790.765 | 323244.168 | Distributed from 923 Generation And Fuel | 2007
7074 | 2022 | IA | Pomeroy Wind Farm | 56501 | PWF3 |  | OP | WT | WND | 58.5 | 0.454 | 232688.039 | 837670.239 | 70036.796 | 252130.4486 | Distributed from 923 Generation And Fuel | 2008
7075 | 2022 | IA | Pomeroy Wind Farm | 56501 | PWF4 |  | OP | WT | WND | 29.9 | 0.454 | 118929.442 | 428142.5661 | 35796.585 | 128866.6751 | Distributed from 923 Generation And Fuel | 2011
7076 | 2022 | IA | Prairie Creek | 1073 | 1 | 2 | OP | ST | SUB | 14.6 | 0.385 | 49275 | 177388.5809 | 18140 | 65303.4776 | EIA-923 Generator File | 1997
7077 | 2022 | IA | Prairie Creek | 1073 | 3 | 1 | OP | ST | SUB | 50 | 0.118 | 51875 | 186748.506 | 45598 | 164151.4868 | EIA-923 Generator File | 1958
7078 | 2022 | IA | Prairie Creek | 1073 | 4 | 1 | OP | ST | NG | 148.8 | 0.022 | 28628 | 103059.9755 | 25181 | 90650.8748 | EIA-923 Generator File | 1967
7079 | 2022 | IA | Prairie Wind Farm | 60873 | PWE |  | OP | WT | WND | 168 | 0.434 | 639290 | 2301425.5886 | 169573 | 610457.9163 | Distributed from 923 Generation And Fuel | 2018
7080 | 2022 | IA | Preston (IA) | 1176 | 4 |  | OP | IC | NG | 1.8 | 0 | 5 | 17.9999 | 2.5 | 8.9999 | Distributed from 923 Generation And Fuel | 1980
7081 | 2022 | IA | Preston (IA) | 1176 | 5 |  | OP | IC | DFO | 1.8 | 0 | 5 | 17.9999 | 2.5 | 8.9999 | Distributed from 923 Generation And Fuel | 2020
7082 | 2022 | IA | Primghar | 1177 | 4 |  | RE | IC | DFO | 0.6 | 0 | 0 | 0 | 0 | 0 | Distributed from 923 Generation And Fuel | 1972 | 2022
7083 | 2022 | IA | Primghar | 1177 | 5 |  | RE | IC | DFO | 1.1 | 0 | 0 | 0 | 0 | 0 | Distributed from 923 Generation And Fuel | 1992 | 2022
7084 | 2022 | IA | Red Rock Hydro Plant | 58434 | 1 |  | OP | HY | WAT | 27.6 | 0.214 | 51634.5 | 185882.7129 | 33025 | 118889.0489 | Distributed from 923 Generation And Fuel | 2021
7085 | 2022 | IA | Red Rock Hydro Plant | 58434 | 2 |  | OP | HY | WAT | 27.6 | 0.214 | 51634.5 | 185882.7129 | 33025 | 118889.0489 | Distributed from 923 Generation And Fuel | 2021
7086 | 2022 | IA | Richland | 62080 | 1 |  | OP | WT | WND | 130.9 | 0.463 | 530919 | 1911293.1097 | 173521 | 624670.6026 | Distributed from 923 Generation And Fuel | 2020
7087 | 2022 | IA | Rippey Wind Farm | 57830 | NORD |  | OP | WT | WND | 50 | 0.365 | 159934 | 575757.7939 | 50252 | 180905.7528 | Distributed from 923 Generation And Fuel | 2012
7088 | 2022 | IA | River Hills | 1084 | 1 |  | OP | GT | NG | 16 | 0.001 | 101.625 | 365.8471 | 57.875 | 208.3483 | Distributed from 923 Generation And Fuel | 1966
7089 | 2022 | IA | River Hills | 1084 | 2 |  | OP | GT | NG | 16 | 0.001 | 101.625 | 365.8471 | 57.875 | 208.3483 | Distributed from 923 Generation And Fuel | 1966
7090 | 2022 | IA | River Hills | 1084 | 3 |  | OP | GT | NG | 16 | 0.001 | 101.625 | 365.8471 | 57.875 | 208.3483 | Distributed from 923 Generation And Fuel | 1966
7091 | 2022 | IA | River Hills | 1084 | 4 |  | OP | GT | NG | 16 | 0.001 | 101.625 | 365.8471 | 57.875 | 208.3483 | Distributed from 923 Generation And Fuel | 1966
7092 | 2022 | IA | River Hills | 1084 | 5 |  | OP | GT | NG | 16 | 0.001 | 101.625 | 365.8471 | 57.875 | 208.3483 | Distributed from 923 Generation And Fuel | 1967
7093 | 2022 | IA | River Hills | 1084 | 6 |  | OP | GT | NG | 16 | 0.001 | 101.625 | 365.8471 | 57.875 | 208.3483 | Distributed from 923 Generation And Fuel | 1967
7094 | 2022 | IA | River Hills | 1084 | 7 |  | OP | GT | NG | 16 | 0.001 | 101.625 | 365.8471 | 57.875 | 208.3483 | Distributed from 923 Generation And Fuel | 1968
7095 | 2022 | IA | River Hills | 1084 | 8 |  | OP | GT | NG | 16 | 0.001 | 101.625 | 365.8471 | 57.875 | 208.3483 | Distributed from 923 Generation And Fuel | 1968
7096 | 2022 | IA | Rock Rapids | 1181 | 1 |  | OP | IC | DFO | 2.5 | 0.001 | 14 | 50.3996 | 7 | 25.1998 | Distributed from 923 Generation And Fuel | 1968
7097 | 2022 | IA | Rockford | 1180 | 1 |  | SB | IC | DFO | 0.4 | 0.001 | 1.931 | 6.9515 | 0.966 | 3.4776 | Distributed from 923 Generation And Fuel | 1951
7098 | 2022 | IA | Rockford | 1180 | 5 |  | SB | IC | DFO | 0.9 | 0.001 | 4.345 | 15.6419 | 2.172 | 7.8191 | Distributed from 923 Generation And Fuel | 1961
7099 | 2022 | IA | Rockford | 1180 | 6 |  | SB | IC | DFO | 1.6 | 0.001 | 7.724 | 27.8062 | 3.862 | 13.9031 | Distributed from 923 Generation And Fuel | 1999
7100 | 2022 | IA | Roeder Family Wind Farm LLC | 58089 | 1 |  | OP | WT | WND | 1.6 | 0.426 | 5972 | 21499.028 | 1876 | 6753.546 | Distributed from 923 Generation And Fuel | 2011
7101 | 2022 | IA | Rolling Hills Wind Farm | 57501 | RHWF |  | OP | WT | WND | 484.2 | 0.276 | 1169351 | 4209629.923 | 355136 | 1278479.3722 | Distributed from 923 Generation And Fuel | 2011
7102 | 2022 | IA | Roquette America | 57953 | GT |  | OP | CT | NG | 40 | 0.37 | 129771 | 467171.8626 | 83332 | 299992.8001 | EIA-923 Generator File | 2004
7103 | 2022 | IA | Roquette America | 57953 | HRSG | 1 | OS | CA | NG | 10 | 0 | 0 | 0 | 0 | 0 | EIA-923 Generator File | 2004
7104 | 2022 | IA | Roquette America | 57953 | ST | 1 | OP | ST | PC | 34.4 | 0 | 0 | 0 | 0 | 0 | EIA-923 Generator File | 2007
7105 | 2022 | IA | Roseman | 62130 | ROS |  | OP | WT | WND | 1.8 | 0.521 | 8223 | 29602.5632 | 2584 | 9302.3256 | Distributed from 923 Generation And Fuel | 2017
7106 | 2022 | IA | Sac County Wind, LLC | 64662 | SAC |  | OP | WT | WND | 80 | 0.532 | 373028 | 1342890.0569 | 119851 | 431460.1483 | Distributed from 923 Generation And Fuel | 2021
7107 | 2022 | IA | Saratoga Wind Farm | 61070 | SWE |  | OP | WT | WND | 66 | 0.489 | 282781 | 1018003.456 | 97807 | 352102.3832 | Distributed from 923 Generation And Fuel | 2019
7108 | 2022 | IA | Shenandoah | 7850 | 1 |  | OP | IC | DFO | 2 | 0.001 | 9.1 | 32.7597 | 4.4 | 15.8399 | Distributed from 923 Generation And Fuel | 2000
7109 | 2022 | IA | Shenandoah | 7850 | 10 |  | OP | IC | DFO | 2 | 0.001 | 9.1 | 32.7597 | 4.4 | 15.8399 | Distributed from 923 Generation And Fuel | 2000
7110 | 2022 | IA | Shenandoah | 7850 | 2 |  | OP | IC | DFO | 2 | 0.001 | 9.1 | 32.7597 | 4.4 | 15.8399 | Distributed from 923 Generation And Fuel | 2000
7111 | 2022 | IA | Shenandoah | 7850 | 3 |  | OP | IC | DFO | 2 | 0.001 | 9.1 | 32.7597 | 4.4 | 15.8399 | Distributed from 923 Generation And Fuel | 2000
7112 | 2022 | IA | Shenandoah | 7850 | 4 |  | OP | IC | DFO | 2 | 0.001 | 9.1 | 32.7597 | 4.4 | 15.8399 | Distributed from 923 Generation And Fuel | 2000
7113 | 2022 | IA | Shenandoah | 7850 | 5 |  | OP | IC | DFO | 2 | 0.001 | 9.1 | 32.7597 | 4.4 | 15.8399 | Distributed from 923 Generation And Fuel | 2000
7114 | 2022 | IA | Shenandoah | 7850 | 6 |  | OP | IC | DFO | 2 | 0.001 | 9.1 | 32.7597 | 4.4 | 15.8399 | Distributed from 923 Generation And Fuel | 2000
7115 | 2022 | IA | Shenandoah | 7850 | 7 |  | OP | IC | DFO | 2 | 0.001 | 9.1 | 32.7597 | 4.4 | 15.8399 | Distributed from 923 Generation And Fuel | 2000
7116 | 2022 | IA | Shenandoah | 7850 | 8 |  | OP | IC | DFO | 2 | 0.001 | 9.1 | 32.7597 | 4.4 | 15.8399 | Distributed from 923 Generation And Fuel | 2000
7117 | 2022 | IA | Shenandoah | 7850 | 9 |  | OP | IC | DFO | 2 | 0.001 | 9.1 | 32.7597 | 4.4 | 15.8399 | Distributed from 923 Generation And Fuel | 2000
7118 | 2022 | IA | Sibley No Two | 7060 | 4 |  | OP | IC | DFO | 1.1 | 0.004 | 35.28 | 127.007 | 17.996 | 64.7851 | Data from EIA-923 Generator File overwritten with distributed data from EIA-923 Generation and Fuel | 1987
7119 | 2022 | IA | Sibley One | 1184 | 2 |  | OP | IC | DFO | 2 | 0.001 | 15.077 | 54.2768 | 7.862 | 28.303 | Data from EIA-923 Generator File overwritten with distributed data from EIA-923 Generation and Fuel | 1971
7120 | 2022 | IA | Sibley One | 1184 | 3 |  | OP | IC | DFO | 1.2 | 0.001 | 9.046 | 32.5653 | 4.717 | 16.9811 | Data from EIA-923 Generator File overwritten with distributed data from EIA-923 Generation and Fuel | 1987
7121 | 2022 | IA | Sibley One | 1184 | 5 |  | OP | IC | DFO | 2 | 0.001 | 15.077 | 54.2768 | 7.862 | 28.303 | Data from EIA-923 Generator File overwritten with distributed data from EIA-923 Generation and Fuel | 2000
7122 | 2022 | IA | Sky Volt | 58460 | 1 |  | OP | WT | WND | 1.6 | 0.432 | 6058 | 21808.6255 | 1903 | 6850.7452 | Distributed from 923 Generation And Fuel | 2012
7123 | 2022 | IA | South Plant | 7758 | 1 |  | OP | IC | DFO | 2 | 0.001 | 8.833 | 31.7985 | 4.167 | 15.0011 | Distributed from 923 Generation And Fuel | 2000
7124 | 2022 | IA | South Plant | 7758 | 2 |  | OP | IC | DFO | 2 | 0.001 | 8.833 | 31.7985 | 4.167 | 15.0011 | Distributed from 923 Generation And Fuel | 2000
7125 | 2022 | IA | South Plant | 7758 | 3 |  | OP | IC | DFO | 2 | 0.001 | 8.833 | 31.7985 | 4.167 | 15.0011 | Distributed from 923 Generation And Fuel | 2000
7126 | 2022 | IA | South Plant | 7758 | 4 |  | OP | IC | DFO | 2 | 0.001 | 8.833 | 31.7985 | 4.167 | 15.0011 | Distributed from 923 Generation And Fuel | 2000
7127 | 2022 | IA | South Plant | 7758 | 5 |  | OP | IC | DFO | 2 | 0.001 | 8.833 | 31.7985 | 4.167 | 15.0011 | Distributed from 923 Generation And Fuel | 2000
7128 | 2022 | IA | South Plant | 7758 | 6 |  | OP | IC | DFO | 2 | 0.001 | 8.833 | 31.7985 | 4.167 | 15.0011 | Distributed from 923 Generation And Fuel | 2000
7129 | 2022 | IA | South Strawberry | 7926 | 1A |  | SB | IC | DFO | 1.8 | 0.001 | 12.5 | 44.9996 | 6 | 21.5998 | Distributed from 923 Generation And Fuel | 2002
7130 | 2022 | IA | South Strawberry | 7926 | 2A |  | SB | IC | DFO | 1.8 | 0.001 | 12.5 | 44.9996 | 6 | 21.5998 | Distributed from 923 Generation And Fuel | 2002
7131 | 2022 | IA | Southern Hills Wind Farm | 63640 | SHWF |  | OP | WT | WND | 254.1 | 0.405 | 901730 | 3246202.0304 | 277682 | 999647.2028 | Distributed from 923 Generation And Fuel | 2021
7132 | 2022 | IA | Spencer Gas Turbine | 1186 | GT1 |  | OP | GT | KER | 23.8 | 0.004 | 800 | 2879.977 | 384 | 1382.3889 | Distributed from 923 Generation And Fuel | 1970
7133 | 2022 | IA | State Center | 1187 | 1 |  | OP | IC | DFO | 0.6 | 0.001 | 7.81 | 28.1158 | 3.905 | 14.0579 | Distributed from 923 Generation And Fuel | 1995
7134 | 2022 | IA | State Center | 1187 | 2 |  | OP | IC | DFO | 0.6 | 0.001 | 7.81 | 28.1158 | 3.905 | 14.0579 | Distributed from 923 Generation And Fuel | 1995
7135 | 2022 | IA | State Center | 1187 | 3 |  | OP | IC | DFO | 1.3 | 0.001 | 16.921 | 60.9151 | 8.46 | 30.4558 | Distributed from 923 Generation And Fuel | 1995
7136 | 2022 | IA | State Center | 1187 | 4 |  | OP | IC | DFO | 1.3 | 0.001 | 16.921 | 60.9151 | 8.46 | 30.4558 | Distributed from 923 Generation And Fuel | 1995
7137 | 2022 | IA | State Center | 1187 | 6 |  | OP | IC | NG | 2.5 | 0.001 | 32.54 | 117.1431 | 16.27 | 58.5715 | Distributed from 923 Generation And Fuel | 1972
7138 | 2022 | IA | Storm Lake 1 | 54793 | 2 |  | OP | WT | WND | 0.7 | 0.11 | 673.444 | 2424.379 | 211.598 | 761.7467 | Distributed from 923 Generation And Fuel | 1999
7139 | 2022 | IA | Storm Lake 1 | 54793 | 3 |  | OP | WT | WND | 0.7 | 0.11 | 673.444 | 2424.379 | 211.598 | 761.7467 | Distributed from 923 Generation And Fuel | 1999
7140 | 2022 | IA | Storm Lake 1 | 54793 | EXIS |  | OP | WT | WND | 112.5 | 0.11 | 108232.112 | 389632.4861 | 34006.804 | 122423.515 | Distributed from 923 Generation And Fuel | 1999
7141 | 2022 | IA | Storm Lake II | 55287 | EXIS |  | OP | WT | WND | 80.2 | 0.228 | 160475 | 577705.3784 | 50422 | 181517.7479 | Distributed from 923 Generation And Fuel | 1999
7142 | 2022 | IA | Story City | 1188 | 1 |  | OP | IC | DFO | 1.3 | 0.01 | 108.489 | 390.5573 | 53.59 | 192.9225 | Distributed from 923 Generation And Fuel | 1964
7143 | 2022 | IA | Story City | 1188 | 2 |  | OP | IC | DFO | 2 | 0.01 | 166.906 | 600.8568 | 82.446 | 296.8032 | Distributed from 923 Generation And Fuel | 1972
7144 | 2022 | IA | Story City | 1188 | 4A |  | OP | IC | DFO | 3.5 | 0.01 | 292.086 | 1051.5012 | 144.281 | 519.4074 | Distributed from 923 Generation And Fuel | 2003
7145 | 2022 | IA | Story City | 1188 | 5A |  | OP | IC | DFO | 3.1 | 0.01 | 258.705 | 931.3305 | 127.791 | 460.0439 | Distributed from 923 Generation And Fuel | 1993
7146 | 2022 | IA | Story City | 1188 | 6 |  | OP | IC | DFO | 2 | 0.01 | 166.906 | 600.8568 | 82.446 | 296.8032 | Distributed from 923 Generation And Fuel | 1978
7147 | 2022 | IA | Story City | 1188 | 7 |  | OP | IC | DFO | 2 | 0.01 | 166.906 | 600.8568 | 82.446 | 296.8032 | Distributed from 923 Generation And Fuel | 1978
7148 | 2022 | IA | Story City Wind Project | 58927 | WT01 |  | OP | WT | WND | 1.5 | 0.431 | 5667 | 20401.0368 | 1781 | 6411.5487 | Distributed from 923 Generation And Fuel | 2010
7149 | 2022 | IA | Strawberry Point DPC Solar | 60955 | PV1 |  | OP | PV | SUN | 1.3 | 0.185 | 2102 | 7567.1395 | 1224 | 4406.3647 | Distributed from 923 Generation And Fuel | 2017
7150 | 2022 | IA | Streeter Station | 1131 | 6 | 1 | OP | ST | NG | 16.5 | 0.017 | 2462 | 8863.1291 | 2214 | 7970.3362 | EIA-923 Generator File | 1963
7151 | 2022 | IA | Streeter Station | 1131 | 7 | 1 | OP | ST | NG | 35 | 0.02 | 6221 | 22395.4208 | 4165 | 14993.88 | EIA-923 Generator File | 1973
7152 | 2022 | IA | Stuart (IA) | 1190 | 1 |  | OP | IC | DFO | 0.6 | 0 | 0.214 | 0.77039 | 0 | 0 | Distributed from 923 Generation And Fuel | 1956
7153 | 2022 | IA | Stuart (IA) | 1190 | 2 |  | OP | IC | DFO | 1.1 | 0 | 0.393 | 1.4148 | 0 | 0 | Distributed from 923 Generation And Fuel | 1968
7154 | 2022 | IA | Stuart (IA) | 1190 | 4 |  | OP | IC | DFO | 1.1 | 0 | 0.393 | 1.4148 | 0 | 0 | Distributed from 923 Generation And Fuel | 1964
7155 | 2022 | IA | Summit Lake | 1206 | GT1 |  | OP | GT | NG | 27 | 0.007 | 1669.406 | 6009.8135 | 950.851 | 3423.0362 | Distributed from 923 Generation And Fuel | 1973
7156 | 2022 | IA | Summit Lake | 1206 | GT2 |  | OP | GT | NG | 35.3 | 0.007 | 2182.594 | 7857.2755 | 1243.149 | 4475.3006 | Distributed from 923 Generation And Fuel | 1975
7157 | 2022 | IA | Summit Lake | 1206 | R1 |  | OP | IC | NG | 18.8 | 0.146 | 24008.333 | 86429.3074 | 13677.333 | 49238.0049 | Distributed from 923 Generation And Fuel | 2021
7158 | 2022 | IA | Summit Lake | 1206 | R2 |  | OP | IC | NG | 18.8 | 0.146 | 24008.333 | 86429.3074 | 13677.333 | 49238.0049 | Distributed from 923 Generation And Fuel | 2021
7159 | 2022 | IA | Summit Lake | 1206 | R3 |  | OP | IC | NG | 18.8 | 0.146 | 24008.333 | 86429.3074 | 13677.333 | 49238.0049 | Distributed from 923 Generation And Fuel | 2021
7160 | 2022 | IA | Sumner | 1191 | G1 |  | OP | IC | DFO | 1.8 | 0.006 | 91.667 | 329.9986 | 44 | 158.3987 | Distributed from 923 Generation And Fuel | 2021
7161 | 2022 | IA | Sumner | 1191 | G2 |  | OP | IC | DFO | 1.8 | 0.006 | 91.667 | 329.9986 | 44 | 158.3987 | Distributed from 923 Generation And Fuel | 2021
7162 | 2022 | IA | Sumner | 1191 | G3 |  | OP | IC | DFO | 1.8 | 0.006 | 91.667 | 329.9986 | 44 | 158.3987 | Distributed from 923 Generation And Fuel | 2021
7163 | 2022 | IA | Sycamore (IA) | 8029 | 1 |  | OP | GT | NG | 78.8 | 0.003 | 2375.5 | 8551.7316 | 1952 | 7027.1438 | Distributed from 923 Generation And Fuel | 1974
7164 | 2022 | IA | Sycamore (IA) | 8029 | 2 |  | OP | GT | NG | 78.8 | 0.003 | 2375.5 | 8551.7316 | 1952 | 7027.1438 | Distributed from 923 Generation And Fuel | 1974
7165 | 2022 | IA | Tipton | 8106 | 1A |  | OP | IC | NG | 2 | 0.001 | 26.237 | 94.4524 | 12.688 | 45.6764 | Distributed from 923 Generation And Fuel | 2001
7166 | 2022 | IA | Tipton | 8106 | 2 |  | OP | IC | NG | 1.3 | 0.001 | 17.054 | 61.3939 | 8.247 | 29.689 | Distributed from 923 Generation And Fuel | 1971
7167 | 2022 | IA | Tipton | 8106 | 5 |  | OP | IC | DFO | 2 | 0.001 | 26.237 | 94.4524 | 12.688 | 45.6764 | Distributed from 923 Generation And Fuel | 2011
7168 | 2022 | IA | Tipton | 8106 | 6 |  | OP | IC | DFO | 2 | 0.001 | 26.237 | 94.4524 | 12.688 | 45.6764 | Distributed from 923 Generation And Fuel | 2011
7169 | 2022 | IA | Tipton | 8106 | 7 |  | OP | IC | DFO | 2 | 0.001 | 26.237 | 94.4524 | 12.688 | 45.6764 | Distributed from 923 Generation And Fuel | 2019
7170 | 2022 | IA | Top of Iowa Windfarm III | 56386 | TOI3 |  | OP | WT | WND | 29.7 | 0.195 | 50640 | 182302.5416 | 15911 | 57279.1418 | Distributed from 923 Generation And Fuel | 2008
7171 | 2022 | IA | Traer East | 56025 | 6 |  | SB | IC | DFO | 2 | -0.005 | -94.5 | -340.1973 | -45.5 | -163.7987 | Distributed from 923 Generation And Fuel | 2004
7172 | 2022 | IA | Traer East | 56025 | 7 |  | SB | IC | DFO | 2 | -0.005 | -94.5 | -340.1973 | -45.5 | -163.7987 | Distributed from 923 Generation And Fuel | 2004
7173 | 2022 | IA | Traer Main | 1192 | 3 |  | SB | IC | DFO | 1.1 | -0.003 | -27.657 | -99.5644 | -7.857 | -28.285 | Distributed from 923 Generation And Fuel | 1963
7174 | 2022 | IA | Traer Main | 1192 | 4 |  | SB | IC | DFO | 1.1 | -0.003 | -27.657 | -99.5644 | -7.857 | -28.285 | Distributed from 923 Generation And Fuel | 1963
7175 | 2022 | IA | Traer Main | 1192 | 6 |  | SB | IC | DFO | 1.3 | -0.003 | -32.686 | -117.6687 | -9.286 | -33.4293 | Distributed from 923 Generation And Fuel | 1970
7176 | 2022 | IA | Traer South | 7920 | 5 |  | SB | IC | DFO | 2 | -0.008 | -137 | -493.1961 | 0 | 0 | Distributed from 923 Generation And Fuel | 2001
7177 | 2022 | IA | Traer Wind Project | 58932 | WT01 |  | OP | WT | WND | 1.5 | 0.516 | 6778 | 24400.6048 | 2130 | 7667.9387 | Distributed from 923 Generation And Fuel | 2010
7178 | 2022 | IA | Turtle Creek Wind Farm LLC | 61638 | TC1 |  | OP | WT | WND | 199.2 | 0.458 | 799999 | 2879973.3602 | 246958 | 889041.6877 | Distributed from 923 Generation And Fuel | 2018
7179 | 2022 | IA | University of Iowa Main Power Plant | 54775 | DG7 |  | OS | IC | DFO | 1.7 | 0.001 | 21.984 | 79.1418 | 10.649 | 38.3361 | Data from EIA-923 Generator File overwritten with distributed data from EIA-923 Generation and Fuel | 1998
7180 | 2022 | IA | University of Iowa Main Power Plant | 54775 | GEN10 |  | OP | IC | NG | 2 | 0.001 | 25.864 | 93.1097 | 12.528 | 45.1004 | Data from EIA-923 Generator File overwritten with distributed data from EIA-923 Generation and Fuel | 2014
7181 | 2022 | IA | University of Iowa Main Power Plant | 54775 | GEN12 | 5 | OP | ST | NG | 5.8 | 0.603 | 30632.611 | 110276.5174 | 13368.336 | 48125.6246 | EIA-923 Generator File | 2022
7182 | 2022 | IA | University of Iowa Main Power Plant | 54775 | GEN13 | 5 | OP | ST | NG | 10 | 0.217 | 18985.131 | 68345.9248 | 6295.726 | 22664.4323 | EIA-923 Generator File | 2022
7183 | 2022 | IA | University of Iowa Main Power Plant | 54775 | GEN6 | 6 | OP | ST | NG | 15 | 0.011 | 1390.514 | 5005.8104 | 0 | 0 | EIA-923 Generator File | 1974
7184 | 2022 | IA | University of Iowa Main Power Plant | 54775 | GEN7 |  | OP | IC | NG | 2 | 0.001 | 25.864 | 93.1097 | 12.528 | 45.1004 | Data from EIA-923 Generator File overwritten with distributed data from EIA-923 Generation and Fuel | 2014
7185 | 2022 | IA | University of Iowa Main Power Plant | 54775 | GEN8 |  | OP | IC | NG | 2 | 0.001 | 25.864 | 93.1097 | 12.528 | 45.1004 | Data from EIA-923 Generator File overwritten with distributed data from EIA-923 Generation and Fuel | 2014
7186 | 2022 | IA | University of Iowa Main Power Plant | 54775 | GEN9 |  | OP | IC | NG | 2 | 0.001 | 25.864 | 93.1097 | 12.528 | 45.1004 | Data from EIA-923 Generator File overwritten with distributed data from EIA-923 Generation and Fuel | 2014
7187 | 2022 | IA | University of Northern Iowa | 50088 | GEN1 |  | OP | ST | PC | 7.5 | 0.297 | 19517 | 70260.6379 | 7564 | 27230.1822 | EIA-923 Generator File | 1982
7188 | 2022 | IA | Upland Prairie | 61564 | 1 |  | OP | WT | WND | 299.3 | 0.454 | 1190864 | 4287076.1034 | 386195 | 1390290.8777 | Distributed from 923 Generation And Fuel | 2019
7189 | 2022 | IA | Venus Wind 3 LLC | 59230 | WT1 |  | OP | WT | WND | 3 | 0.44 | 11573 | 41662.4667 | 3636 | 13089.4953 | Distributed from 923 Generation And Fuel | 2017
7190 | 2022 | IA | Victory Wind Farm | 56379 | VWF |  | OP | WT | WND | 105 | 0.457 | 420275 | 1512977.8962 | 132052 | 475383.3969 | Distributed from 923 Generation And Fuel | 2006
7191 | 2022 | IA | Vienna Wind Farm | 57874 | VIIWF |  | OP | WT | WND | 44.6 | 0.428 | 167278.506 | 602197.804 | 52559.407 | 189212.3515 | Distributed from 923 Generation And Fuel | 2013
7192 | 2022 | IA | Vienna Wind Farm | 57874 | VIWF |  | OP | WT | WND | 105.6 | 0.428 | 396067.494 | 1425831.5717 | 124445.593 | 448000.5508 | Distributed from 923 Generation And Fuel | 2012
7193 | 2022 | IA | Villisca Municipal Power Plant | 1193 | 5 |  | SB | IC | DFO | 2 | 0.001 | 12.5 | 44.9996 | 6 | 21.5998 | Distributed from 923 Generation And Fuel | 2003
7194 | 2022 | IA | Villisca Municipal Power Plant | 1193 | 6 |  | SB | IC | DFO | 2 | 0.001 | 12.5 | 44.9996 | 6 | 21.5998 | Distributed from 923 Generation And Fuel | 2003
7195 | 2022 | IA | Vinton | 1194 | 1 |  | OP | IC | NG | 1.3 | -0.002 | -22.88 | -82.3673 | -12.629 | -45.464 | Distributed from 923 Generation And Fuel | 1955
7196 | 2022 | IA | Vinton | 1194 | 10 |  | OP | IC | DFO | 0.8 | -0.002 | -14.08 | -50.6876 | -7.771 | -27.9754 | Distributed from 923 Generation And Fuel | 2009
7197 | 2022 | IA | Vinton | 1194 | 5 |  | OS | IC | DFO | 0.6 | -0.002 | -10.56 | -38.0157 | -5.829 | -20.9842 | Distributed from 923 Generation And Fuel | 1946
7198 | 2022 | IA | Vinton | 1194 | 6 |  | OP | IC | NG | 2.5 | -0.002 | -44 | -158.3987 | -24.286 | -87.4289 | Distributed from 923 Generation And Fuel | 1961
7199 | 2022 | IA | Vinton | 1194 | 7 |  | OP | IC | NG | 3.7 | -0.002 | -65.12 | -234.4301 | -35.943 | -129.3938 | Distributed from 923 Generation And Fuel | 1967
7200 | 2022 | IA | Vinton | 1194 | 8 |  | OP | IC | NG | 5.6 | -0.002 | -98.56 | -354.8132 | -54.4 | -195.8384 | Distributed from 923 Generation And Fuel | 1973
7201 | 2022 | IA | Vinton | 1194 | 9 |  | OP | IC | NG | 3 | -0.002 | -52.8 | -190.0785 | -29.143 | -104.914 | Distributed from 923 Generation And Fuel | 1992
7202 | 2022 | IA | Walnut Wind Farm | 56811 | WWF |  | OP | WT | WND | 165.2 | 0.439 | 634581 | 2284473.3242 | 199387 | 717787.4577 | Distributed from 923 Generation And Fuel | 2008
7203 | 2022 | IA | Walter Scott Jr Energy Center | 1082 | 3 | 1 | OP | ST | SUB | 725.8 | 0.586 | 3724455 | 13407930.7366 | 1925054 | 6930138.9589 | EIA-923 Generator File | 1978
7204 | 2022 | IA | Walter Scott Jr Energy Center | 1082 | 4 | 1 | OP | ST | SUB | 922.5 | 0.353 | 2855251 | 10278821.3694 | 1678007 | 6040776.8738 | EIA-923 Generator File | 2007
7205 | 2022 | IA | Wapello Solar LLC | 63378 | WAPLO |  | OP | PV | SUN | 100 | 0.243 | 212618 | 765418.6767 | 123156 | 443358.0531 | Distributed from 923 Generation And Fuel | 2021
7206 | 2022 | IA | Wapsie Valley Creamery Back Up Generator | 59379 | 1 |  | OP | IC | DFO | 1.8 | 0 | 0 | 0 | 0 | 0 | Distributed from 923 Generation And Fuel | 2015
7207 | 2022 | IA | Waterloo Lundquist | 7851 | 1 |  | OP | IC | DFO | 2 | 0.001 | 10.667 | 38.4009 | 5.111 | 18.3995 | Distributed from 923 Generation And Fuel | 2000
7208 | 2022 | IA | Waterloo Lundquist | 7851 | 2 |  | OP | IC | DFO | 2 | 0.001 | 10.667 | 38.4009 | 5.111 | 18.3995 | Distributed from 923 Generation And Fuel | 2000
7209 | 2022 | IA | Waterloo Lundquist | 7851 | 3 |  | OP | IC | DFO | 2 | 0.001 | 10.667 | 38.4009 | 5.111 | 18.3995 | Distributed from 923 Generation And Fuel | 2000
7210 | 2022 | IA | Waterloo Lundquist | 7851 | 4 |  | OP | IC | DFO | 2 | 0.001 | 10.667 | 38.4009 | 5.111 | 18.3995 | Distributed from 923 Generation And Fuel | 2000
7211 | 2022 | IA | Waterloo Lundquist | 7851 | 5 |  | OP | IC | DFO | 2 | 0.001 | 10.667 | 38.4009 | 5.111 | 18.3995 | Distributed from 923 Generation And Fuel | 2000
7212 | 2022 | IA | Waterloo Lundquist | 7851 | 6 |  | OP | IC | DFO | 2 | 0.001 | 10.667 | 38.4009 | 5.111 | 18.3995 | Distributed from 923 Generation And Fuel | 2000
7213 | 2022 | IA | Waterloo Lundquist | 7851 | 7 |  | OP | IC | DFO | 2 | 0.001 | 10.667 | 38.4009 | 5.111 | 18.3995 | Distributed from 923 Generation And Fuel | 2000
7214 | 2022 | IA | Waterloo Lundquist | 7851 | 8 |  | OP | IC | DFO | 2 | 0.001 | 10.667 | 38.4009 | 5.111 | 18.3995 | Distributed from 923 Generation And Fuel | 2000
7215 | 2022 | IA | Waterloo Lundquist | 7851 | 9 |  | OP | IC | DFO | 2 | 0.001 | 10.667 | 38.4009 | 5.111 | 18.3995 | Distributed from 923 Generation And Fuel | 2000
7216 | 2022 | IA | Waterloo Solar (IA) | 64984 | WATS |  | OP | PV | SUN | 3 | 0.198 | 5192 | 18691.0505 | 3377 | 12157.1027 | Distributed from 923 Generation And Fuel | 2022
7217 | 2022 | IA | Waverly Community Wind Project | 57214 | CAN1 |  | OP | WT | WND | 0.9 | 0.28 | 2203.667 | 7933.1377 | 692.333 | 2492.3789 | Distributed from 923 Generation And Fuel | 2009
7218 | 2022 | IA | Waverly Community Wind Project | 57214 | CAN2 |  | OP | WT | WND | 0.9 | 0.28 | 2203.667 | 7933.1377 | 692.333 | 2492.3789 | Distributed from 923 Generation And Fuel | 2012
7219 | 2022 | IA | Waverly Community Wind Project | 57214 | SK4 |  | OP | WT | WND | 0.9 | 0.28 | 2203.667 | 7933.1377 | 692.333 | 2492.3789 | Distributed from 923 Generation And Fuel | 2001
7220 | 2022 | IA | Waverly Municipal Electric North Plant | 6554 | 10 |  | OP | IC | DFO | 7 | 0.001 | 54.382 | 195.7736 | 27.61 | 99.3952 | Distributed from 923 Generation And Fuel | 1993
7221 | 2022 | IA | Waverly Municipal Electric North Plant | 6554 | 17 |  | OP | IC | DFO | 1.8 | 0.001 | 13.984 | 50.342 | 7.1 | 25.5598 | Distributed from 923 Generation And Fuel | 2015
7222 | 2022 | IA | Waverly Municipal Electric North Plant | 6554 | 18 |  | OP | IC | DFO | 1.8 | 0.001 | 13.984 | 50.342 | 7.1 | 25.5598 | Distributed from 923 Generation And Fuel | 2015
7223 | 2022 | IA | Waverly Municipal Electric North Plant | 6554 | 19 |  | OP | IC | DFO | 1.8 | 0.001 | 13.984 | 50.342 | 7.1 | 25.5598 | Distributed from 923 Generation And Fuel | 2015
7224 | 2022 | IA | Waverly Municipal Electric North Plant | 6554 | 20 |  | OP | IC | DFO | 1.8 | 0.001 | 13.984 | 50.342 | 7.1 | 25.5598 | Distributed from 923 Generation And Fuel | 2015
7225 | 2022 | IA | Waverly Municipal Electric North Plant | 6554 | 7 |  | OP | IC | NG | 3.5 | 0.001 | 27.191 | 97.8868 | 13.805 | 49.6976 | Distributed from 923 Generation And Fuel | 1958
7226 | 2022 | IA | Waverly Municipal Electric North Plant | 6554 | 8 |  | OP | IC | NG | 3.7 | 0.001 | 28.745 | 103.4812 | 14.594 | 52.538 | Distributed from 923 Generation And Fuel | 1967
7227 | 2022 | IA | Waverly Municipal Electric North Plant | 6554 | 9 |  | OP | IC | NG | 3.7 | 0.001 | 28.745 | 103.4812 | 14.594 | 52.538 | Distributed from 923 Generation And Fuel | 1967
7228 | 2022 | IA | Webster City | 1198 | 6 |  | OP | GT | DFO | 21.3 | 0.008 | 1490 | 5363.9571 | 715 | 2573.9794 | Distributed from 923 Generation And Fuel | 1972
7229 | 2022 | IA | Wellsburg Wind Project | 58886 | WBWF |  | OP | WT | WND | 140.8 | 0.426 | 525728 | 1892605.6592 | 165185 | 594661.2427 | Distributed from 923 Generation And Fuel | 2014
7230 | 2022 | IA | West Bend | 1199 | 1 |  | SB | IC | DFO | 1.1 | 0.003 | 30.045 | 108.1611 | 14.448 | 52.0124 | Distributed from 923 Generation And Fuel | 1959
7231 | 2022 | IA | West Bend | 1199 | 3 |  | SB | IC | DFO | 0.9 | 0.003 | 24.582 | 88.4945 | 11.821 | 42.5553 | Distributed from 923 Generation And Fuel | 1954
7232 | 2022 | IA | West Bend | 1199 | 4 |  | SB | IC | DFO | 2.2 | 0.003 | 60.09 | 216.3223 | 28.896 | 104.0248 | Distributed from 923 Generation And Fuel | 1973
7233 | 2022 | IA | West Bend | 1199 | 5 |  | SB | IC | DFO | 2.5 | 0.003 | 68.284 | 245.8204 | 32.836 | 118.2087 | Distributed from 923 Generation And Fuel | 2013
7234 | 2022 | IA | West Diesel Generation Unit | 56517 | East |  | SB | IC | DFO | 2 | 0 | 0 | 0 | 0 | 0 | Distributed from 923 Generation And Fuel | 2006
7235 | 2022 | IA | West Diesel Generation Unit | 56517 | West |  | SB | IC | DFO | 2 | 0 | 0 | 0 | 0 | 0 | Distributed from 923 Generation And Fuel | 2006
7236 | 2022 | IA | West Dubuque Solar | 60951 | PV1 |  | OP | PV | SUN | 3.8 | 0.161 | 5364 | 19310.2455 | 3122 | 11239.1101 | Distributed from 923 Generation And Fuel | 2017
7237 | 2022 | IA | West Liberty | 1200 | 2 |  | SB | IC | DFO | 2.5 | 0 | 0 | 0 | 0 | 0 | Distributed from 923 Generation And Fuel | 1974
7238 | 2022 | IA | West Liberty | 1200 | 3 |  | SB | IC | DFO | 3 | 0 | 0 | 0 | 0 | 0 | Distributed from 923 Generation And Fuel | 1982
7239 | 2022 | IA | West Liberty | 1200 | 5 |  | SB | GT | DFO | 5.5 | 0 | 0 | 0 | 0 | 0 | Distributed from 923 Generation And Fuel | 2004
7240 | 2022 | IA | West Liberty | 1200 | 6 |  | SB | GT | DFO | 5.5 | 0 | 0 | 0 | 0 | 0 | Distributed from 923 Generation And Fuel | 2004
7241 | 2022 | IA | West Receiving | 7853 | 1 |  | OP | IC | DFO | 1.8 | 0.001 | 8 | 28.7998 | 0 | 0 | Distributed from 923 Generation And Fuel | 1998
7242 | 2022 | IA | Whispering Willow North | 62079 | 1 |  | OP | WT | WND | 201.3 | 0.501 | 884336 | 3183584.1313 | 291475 | 1049301.6056 | Distributed from 923 Generation And Fuel | 2020
7243 | 2022 | IA | Whispering Willow Wind Farm - East | 56355 | 1 |  | OP | WT | WND | 199.7 | 0.334 | 584245 | 2103265.1739 | 183572 | 660853.9132 | Distributed from 923 Generation And Fuel | 2009
7244 | 2022 | IA | Wilton | 1202 | 5 |  | OP | IC | DFO | 1.6 | 0.001 | 8.01 | 28.8358 | 3.846 | 13.8455 | Data from EIA-923 Generator File overwritten with distributed data from EIA-923 Generation and Fuel | 1992
7245 | 2022 | IA | Wilton | 1202 | 6 |  | OP | IC | DFO | 1.6 | 0.001 | 8.01 | 28.8358 | 3.846 | 13.8455 | Data from EIA-923 Generator File overwritten with distributed data from EIA-923 Generation and Fuel | 1992
7246 | 2022 | IA | Wilton | 1202 | 7 |  | OP | IC | DFO | 1.6 | 0.001 | 8.01 | 28.8358 | 3.846 | 13.8455 | Data from EIA-923 Generator File overwritten with distributed data from EIA-923 Generation and Fuel | 1992
7247 | 2022 | IA | Wilton | 1202 | 8 |  | OP | IC | DFO | 2.2 | 0.001 | 11.014 | 39.6501 | 5.288 | 19.0366 | Data from EIA-923 Generator File overwritten with distributed data from EIA-923 Generation and Fuel | 2002
7248 | 2022 | IA | Wilton | 1202 | 9 |  | OP | IC | DFO | 2.2 | 0.001 | 11.014 | 39.6501 | 5.288 | 19.0366 | Data from EIA-923 Generator File overwritten with distributed data from EIA-923 Generation and Fuel | 2002
7249 | 2022 | IA | Wind GEM | 60541 | WT1 |  | OP | WT | WND | 1.9 | 0.345 | 5736 | 20649.4348 | 1802 | 6487.1481 | Distributed from 923 Generation And Fuel | 2015
7250 | 2022 | IA | Windwalkers LLC | 58071 | 1 |  | OP | WT | WND | 1.6 | 0.377 | 5290 | 19043.8476 | 1662 | 5983.1521 | Distributed from 923 Generation And Fuel | 2011
7251 | 2022 | IA | Winnebago Wind Power Project | 56764 | 1 |  | OP | WT | WND | 20 | 0.404 | 70703 | 254528.7638 | 22215 | 79973.3602 | Distributed from 923 Generation And Fuel | 2008
7252 | 2022 | IA | Winterset | 1203 | 2 |  | OP | IC | DFO | 1.5 | 0 | 5.114 | 18.4103 | 2.642 | 9.5111 | Distributed from 923 Generation And Fuel | 1956
7253 | 2022 | IA | Winterset | 1203 | 3 |  | OP | IC | DFO | 1.7 | 0 | 5.795 | 20.8618 | 2.994 | 10.7783 | Distributed from 923 Generation And Fuel | 1966
7254 | 2022 | IA | Winterset | 1203 | 4 |  | OP | IC | DFO | 4.4 | 0 | 15 | 53.9996 | 7.75 | 27.8998 | Distributed from 923 Generation And Fuel | 1972
7255 | 2022 | IA | Winterset | 1203 | 5 |  | OP | IC | DFO | 2 | 0 | 6.818 | 24.5446 | 3.523 | 12.6827 | Distributed from 923 Generation And Fuel | 2002
7256 | 2022 | IA | Winterset | 1203 | 6 |  | OP | IC | DFO | 2 | 0 | 6.818 | 24.5446 | 3.523 | 12.6827 | Distributed from 923 Generation And Fuel | 2002
7257 | 2022 | IA | Winterset | 1203 | 7 |  | OP | IC | DFO | 2 | 0 | 6.818 | 24.5446 | 3.523 | 12.6827 | Distributed from 923 Generation And Fuel | 2002
7258 | 2022 | IA | Winterset | 1203 | 8 |  | OP | IC | DFO | 2 | 0 | 6.818 | 24.5446 | 3.523 | 12.6827 | Distributed from 923 Generation And Fuel | 2022
7259 | 2022 | IA | Winterset | 1203 | 9 |  | OP | IC | DFO | 2 | 0 | 6.818 | 24.5446 | 3.523 | 12.6827 | Distributed from 923 Generation And Fuel | 2022
7260 | 2022 | IA | Wiota | 58461 | 1 |  | OP | WT | WND | 1.6 | 0.399 | 5597 | 20149.0388 | 1759 | 6332.3493 | Distributed from 923 Generation And Fuel | 2012
7261 | 2022 | IA | Wolverine | 57631 | 1 |  | OP | WT | WND | 1.5 | 0.367 | 4817 | 17341.0613 | 1514 | 5450.3564 | Distributed from 923 Generation And Fuel | 2010
7262 | 2022 | ID | AJMS, LLC | 66406 | AJMS |  | OP | HY | WAT | 1.2 | 0.298 | 3130 | 11267.9099 | 1420 | 5111.9591 | Distributed from 923 Generation And Fuel | 2015
7263 | 2022 | ID | Albeni Falls | 851 | 1 |  | OP | HY | WAT | 14 | 0.42 | 51564 | 185628.915 | 23398.667 | 84234.5273 | Distributed from 923 Generation And Fuel | 1955
7264 | 2022 | ID | Albeni Falls | 851 | 2 |  | OP | HY | WAT | 14 | 0.42 | 51564 | 185628.915 | 23398.667 | 84234.5273 | Distributed from 923 Generation And Fuel | 1955
7265 | 2022 | ID | Albeni Falls | 851 | 3 |  | OP | HY | WAT | 14 | 0.42 | 51564 | 185628.915 | 23398.667 | 84234.5273 | Distributed from 923 Generation And Fuel | 1955
7266 | 2022 | ID | Amalgamated Sugar LLC Nampa | 54690 | 2250 |  | OP | ST | NG | 2.2 | 0.502 | 9672 | 34818.9214 | 4300.616 | 15482.0937 | EIA-923 Generator File | 1948
7267 | 2022 | ID | Amalgamated Sugar LLC Nampa | 54690 | 6500 |  | OP | ST | NG | 6 | 0.612 | 32156 | 115760.6739 | 11728.953 | 42223.893 | EIA-923 Generator File | 1968
7268 | 2022 | ID | Amalgamated Sugar Twin Falls | 10504 | 1500 | 2 | OA | ST | NG | 1.5 | 0 | 0 | 0 | 0 | 0 | EIA-923 Generator File | 1948
7269 | 2022 | ID | Amalgamated Sugar Twin Falls | 10504 | 2500 | 2 | OA | ST | NG | 2.5 | 0.269 | 5894.322 | 21219.3894 | 550.252 | 1980.8914 | EIA-923 Generator File | 1948
7270 | 2022 | ID | Amalgamated Sugar Twin Falls | 10504 | 4000 | 1 | OP | ST | NG | 6.2 | 0.504 | 27360.868 | 98498.3368 | 7268.511 | 26166.4303 | EIA-923 Generator File | 1994
7271 | 2022 | ID | American Falls | 809 | 1 |  | OA | HY | WAT | 30.8 | 0.258 | 69572.333 | 250458.3951 | 31570.667 | 113653.492 | Distributed from 923 Generation And Fuel | 1978
7272 | 2022 | ID | American Falls | 809 | 2 |  | OP | HY | WAT | 30.8 | 0.258 | 69572.333 | 250458.3951 | 31570.667 | 113653.492 | Distributed from 923 Generation And Fuel | 1978
7273 | 2022 | ID | American Falls | 809 | 3 |  | OP | HY | WAT | 30.8 | 0.258 | 69572.333 | 250458.3951 | 31570.667 | 113653.492 | Distributed from 923 Generation And Fuel | 1978
7274 | 2022 | ID | American Falls Solar | 60011 | IPAF |  | OP | PV | SUN | 20 | 0.233 | 40797 | 146868.0251 | 21997 | 79188.5665 | Distributed from 923 Generation And Fuel | 2017
7275 | 2022 | ID | American Falls Solar II | 60012 | IPAF2 |  | OP | PV | SUN | 20 | 0.246 | 43071 | 155054.3596 | 26145 | 94121.247 | Distributed from 923 Generation And Fuel | 2017
7276 | 2022 | ID | Anderson Ranch | 6395 | 1 |  | OP | HY | WAT | 20 | 0.172 | 30119 | 108427.5326 | 13667.5 | 49202.6064 | Distributed from 923 Generation And Fuel | 1950
7277 | 2022 | ID | Anderson Ranch | 6395 | 2 |  | OP | HY | WAT | 20 | 0.172 | 30119 | 108427.5326 | 13667.5 | 49202.6064 | Distributed from 923 Generation And Fuel | 1951
7278 | 2022 | ID | Arrowrock Hydroelectric Project | 56997 | 1 |  | OP | HY | WAT | 7.5 | 0.406 | 26684 | 96061.6315 | 12108.5 | 43590.2513 | Distributed from 923 Generation And Fuel | 2010
7279 | 2022 | ID | Arrowrock Hydroelectric Project | 56997 | 2 |  | OP | HY | WAT | 7.5 | 0.406 | 26684 | 96061.6315 | 12108.5 | 43590.2513 | Distributed from 923 Generation And Fuel | 2010
7280 | 2022 | ID | Ashton | 825 | 1 |  | OP | HY | WAT | 2.7 | 0.476 | 11263.03 | 40546.5836 | 5111.06 | 18399.6688 | Distributed from 923 Generation And Fuel | 1917
7281 | 2022 | ID | Ashton | 825 | 2 |  | OP | HY | WAT | 2 | 0.476 | 8342.985 | 30034.5057 | 3785.97 | 13629.383 | Distributed from 923 Generation And Fuel | 1925
7282 | 2022 | ID | Ashton | 825 | 3 |  | OP | HY | WAT | 2 | 0.476 | 8342.985 | 30034.5057 | 3785.97 | 13629.383 | Distributed from 923 Generation And Fuel | 1925
7283 | 2022 | ID | Bannock County LFG to Energy | 59529 | GEN 2 |  | OP | IC | LFG | 1.6 | 0.429 | 6019.5 | 21670.0266 | 2443 | 8794.7296 | Distributed from 923 Generation And Fuel | 2019
7284 | 2022 | ID | Bannock County LFG to Energy | 59529 | GEN1 |  | OP | IC | LFG | 1.6 | 0.429 | 6019.5 | 21670.0266 | 2443 | 8794.7296 | Distributed from 923 Generation And Fuel | 2014
7285 | 2022 | ID | Barber Dam | 10735 | GEN1 |  | OP | HY | WAT | 4.1 | 0.109 | 3906 | 14061.4875 | 1772 | 6379.149 | Distributed from 923 Generation And Fuel | 1990
7286 | 2022 | ID | Bennett Creek Windfarm LLC - Mountain Home | 56637 | 1 |  | OP | WT | WND | 21 | 0.179 | 32875 | 118349.0532 | 11977 | 43116.8551 | Distributed from 923 Generation And Fuel | 2008
7287 | 2022 | ID | Bennett Mountain | 55733 | 1 |  | OP | GT | NG | 172.8 | 0.156 | 235758 | 848722.0102 | 149601 | 538559.2915 | Distributed from 923 Generation And Fuel | 2005
7288 | 2022 | ID | Big Sky Dairy Digester | 57393 | GEN1 |  | OP | IC | OBG | 0.8 | 0.664 | 4653.5 | 16752.466 | 1939.5 | 6982.1441 | Distributed from 923 Generation And Fuel | 2009
7289 | 2022 | ID | Big Sky Dairy Digester | 57393 | GEN2 |  | OP | IC | OBG | 0.8 | 0.664 | 4653.5 | 16752.466 | 1939.5 | 6982.1441 | Distributed from 923 Generation And Fuel | 2009
7290 | 2022 | ID | Birch Creek Power | 10140 | GEN1 |  | OP | HY | WAT | 2.6 | 0.49 | 11170 | 40211.6783 | 5069 | 18248.254 | Distributed from 923 Generation And Fuel | 1986
7291 | 2022 | ID | Black Canyon | 6396 | 1 |  | OP | HY | WAT | 5.1 | 0.623 | 27816.5 | 100138.5989 | 12622.5 | 45440.6365 | Distributed from 923 Generation And Fuel | 1925
7292 | 2022 | ID | Black Canyon | 6396 | 2 |  | OP | HY | WAT | 5.1 | 0.623 | 27816.5 | 100138.5989 | 12622.5 | 45440.6365 | Distributed from 923 Generation And Fuel | 1925
7293 | 2022 | ID | Blind Canyon Hydro | 54514 | 1 |  | OP | HY | WAT | 1.3 | 0.363 | 4135 | 14885.8809 | 1876 | 6753.546 | Distributed from 923 Generation And Fuel | 1992
7294 | 2022 | ID | Bliss | 810 | 1 |  | OP | HY | WAT | 25 | 0.425 | 93174.333 | 335424.9154 | 42281 | 152210.3823 | Distributed from 923 Generation And Fuel | 1949
7295 | 2022 | ID | Bliss | 810 | 2 |  | OP | HY | WAT | 25 | 0.425 | 93174.333 | 335424.9154 | 42281 | 152210.3823 | Distributed from 923 Generation And Fuel | 1950
7296 | 2022 | ID | Bliss | 810 | 3 |  | OP | HY | WAT | 25 | 0.425 | 93174.333 | 335424.9154 | 42281 | 152210.3823 | Distributed from 923 Generation And Fuel | 1950
7297 | 2022 | ID | Boise R Diversion | 6397 | 1A |  | OP | HY | WAT | 1.1 | 0.188 | 1809.667 | 6514.7491 | 821.333 | 2956.7751 | Distributed from 923 Generation And Fuel | 2004
7298 | 2022 | ID | Boise R Diversion | 6397 | 2A |  | OP | HY | WAT | 1.1 | 0.188 | 1809.667 | 6514.7491 | 821.333 | 2956.7751 | Distributed from 923 Generation And Fuel | 2004
7299 | 2022 | ID | Boise R Diversion | 6397 | 3A |  | OP | HY | WAT | 1.1 | 0.188 | 1809.667 | 6514.7491 | 821.333 | 2956.7751 | Distributed from 923 Generation And Fuel | 2004
7300 | 2022 | ID | Brownlee | 811 | 1 |  | OP | HY | WAT | 112.5 | 0.267 | 263156.167 | 947354.6224 | 119415.667 | 429892.9621 | Distributed from 923 Generation And Fuel | 1959
7301 | 2022 | ID | Brownlee | 811 | 2 |  | OP | HY | WAT | 112.5 | 0.267 | 263156.167 | 947354.6224 | 119415.667 | 429892.9621 | Distributed from 923 Generation And Fuel | 1958
7302 | 2022 | ID | Brownlee | 811 | 3 |  | OP | HY | WAT | 112.5 | 0.267 | 263156.167 | 947354.6224 | 119415.667 | 429892.9621 | Distributed from 923 Generation And Fuel | 1958
7303 | 2022 | ID | Brownlee | 811 | 4 |  | OP | HY | WAT | 112.5 | 0.267 | 263156.167 | 947354.6224 | 119415.667 | 429892.9621 | Distributed from 923 Generation And Fuel | 1958
7304 | 2022 | ID | Brownlee | 811 | 5 |  | OP | HY | WAT | 225 | 0.267 | 526312.333 | 1894709.2411 | 238831.333 | 859785.9205 | Distributed from 923 Generation And Fuel | 1980
7305 | 2022 | ID | Burley Butte Windpark | 56434 | BBWP |  | OP | WT | WND | 21.3 | 0.303 | 56529 | 203502.772 | 19146 | 68925.0486 | Distributed from 923 Generation And Fuel | 2011
7306 | 2022 | ID | Bypass | 50895 | GEN1 |  | SB | HY | WAT | 3.3 | 0.295 | 8518.667 | 30666.9559 | 3865.667 | 13916.2899 | Distributed from 923 Generation And Fuel | 1987
7307 | 2022 | ID | Bypass | 50895 | GEN2 |  | SB | HY | WAT | 3.3 | 0.295 | 8518.667 | 30666.9559 | 3865.667 | 13916.2899 | Distributed from 923 Generation And Fuel | 1987
7308 | 2022 | ID | Bypass | 50895 | GEN3 |  | SB | HY | WAT | 3.3 | 0.295 | 8518.667 | 30666.9559 | 3865.667 | 13916.2899 | Distributed from 923 Generation And Fuel | 1987
7309 | 2022 | ID | BYUI Central Energy Facility | 59496 | ST601 |  | OP | GT | NG | 5.6 | 0.788 | 38635 | 139084.8873 | 15160 | 54575.5634 | Distributed from 923 Generation And Fuel | 2015
7310 | 2022 | ID | C J Strike | 812 | 1 |  | OP | HY | WAT | 27.6 | 0.473 | 114403.333 | 411848.704 | 51914.333 | 186890.1037 | Distributed from 923 Generation And Fuel | 1952
7311 | 2022 | ID | C J Strike | 812 | 2 |  | OP | HY | WAT | 27.6 | 0.473 | 114403.333 | 411848.704 | 51914.333 | 186890.1037 | Distributed from 923 Generation And Fuel | 1952
7312 | 2022 | ID | C J Strike | 812 | 3 |  | OP | HY | WAT | 27.6 | 0.473 | 114403.333 | 411848.704 | 51914.333 | 186890.1037 | Distributed from 923 Generation And Fuel | 1952
7313 | 2022 | ID | Cabinet Gorge | 833 | 1 |  | OP | HY | WAT | 59.4 | 0.474 | 246810.584 | 888510.9943 | 111998.342 | 403190.8057 | Distributed from 923 Generation And Fuel | 1953
7314 | 2022 | ID | Cabinet Gorge | 833 | 2 |  | OP | HY | WAT | 73.2 | 0.474 | 304150.416 | 1094932.7381 | 138018.158 | 496861.3939 | Distributed from 923 Generation And Fuel | 1953
7315 | 2022 | ID | Cabinet Gorge | 833 | 3 |  | OP | HY | WAT | 73.2 | 0.474 | 304150.416 | 1094932.7381 | 138018.158 | 496861.3939 | Distributed from 923 Generation And Fuel | 1952
7316 | 2022 | ID | Cabinet Gorge | 833 | 4 |  | OP | HY | WAT | 59.4 | 0.474 | 246810.584 | 888510.9943 | 111998.342 | 403190.8057 | Distributed from 923 Generation And Fuel | 1952
7317 | 2022 | ID | Camp Reed | 57125 | CRWP |  | OP | WT | WND | 22.5 | 0.324 | 63865 | 229912.1607 | 21630 | 77867.3771 | Distributed from 923 Generation And Fuel | 2010
7318 | 2022 | ID | Cargill B6 Biofactory | 57343 | 1 |  | OP | IC | OBG | 1.1 | 0.239 | 2299.5 | 8278.1338 | 958.5 | 3450.5724 | Distributed from 923 Generation And Fuel | 2009
7319 | 2022 | ID | Cargill B6 Biofactory | 57343 | 2 |  | OP | IC | OBG | 1.1 | 0.239 | 2299.5 | 8278.1338 | 958.5 | 3450.5724 | Distributed from 923 Generation And Fuel | 2009
7320 | 2022 | ID | Cascade Dam | 813 | 1 |  | OP | HY | WAT | 6.2 | 0.309 | 16782.5 | 60416.5167 | 7615.5 | 27415.5807 | Distributed from 923 Generation And Fuel | 1984
7321 | 2022 | ID | Cascade Dam | 813 | 2 |  | OP | HY | WAT | 6.2 | 0.309 | 16782.5 | 60416.5167 | 7615.5 | 27415.5807 | Distributed from 923 Generation And Fuel | 1983
7322 | 2022 | ID | Cassia Gulch | 56935 | 1 |  | OP | WT | WND | 18.9 | 0.227 | 37631 | 135470.5162 | 12419 | 44708.0423 | Distributed from 923 Generation And Fuel | 2009
7323 | 2022 | ID | Cassia Wind | 56934 | 1 |  | OP | WT | WND | 8.4 | 0.239 | 17563 | 63226.2942 | 5987 | 21553.0276 | Distributed from 923 Generation And Fuel | 2009
7324 | 2022 | ID | Chester Diversion Hydroelectric Project | 56893 | 1 |  | OP | HY | WAT | 1.2 | 0.179 | 1878.667 | 6763.1471 | 1349 | 4856.3611 | Distributed from 923 Generation And Fuel | 2014
7325 | 2022 | ID | Chester Diversion Hydroelectric Project | 56893 | 2 |  | OP | HY | WAT | 1.2 | 0.179 | 1878.667 | 6763.1471 | 1349 | 4856.3611 | Distributed from 923 Generation And Fuel | 2014
7326 | 2022 | ID | Chester Diversion Hydroelectric Project | 56893 | 3 |  | OP | HY | WAT | 1.2 | 0.179 | 1878.667 | 6763.1471 | 1349 | 4856.3611 | Distributed from 923 Generation And Fuel | 2014
7327 | 2022 | ID | City Power Plant | 841 | 3 |  | OP | HY | WAT | 8 | 0.547 | 38318 | 137943.6965 | 17388 | 62596.2992 | Distributed from 923 Generation And Fuel | 1982
7328 | 2022 | ID | Clear Lake | 814 | 1 |  | OP | HY | WAT | 2.5 | 0.747 | 16360 | 58895.5288 | 7424 | 26726.1862 | Distributed from 923 Generation And Fuel | 1937
7329 | 2022 | ID | Clearwater Paper IPP Lewiston | 50637 | GEN1 | 3 | OS | ST | BLQ | 10 | 0 | 0 | 0 | 0 | 0 | EIA-923 Generator File | 1950
7330 | 2022 | ID | Clearwater Paper IPP Lewiston | 50637 | GEN2 | 3 | OS | ST | BLQ | 10 | 0 | 0 | 0 | 0 | 0 | EIA-923 Generator File | 1977
7331 | 2022 | ID | Clearwater Paper IPP Lewiston | 50637 | GEN3 | 2 | OP | ST | BLQ | 28.8 | 0.803 | 202614 | 729404.5648 | 78761 | 283537.3317 | EIA-923 Generator File | 1981
7332 | 2022 | ID | Clearwater Paper IPP Lewiston | 50637 | GEN4 | 2 | OP | ST | BLQ | 65 | 0.333 | 189628 | 682655.3388 | 80470 | 289689.6825 | EIA-923 Generator File | 1991
7333 | 2022 | ID | Clif Bar Bakery of Twin Falls | 62151 | PV1 |  | OP | PV | SUN | 2 | 0.17 | 2973 | 10702.7144 | 1700 | 6119.951 | Distributed from 923 Generation And Fuel | 2019
7334 | 2022 | ID | Cold Springs Windfarm | 57431 | 1 |  | OP | WT | WND | 23 | 0.245 | 49343 | 177633.3789 | 16712 | 60162.7187 | Distributed from 923 Generation And Fuel | 2012
7335 | 2022 | ID | Crystal Springs | 10806 | GEN1 |  | OP | HY | WAT | 2.3 | 0.368 | 7416 | 26697.3864 | 3365 | 12113.9031 | Distributed from 923 Generation And Fuel | 1988
7336 | 2022 | ID | Desert Meadow Windfarm | 57430 | 1 |  | OP | WT | WND | 23 | 0.27 | 54380 | 195766.4339 | 18418 | 66304.2696 | Distributed from 923 Generation And Fuel | 2012
7337 | 2022 | ID | Dietrich Drop | 10807 | GEN1 |  | OP | HY | WAT | 4.8 | 0.32 | 13436 | 48369.213 | 6097 | 21949.0244 | Distributed from 923 Generation And Fuel | 1990
7338 | 2022 | ID | Dry Creek Project | 54394 | GEN1 |  | OP | HY | WAT | 3.6 | 0.195 | 6162 | 22183.0225 | 2796 | 10065.5195 | Distributed from 923 Generation And Fuel | 1987
7339 | 2022 | ID | Dworshak | 840 | 1 |  | OP | HY | WAT | 103 | 0.492 | 444046.512 | 1598554.6548 | 201500.561 | 725396.2164 | Distributed from 923 Generation And Fuel | 1975
7340 | 2022 | ID | Dworshak | 840 | 2 |  | OP | HY | WAT | 103 | 0.492 | 444046.512 | 1598554.6548 | 201500.561 | 725396.2164 | Distributed from 923 Generation And Fuel | 1975
7341 | 2022 | ID | Dworshak | 840 | 3 |  | OP | HY | WAT | 259 | 0.492 | 1116582.976 | 4019666.5563 | 506685.877 | 1824054.5648 | Distributed from 923 Generation And Fuel | 1974
7342 | 2022 | ID | El Dorado Hydro Elk Creek | 50891 | GEN1 |  | OP | HY | WAT | 2.6 | 0.144 | 3279 | 11804.3056 | 1488 | 5356.7571 | Distributed from 923 Generation And Fuel | 1986
7343 | 2022 | ID | Evander Andrews Power Complex | 7953 | 1 |  | OP | GT | NG | 179.1 | 0.227 | 355622.917 | 1280232.2593 | 144132.196 | 518871.7546 | Distributed from 923 Generation And Fuel | 2008
7344 | 2022 | ID | Evander Andrews Power Complex | 7953 | 2 |  | OP | GT | NG | 45.9 | 0.227 | 91139.542 | 328099.7264 | 36938.402 | 132977.1834 | Distributed from 923 Generation And Fuel | 2001
7345 | 2022 | ID | Evander Andrews Power Complex | 7953 | 3 |  | OP | GT | NG | 45.9 | 0.227 | 91139.542 | 328099.7264 | 36938.402 | 132977.1834 | Distributed from 923 Generation And Fuel | 2001
7346 | 2022 | ID | Falls River Hydro | 54668 | 1 |  | OP | HY | WAT | 4.5 | 0.492 | 19395.5 | 69823.2414 | 8801.5 | 31685.1465 | Distributed from 923 Generation And Fuel | 1993
7347 | 2022 | ID | Falls River Hydro | 54668 | 2 |  | OP | HY | WAT | 4.5 | 0.492 | 19395.5 | 69823.2414 | 8801.5 | 31685.1465 | Distributed from 923 Generation And Fuel | 1993
7348 | 2022 | ID | Fargo Drop | 58384 | GEN1 |  | OP | HY | WAT | 1.1 | 0.292 | 2812 | 10123.119 | 1276 | 4593.5633 | Distributed from 923 Generation And Fuel | 2013
7349 | 2022 | ID | Felt | 6359 | 1 |  | OP | HY | WAT | 2.7 | 0.339 | 8028.486 | 28902.3184 | 3643.176 | 13115.3287 | Distributed from 923 Generation And Fuel | 1986
7350 | 2022 | ID | Felt | 6359 | 2 |  | OP | HY | WAT | 2.7 | 0.339 | 8028.486 | 28902.3184 | 3643.176 | 13115.3287 | Distributed from 923 Generation And Fuel | 1986
7351 | 2022 | ID | Felt | 6359 | 4 |  | OP | HY | WAT | 0.9 | 0.339 | 2676.162 | 9634.1061 | 1214.392 | 4371.7762 | Distributed from 923 Generation And Fuel | 1946
7352 | 2022 | ID | Felt | 6359 | 5 |  | OP | HY | WAT | 1.1 | 0.339 | 3270.865 | 11775.0198 | 1484.257 | 5343.2825 | Distributed from 923 Generation And Fuel | 1947
7353 | 2022 | ID | Fighting Creek LFGTE Plant | 57902 | G-123 |  | OP | IC | LFG | 1.6 | 0.498 | 6985 | 25145.7988 | 2911.5 | 10481.3161 | Distributed from 923 Generation And Fuel | 2012
7354 | 2022 | ID | Fighting Creek LFGTE Plant | 57902 | G-162 |  | OP | IC | LFG | 1.6 | 0.498 | 6985 | 25145.7988 | 2911.5 | 10481.3161 | Distributed from 923 Generation And Fuel | 2012
7355 | 2022 | ID | Ford Hydro LP | 54674 | GEN1 |  | OP | HY | WAT | 0.4 | 0.167 | 586.667 | 2111.9843 | 266.333 | 958.7911 | Distributed from 923 Generation And Fuel | 1988
7356 | 2022 | ID | Ford Hydro LP | 54674 | GEN2 |  | OP | HY | WAT | 0.4 | 0.167 | 586.667 | 2111.9843 | 266.333 | 958.7911 | Distributed from 923 Generation And Fuel | 1988
7357 | 2022 | ID | Ford Hydro LP | 54674 | GEN3 |  | OP | HY | WAT | 0.4 | 0.167 | 586.667 | 2111.9843 | 266.333 | 958.7911 | Distributed from 923 Generation And Fuel | 1988
7358 | 2022 | ID | Fossil Gulch | 56308 | 1 |  | OP | WT | WND | 10.5 | 0.334 | 30716 | 110576.7154 | 10403 | 37450.5004 | Distributed from 923 Generation And Fuel | 2005
7359 | 2022 | ID | Gem State | 790 | 1 |  | OP | HY | WAT | 23.4 | 0.495 | 101546 | 365562.6755 | 46080 | 165886.6729 | Distributed from 923 Generation And Fuel | 1988
7360 | 2022 | ID | GeoBon II | 50718 | HYD1 |  | OP | HY | WAT | 1 | 0.307 | 2688 | 9676.7226 | 1220 | 4391.9649 | Distributed from 923 Generation And Fuel | 1986
7361 | 2022 | ID | Golden Valley Wind Park LLC | 56435 | GVWP |  | OP | WT | WND | 12 | 0.285 | 29985 | 107945.1364 | 10155 | 36557.7075 | Distributed from 923 Generation And Fuel | 2011
7362 | 2022 | ID | Goshen Phase II | 57211 | 1 |  | OP | WT | WND | 124.5 | 0.325 | 353985 | 1274335.8053 | 119889 | 431596.9472 | Distributed from 923 Generation And Fuel | 2010
7363 | 2022 | ID | Grace | 827 | 3 |  | OP | HY | WAT | 11 | 0.153 | 14721.333 | 52996.3748 | 6680.333 | 24049.0064 | Distributed from 923 Generation And Fuel | 1923
7364 | 2022 | ID | Grace | 827 | 4 |  | OP | HY | WAT | 11 | 0.153 | 14721.333 | 52996.3748 | 6680.333 | 24049.0064 | Distributed from 923 Generation And Fuel | 1923
7365 | 2022 | ID | Grace | 827 | 5 |  | OP | HY | WAT | 11 | 0.153 | 14721.333 | 52996.3748 | 6680.333 | 24049.0064 | Distributed from 923 Generation And Fuel | 1923
7366 | 2022 | ID | Grand View Solar Two | 60068 | GVS2 |  | OP | PV | SUN | 60 | 0.251 | 132171.75 | 475814.4935 | 74930.25 | 269746.742 | Distributed from 923 Generation And Fuel | 2016
7367 | 2022 | ID | Grand View Solar Two | 60068 | GVS5 |  | OP | PV | SUN | 20 | 0.251 | 44057.25 | 158604.8312 | 24976.75 | 89915.5807 | Distributed from 923 Generation And Fuel | 2016
7368 | 2022 | ID | Hammett Hill Windfarm | 57428 | 1 |  | OP | WT | WND | 23 | 0.274 | 55288 | 199035.2077 | 18725 | 67409.4607 | Distributed from 923 Generation And Fuel | 2012
7369 | 2022 | ID | Hazelton B Hydro | 54558 | U1 |  | OP | HY | WAT | 3.8 | 0.317 | 10561.5 | 38021.0958 | 4792.5 | 17252.862 | Distributed from 923 Generation And Fuel | 1993
7370 | 2022 | ID | Hazelton B Hydro | 54558 | U2 |  | OP | HY | WAT | 3.8 | 0.317 | 10561.5 | 38021.0958 | 4792.5 | 17252.862 | Distributed from 923 Generation And Fuel | 1993
7371 | 2022 | ID | Head of U Canal Hydro Project | 61217 | HY1 |  | OP | HY | WAT | 1.2 | 0.406 | 4267 | 15361.0771 | 1936 | 6969.5442 | Distributed from 923 Generation And Fuel | 2015
7372 | 2022 | ID | Hidden Hollow Energy | 57861 | UNT1 |  | OP | IC | LFG | 1.6 | 0.813 | 11400.5 | 41041.4717 | 4752 | 17107.0631 | Distributed from 923 Generation And Fuel | 2007
7373 | 2022 | ID | Hidden Hollow Energy | 57861 | UNT2 |  | OP | IC | LFG | 1.6 | 0.813 | 11400.5 | 41041.4717 | 4752 | 17107.0631 | Distributed from 923 Generation And Fuel | 2007
7374 | 2022 | ID | High Mesa | 58019 | 1 |  | OP | WT | WND | 40 | 0.234 | 82003 | 295208.4383 | 27279 | 98203.6144 | Distributed from 923 Generation And Fuel | 2012
7375 | 2022 | ID | Horse Butte Wind I, LLC | 57890 | 1 |  | OP | WT | WND | 57.6 | 0.323 | 162751 | 585898.9128 | 55121 | 198434.0125 | Distributed from 923 Generation And Fuel | 2012
7376 | 2022 | ID | Horseshoe Bend Hydroelectric Co | 54524 | GEN1 |  | OP | HY | WAT | 4.7 | 0.48 | 19758.5 | 71130.031 | 8966 | 32277.3418 | Distributed from 923 Generation And Fuel | 1995
7377 | 2022 | ID | Horseshoe Bend Hydroelectric Co | 54524 | GEN2 |  | OP | HY | WAT | 4.7 | 0.48 | 19758.5 | 71130.031 | 8966 | 32277.3418 | Distributed from 923 Generation And Fuel | 1995
7378 | 2022 | ID | ID Solar | 60445 | INV1 |  | OP | PV | SUN | 40 | 0.268 | 94000 | 338397.2928 | 53763 | 193545.2516 | Distributed from 923 Generation And Fuel | 2016
7379 | 2022 | ID | Island Park | 4204 | HY1 |  | OP | HY | WAT | 2.4 | 0.315 | 6613.5 | 23808.4095 | 3001 | 10803.5136 | Distributed from 923 Generation And Fuel | 1994
7380 | 2022 | ID | Island Park | 4204 | HY2 |  | OP | HY | WAT | 2.4 | 0.315 | 6613.5 | 23808.4095 | 3001 | 10803.5136 | Distributed from 923 Generation And Fuel | 1994
7381 | 2022 | ID | Jackpot Solar, LLC | 65778 | JKPT |  | OP | PV | SUN | 120 | 0.004 | 4557 | 16405.0688 | 0 | 0 | Distributed from 923 Generation And Fuel | 2022
7382 | 2022 | ID | Kettle Butte Digester, LLC | 57345 | 1 |  | OP | IC | OBG | 0.9 | 0.073 | 572.5 | 2060.9835 | 238.5 | 858.5931 | Distributed from 923 Generation And Fuel | 2011
7383 | 2022 | ID | Kettle Butte Digester, LLC | 57345 | 2 |  | OP | IC | OBG | 0.9 | 0.073 | 572.5 | 2060.9835 | 238.5 | 858.5931 | Distributed from 923 Generation And Fuel | 2011
7384 | 2022 | ID | Koyle Ranch Hydroelectric Project | 10781 | GEN1 |  | OP | HY | WAT | 0.2 | 0.214 | 375.231 | 1350.8208 | 170.308 | 613.1039 | Distributed from 923 Generation And Fuel | 1983
7385 | 2022 | ID | Koyle Ranch Hydroelectric Project | 10781 | GEN2 |  | OP | HY | WAT | 0.3 | 0.214 | 562.846 | 2026.2294 | 255.462 | 919.6558 | Distributed from 923 Generation And Fuel | 1983
7386 | 2022 | ID | Koyle Ranch Hydroelectric Project | 10781 | GEN3 |  | OP | HY | WAT | 0.8 | 0.214 | 1500.923 | 5403.2796 | 681.231 | 2452.412 | Distributed from 923 Generation And Fuel | 1983
7387 | 2022 | ID | Langley Gulch Power Plant | 57028 | GTG |  | OP | CT | NG | 187 | 0.621 | 1017314 | 3662301.1016 | 408052 | 1468975.4482 | EIA-923 Generator File | 2012
7388 | 2022 | ID | Langley Gulch Power Plant | 57028 | STG | 1 | OP | CA | NG | 131.5 | 0.461 | 530777 | 1910781.9137 | 218493 | 786568.5075 | EIA-923 Generator File | 2012
7389 | 2022 | ID | Last Chance | 987 | 1 |  | OP | HY | WAT | 0.2 | 0.233 | 407.882 | 1468.3635 | 185.059 | 666.2071 | Distributed from 923 Generation And Fuel | 1984
7390 | 2022 | ID | Last Chance | 987 | 2 |  | OP | HY | WAT | 0.5 | 0.233 | 1019.706 | 3670.9122 | 462.647 | 1665.5159 | Distributed from 923 Generation And Fuel | 1984
7391 | 2022 | ID | Last Chance | 987 | 3 |  | OP | HY | WAT | 1 | 0.233 | 2039.412 | 7341.8245 | 925.294 | 3331.0318 | Distributed from 923 Generation And Fuel | 1984
7392 | 2022 | ID | Lateral 10 Ventures | 54753 | GEN1 |  | OP | HY | WAT | 2.4 | 0.198 | 4166 | 14997.48 | 1890 | 6803.9456 | Distributed from 923 Generation And Fuel | 1984
7393 | 2022 | ID | Little Mac Project | 10049 | 1 |  | OP | HY | WAT | 0.3 | 0.281 | 739.6 | 2662.5387 | 335.6 | 1208.1503 | Distributed from 923 Generation And Fuel | 1984
7394 | 2022 | ID | Little Mac Project | 10049 | 2 |  | OP | HY | WAT | 0.4 | 0.281 | 986.133 | 3550.0504 | 447.467 | 1610.8683 | Distributed from 923 Generation And Fuel | 1984
7395 | 2022 | ID | Little Mac Project | 10049 | 3 |  | OP | HY | WAT | 0.4 | 0.281 | 986.133 | 3550.0504 | 447.467 | 1610.8683 | Distributed from 923 Generation And Fuel | 1984
7396 | 2022 | ID | Little Mac Project | 10049 | 4 |  | OP | HY | WAT | 0.4 | 0.281 | 986.133 | 3550.0504 | 447.467 | 1610.8683 | Distributed from 923 Generation And Fuel | 1984
7397 | 2022 | ID | Little Wood Hydro Project | 54386 | GEN1 |  | SB | HY | WAT | 2.8 | 0.159 | 3895 | 14021.8878 | 1767 | 6361.1491 | Distributed from 923 Generation And Fuel | 1985
7398 | 2022 | ID | Low Line Rapids | 10808 | GEN1 |  | OP | HY | WAT | 2.8 | 0.32 | 7851 | 28263.3739 | 3563 | 12826.6974 | Distributed from 923 Generation And Fuel | 1990
7399 | 2022 | ID | Lower Malad | 815 | 1 |  | OP | HY | WAT | 13.5 | 0.819 | 96853 | 348668.0107 | 43950 | 158218.7343 | Distributed from 923 Generation And Fuel | 1948
7400 | 2022 | ID | Lower No 1 | 7012 | 2 |  | OP | HY | WAT | 8 | 0.243 | 16995 | 61181.5105 | 7712 | 27762.9779 | Distributed from 923 Generation And Fuel | 1982
7401 | 2022 | ID | Lower No 2 | 843 | 1 |  | OP | HY | WAT | 3 | 0.435 | 11438 | 41176.4706 | 5190 | 18683.8505 | Distributed from 923 Generation And Fuel | 1940
7402 | 2022 | ID | Lower Salmon | 816 | 1 |  | OA | HY | WAT | 15 | 0.349 | 45849 | 165055.0796 | 20805.5 | 74899.2008 | Distributed from 923 Generation And Fuel | 1949
7403 | 2022 | ID | Lower Salmon | 816 | 2 |  | OP | HY | WAT | 15 | 0.349 | 45849 | 165055.0796 | 20805.5 | 74899.2008 | Distributed from 923 Generation And Fuel | 1949
7404 | 2022 | ID | Lower Salmon | 816 | 3 |  | OP | HY | WAT | 15 | 0.349 | 45849 | 165055.0796 | 20805.5 | 74899.2008 | Distributed from 923 Generation And Fuel | 1949
7405 | 2022 | ID | Lower Salmon | 816 | 4 |  | OP | HY | WAT | 15 | 0.349 | 45849 | 165055.0796 | 20805.5 | 74899.2008 | Distributed from 923 Generation And Fuel | 1949
7406 | 2022 | ID | Lucky Peak Power Plant Project | 10014 | U131 |  | OP | HY | WAT | 45 | 0.264 | 103926.433 | 374132.1657 | 47160.178 | 169775.2826 | Distributed from 923 Generation And Fuel | 1988
7407 | 2022 | ID | Lucky Peak Power Plant Project | 10014 | U132 |  | OP | HY | WAT | 45 | 0.264 | 103926.433 | 374132.1657 | 47160.178 | 169775.2826 | Distributed from 923 Generation And Fuel | 1988
7408 | 2022 | ID | Lucky Peak Power Plant Project | 10014 | U133 |  | OP | HY | WAT | 11.2 | 0.264 | 25866.134 | 93117.3375 | 11737.644 | 42255.1804 | Distributed from 923 Generation And Fuel | 1988
7409 | 2022 | ID | Magic Dam Hydroelectric Project | 10740 | GEN1 |  | OP | HY | WAT | 3 | 0 | 0 | 0 | 0 | 0 | Distributed from 923 Generation And Fuel | 1989
7410 | 2022 | ID | Magic Dam Hydroelectric Project | 10740 | GEN2 |  | OP | HY | WAT | 3 | 0 | 0 | 0 | 0 | 0 | Distributed from 923 Generation And Fuel | 1989
7411 | 2022 | ID | Magic Dam Hydroelectric Project | 10740 | GEN3 |  | OP | HY | WAT | 3 | 0 | 0 | 0 | 0 | 0 | Distributed from 923 Generation And Fuel | 1989
7412 | 2022 | ID | Mainline Windfarm | 57429 | 1 |  | OP | WT | WND | 23 | 0.268 | 53971 | 194294.0456 | 18279 | 65803.8736 | Distributed from 923 Generation And Fuel | 2012
7413 | 2022 | ID | Marco Ranch | 50323 | 1 |  | OP | HY | WAT | 0.3 | 0.21 | 552.25 | 1988.0841 | 250.5 | 901.7928 | Distributed from 923 Generation And Fuel | 1985
7414 | 2022 | ID | Marco Ranch | 50323 | 2 |  | OP | HY | WAT | 0.3 | 0.21 | 552.25 | 1988.0841 | 250.5 | 901.7928 | Distributed from 923 Generation And Fuel | 1985
7415 | 2022 | ID | Marco Ranch | 50323 | 3 |  | OP | HY | WAT | 0.3 | 0.21 | 552.25 | 1988.0841 | 250.5 | 901.7928 | Distributed from 923 Generation And Fuel | 1985
7416 | 2022 | ID | Marco Ranch | 50323 | 4 |  | OP | HY | WAT | 0.3 | 0.21 | 552.25 | 1988.0841 | 250.5 | 901.7928 | Distributed from 923 Generation And Fuel | 1985
7417 | 2022 | ID | Marsh Valley Development | 50972 | 1 |  | OP | HY | WAT | 1.6 | 0.266 | 3726 | 13413.4927 | 1691 | 6087.5513 | Distributed from 923 Generation And Fuel | 1993
7418 | 2022 | ID | MC6 Hydro Facility | 64607 | GEN1 |  | OP | HY | WAT | 2.3 | 0.34 | 6855 | 24677.8026 | 3111 | 11199.5104 | Distributed from 923 Generation And Fuel | 2021
7419 | 2022 | ID | Meadow Creek Project Company | 58106 | MCPC |  | OP | WT | WND | 119.7 | 0.275 | 288298 | 1037864.4971 | 97642 | 351508.3879 | Distributed from 923 Generation And Fuel | 2012
7420 | 2022 | ID | Mile 28 Water Power Project | 54812 | 1 |  | OP | HY | WAT | 0.7 | 0.396 | 2429 | 8744.33 | 1102 | 3967.1683 | Distributed from 923 Generation And Fuel | 1994
7421 | 2022 | ID | Mile 28 Water Power Project | 54812 | 2 |  | OP | HY | WAT | 0.7 | 0.396 | 2429 | 8744.33 | 1102 | 3967.1683 | Distributed from 923 Generation And Fuel | 1994
7422 | 2022 | ID | Milner Butte LFGE | 63755 | E2 |  | OP | IC | LFG | 1.3 | 0.803 | 9148.5 | 32934.3365 | 3813.5 | 13728.4902 | Distributed from 923 Generation And Fuel | 2018
7423 | 2022 | ID | Milner Butte LFGE | 63755 | E3 |  | OP | IC | LFG | 1.3 | 0.803 | 9148.5 | 32934.3365 | 3813.5 | 13728.4902 | Distributed from 923 Generation And Fuel | 2018
7424 | 2022 | ID | Milner Dam Wind Park LLC | 56437 | MDWP |  | OP | WT | WND | 19.5 | 0.301 | 51350 | 184858.5211 | 17391 | 62607.0991 | Distributed from 923 Generation And Fuel | 2011
7425 | 2022 | ID | Milner Hydro | 7190 | 1 |  | OP | HY | WAT | 46.6 | 0.025 | 10355.382 | 37279.077 | 4699.16 | 16916.8407 | Distributed from 923 Generation And Fuel | 1992
7426 | 2022 | ID | Milner Hydro | 7190 | 2 |  | OP | HY | WAT | 12.1 | 0.025 | 2688.844 | 9679.761 | 1220.168 | 4392.5697 | Distributed from 923 Generation And Fuel | 1992
7427 | 2022 | ID | Milner Hydro | 7190 | 3 |  | OP | HY | WAT | 0.8 | 0.025 | 177.775 | 639.9849 | 80.672 | 290.4169 | Distributed from 923 Generation And Fuel | 1992
7428 | 2022 | ID | Minidoka | 6398 | 6 |  | OP | HY | WAT | 2.7 | 0.367 | 8688.152 | 31277.097 | 3942.487 | 14192.8397 | Distributed from 923 Generation And Fuel | 1927
7429 | 2022 | ID | Minidoka | 6398 | 7 |  | OP | HY | WAT | 5 | 0.367 | 16089.17 | 57920.5486 | 7300.903 | 26283.0405 | Distributed from 923 Generation And Fuel | 1942
7430 | 2022 | ID | Minidoka | 6398 | 8 |  | OP | HY | WAT | 10 | 0.367 | 32178.339 | 115841.0937 | 14601.805 | 52566.0775 | Distributed from 923 Generation And Fuel | 1997
7431 | 2022 | ID | Minidoka | 6398 | 9 |  | OP | HY | WAT | 10 | 0.367 | 32178.339 | 115841.0937 | 14601.805 | 52566.0775 | Distributed from 923 Generation And Fuel | 1997
7432 | 2022 | ID | Mink Creek Hydro | 10325 | GEN1 |  | OP | HY | WAT | 3.1 | 0.271 | 7367 | 26520.9878 | 3343 | 12034.7037 | Distributed from 923 Generation And Fuel | 1986
7433 | 2022 | ID | Mora Drop Hydroelectric Project | 56498 | 1 |  | OP | HY | WAT | 1.7 | 0.252 | 3759 | 13532.2917 | 1706 | 6141.5509 | Distributed from 923 Generation And Fuel | 2006
7434 | 2022 | ID | Mountain Home | 56636 | 1 |  | OP | WT | WND | 21 | 0.18 | 33187 | 119472.2442 | 11554 | 41594.0672 | Distributed from 923 Generation And Fuel | 2008
7435 | 2022 | ID | Moyie Springs | 6506 | 1 |  | OP | HY | WAT | 1 | 0.682 | 5976.923 | 21516.7507 | 2712.051 | 9763.3055 | Distributed from 923 Generation And Fuel | 1941
7436 | 2022 | ID | Moyie Springs | 6506 | 2 |  | OP | HY | WAT | 0.4 | 0.682 | 2390.769 | 8606.6995 | 1084.821 | 3905.3244 | Distributed from 923 Generation And Fuel | 1921
7437 | 2022 | ID | Moyie Springs | 6506 | 3 |  | OP | HY | WAT | 1 | 0.682 | 5976.923 | 21516.7507 | 2712.051 | 9763.3055 | Distributed from 923 Generation And Fuel | 1950
7438 | 2022 | ID | Moyie Springs | 6506 | 4 |  | OP | HY | WAT | 1.5 | 0.682 | 8965.385 | 32275.1278 | 4068.077 | 14644.96 | Distributed from 923 Generation And Fuel | 1982
7439 | 2022 | ID | Mt. Home Solar 1, LLC | 59695 | MHPV1 |  | OP | PV | SUN | 20 | 0.242 | 42436 | 152768.3779 | 24271 | 87374.901 | Distributed from 923 Generation And Fuel | 2017
7440 | 2022 | ID | Murphy Flat Solar | 60009 | IPMF |  | OP | PV | SUN | 20 | 0.217 | 37945 | 136600.9072 | 21293 | 76654.1868 | Distributed from 923 Generation And Fuel | 2017
7441 | 2022 | ID | North Gooding Main Hydro | 61688 | NGM1 |  | OP | HY | WAT | 1.3 | 0.326 | 3708 | 13348.6932 | 1683 | 6058.7515 | Distributed from 923 Generation And Fuel | 2016
7442 | 2022 | ID | Oneida | 829 | 1 |  | OP | HY | WAT | 10 | 0.1 | 8737 | 31452.9484 | 3964.667 | 14272.687 | Distributed from 923 Generation And Fuel | 1915
7443 | 2022 | ID | Oneida | 829 | 2 |  | OP | HY | WAT | 10 | 0.1 | 8737 | 31452.9484 | 3964.667 | 14272.687 | Distributed from 923 Generation And Fuel | 1916
7444 | 2022 | ID | Oneida | 829 | 3 |  | OP | HY | WAT | 10 | 0.1 | 8737 | 31452.9484 | 3964.667 | 14272.687 | Distributed from 923 Generation And Fuel | 1920
7445 | 2022 | ID | Orchard Ranch Solar | 60010 | IPOR |  | OP | PV | SUN | 20 | 0.256 | 44769 | 161167.1107 | 26015 | 93653.2508 | Distributed from 923 Generation And Fuel | 2017
7446 | 2022 | ID | Oregon Trail Wind Park | 56439 | OTWP |  | OP | WT | WND | 13.5 | 0.293 | 34657 | 124764.2019 | 11738 | 42256.4619 | Distributed from 923 Generation And Fuel | 2011
7447 | 2022 | ID | Palisades Dam | 850 | 1 |  | OP | HY | WAT | 44.1 | 0.358 | 138455 | 498434.0125 | 62828.5 | 226180.7906 | Distributed from 923 Generation And Fuel | 1957
7448 | 2022 | ID | Palisades Dam | 850 | 2 |  | OP | HY | WAT | 44.1 | 0.358 | 138455 | 498434.0125 | 62828.5 | 226180.7906 | Distributed from 923 Generation And Fuel | 1957
7449 | 2022 | ID | Palisades Dam | 850 | 3 |  | OP | HY | WAT | 44.1 | 0.358 | 138455 | 498434.0125 | 62828.5 | 226180.7906 | Distributed from 923 Generation And Fuel | 1957
7450 | 2022 | ID | Palisades Dam | 850 | 4 |  | OP | HY | WAT | 44.1 | 0.358 | 138455 | 498434.0125 | 62828.5 | 226180.7906 | Distributed from 923 Generation And Fuel | 1958
7451 | 2022 | ID | Payne's Ferry | 57124 | PFWP |  | OP | WT | WND | 21 | 0.333 | 61191 | 220285.8377 | 20724 | 74605.8032 | Distributed from 923 Generation And Fuel | 2010
7452 | 2022 | ID | Pilgrim Stage Wind Park | 56440 | PSWP |  | OP | WT | WND | 10.5 | 0.341 | 31351 | 112862.6971 | 10618 | 38224.4942 | Distributed from 923 Generation And Fuel | 2011
7453 | 2022 | ID | Plummer Cogen | 55090 | GEN1 |  | OS | ST | WDS | 6.2 | 0.249 | 13550 | 48779.6098 | 4589 | 16520.2678 | EIA-923 Generator File | 1982
7454 | 2022 | ID | Post Falls | 835 | 1 |  | OP | HY | WAT | 2.2 | 0.585 | 11274.772 | 40588.8545 | 5116.29 | 18418.4967 | Distributed from 923 Generation And Fuel | 1907
7455 | 2022 | ID | Post Falls | 835 | 2 |  | OP | HY | WAT | 2.2 | 0.585 | 11274.772 | 40588.8545 | 5116.29 | 18418.4967 | Distributed from 923 Generation And Fuel | 1906
7456 | 2022 | ID | Post Falls | 835 | 3 |  | OP | HY | WAT | 2.2 | 0.585 | 11274.772 | 40588.8545 | 5116.29 | 18418.4967 | Distributed from 923 Generation And Fuel | 1906
7457 | 2022 | ID | Post Falls | 835 | 4 |  | OP | HY | WAT | 2.2 | 0.585 | 11274.772 | 40588.8545 | 5116.29 | 18418.4967 | Distributed from 923 Generation And Fuel | 1906
7458 | 2022 | ID | Post Falls | 835 | 5 |  | OP | HY | WAT | 2.2 | 0.585 | 11274.772 | 40588.8545 | 5116.29 | 18418.4967 | Distributed from 923 Generation And Fuel | 1908
7459 | 2022 | ID | Post Falls | 835 | 6 |  | OS | HY | WAT | 3.5 | 0.585 | 17937.138 | 64573.1802 | 8139.552 | 29302.1528 | Distributed from 923 Generation And Fuel | 1980
7460 | 2022 | ID | Power County Wind Park North | 57761 | PCWPN |  | OP | WT | WND | 22.5 | 0.308 | 60666 | 218395.8528 | 20547 | 73968.6083 | Distributed from 923 Generation And Fuel | 2011
7461 | 2022 | ID | Power County Wind Park South | 57760 | PCWPS |  | OP | WT | WND | 22.5 | 0.278 | 54713 | 196965.2243 | 18530 | 66707.4663 | Distributed from 923 Generation And Fuel | 2011
7462 | 2022 | ID | Raft River Geothermal Power Plant | 56317 | 1 |  | OP | BT | GEO | 18 | 0.58 | 91432 | 329152.5668 | 35504 | 127813.3775 | Distributed from 923 Generation And Fuel | 2008
7463 | 2022 | ID | Rathdrum | 7456 | 1 |  | OP | GT | NG | 83.2 | 0.137 | 99619 | 358625.531 | 38176.5 | 137434.3005 | Distributed from 923 Generation And Fuel | 1994
7464 | 2022 | ID | Rathdrum | 7456 | 2 |  | OP | GT | NG | 83.2 | 0.137 | 99619 | 358625.531 | 38176.5 | 137434.3005 | Distributed from 923 Generation And Fuel | 1994
7465 | 2022 | ID | Rathdrum Power LLC | 55179 | CTG1 |  | OP | CT | NG | 179.4 | 0.682 | 1071792 | 3858420.3326 | 387957 | 1396634.0269 | EIA-923 Generator File | 2001
7466 | 2022 | ID | Rathdrum Power LLC | 55179 | STG1 | 1 | OP | CA | NG | 122.1 | 0.547 | 584688 | 2104859.9611 | 218971 | 788289.2937 | EIA-923 Generator File | 2001
7467 | 2022 | ID | Rock Creek Dairy | 58142 | CHP1 |  | RE | IC | OBG | 1.6 | 0.314 | 4401.5 | 15845.2732 | 2437.5 | 8774.9298 | Distributed from 923 Generation And Fuel | 2012 | 2022
7468 | 2022 | ID | Rock Creek Dairy | 58142 | CHP2 |  | RE | IC | OBG | 1.6 | 0.314 | 4401.5 | 15845.2732 | 2437.5 | 8774.9298 | Distributed from 923 Generation And Fuel | 2012 | 2022
7469 | 2022 | ID | Rock Creek I | 50987 | GEN1 |  | OP | HY | WAT | 2.1 | 0.486 | 8935 | 32165.7427 | 4055 | 14597.8832 | Distributed from 923 Generation And Fuel | 1983
7470 | 2022 | ID | Rock Creek II | 10809 | GEN1 |  | OP | HY | WAT | 1.9 | 0.198 | 3301 | 11883.5049 | 1498 | 5392.7569 | Distributed from 923 Generation And Fuel | 1990
7471 | 2022 | ID | Rockland Wind Farm | 57766 | RLWF |  | OP | WT | WND | 79.2 | 0.338 | 234455 | 844031.2478 | 79406 | 285859.3131 | Distributed from 923 Generation And Fuel | 2011
7472 | 2022 | ID | Ryegrass Windfarm | 57427 | 1 |  | OP | WT | WND | 23 | 0.254 | 51222 | 184397.7248 | 17348 | 62452.3004 | Distributed from 923 Generation And Fuel | 2012
7473 | 2022 | ID | S E Hazelton A | 50896 | GEN1 |  | SB | HY | WAT | 2.8 | 0.301 | 7374.667 | 26548.5888 | 3346.333 | 12046.7024 | Distributed from 923 Generation And Fuel | 1990
7474 | 2022 | ID | S E Hazelton A | 50896 | GEN2 |  | SB | HY | WAT | 2.8 | 0.301 | 7374.667 | 26548.5888 | 3346.333 | 12046.7024 | Distributed from 923 Generation And Fuel | 1990
7475 | 2022 | ID | S E Hazelton A | 50896 | GEN3 |  | SB | HY | WAT | 2.8 | 0.301 | 7374.667 | 26548.5888 | 3346.333 | 12046.7024 | Distributed from 923 Generation And Fuel | 1990
7476 | 2022 | ID | Salmon Diesel | 817 | 1 |  | SB | IC | DFO | 2.5 | 0.001 | 19.5 | 70.1994 | 7 | 25.1998 | Distributed from 923 Generation And Fuel | 1967
7477 | 2022 | ID | Salmon Diesel | 817 | 2 |  | SB | IC | DFO | 2.5 | 0.001 | 19.5 | 70.1994 | 7 | 25.1998 | Distributed from 923 Generation And Fuel | 1967
7478 | 2022 | ID | Salmon Falls Wind Park | 56441 | SFWP |  | OP | WT | WND | 21 | 0.312 | 57373 | 206541.1477 | 19431 | 69951.0404 | Distributed from 923 Generation And Fuel | 2011
7479 | 2022 | ID | Sawtooth Wind Project | 57749 | ST |  | OP | WT | WND | 22.4 | 0.267 | 52486 | 188948.0884 | 17776 | 63993.0881 | Distributed from 923 Generation And Fuel | 2011
7480 | 2022 | ID | Shoshone Falls | 818 | 3 |  | OP | HY | WAT | 11.5 | 0.32 | 32186.701 | 115871.1966 | 14605.782 | 52580.3946 | Distributed from 923 Generation And Fuel | 1921
7481 | 2022 | ID | Shoshone Falls | 818 | 4 |  | OP | HY | WAT | 3.2 | 0.32 | 8956.299 | 32242.4185 | 4064.218 | 14631.0678 | Distributed from 923 Generation And Fuel | 2020
7482 | 2022 | ID | Simcoe Solar | 60748 | IDSS |  | OP | PV | SUN | 20 | 0.266 | 46541 | 167546.2596 | 26539 | 95539.6357 | Distributed from 923 Generation And Fuel | 2017
7483 | 2022 | ID | Simplot Leasing Don Plant | 50274 | GEN1 | 1 | OP | ST | WH | 15.9 | 0.363 | 50508 | 181827.3454 | 26604 | 95773.6338 | Distributed from 923 Generation And Fuel | 1986
7484 | 2022 | ID | Smith Falls Hydro Project | 54249 | GEN1 |  | OP | HY | WAT | 18 | 0.185 | 29117.48 | 104822.0894 | 13213.228 | 47567.2403 | Distributed from 923 Generation And Fuel | 1990
7485 | 2022 | ID | Smith Falls Hydro Project | 54249 | GEN2 |  | OP | HY | WAT | 18 | 0.185 | 29117.48 | 104822.0894 | 13213.228 | 47567.2403 | Distributed from 923 Generation And Fuel | 1990
7486 | 2022 | ID | Smith Falls Hydro Project | 54249 | GEN3 |  | OP | HY | WAT | 2.1 | 0.185 | 3397.039 | 12229.2426 | 1541.543 | 5549.5104 | Distributed from 923 Generation And Fuel | 1989
7487 | 2022 | ID | Soda | 831 | 1 |  | OP | HY | WAT | 7.6 | 0.113 | 7499.014 | 26996.2344 | 3402.822 | 12250.0612 | Distributed from 923 Generation And Fuel | 1924
7488 | 2022 | ID | Soda | 831 | 2 |  | OP | HY | WAT | 7 | 0.113 | 6906.986 | 24864.9507 | 3134.178 | 11282.9505 | Distributed from 923 Generation And Fuel | 1924
7489 | 2022 | ID | South Forks Hydro | 10296 | GEN1 |  | OP | HY | WAT | 4 | 0.32 | 11217 | 40380.877 | 5090 | 18323.8534 | Distributed from 923 Generation And Fuel | 1984
7490 | 2022 | ID | South Forks Hydro | 10296 | GEN2 |  | OP | HY | WAT | 4 | 0.32 | 11217 | 40380.877 | 5090 | 18323.8534 | Distributed from 923 Generation And Fuel | 1984
7491 | 2022 | ID | Swan Falls | 819 | 1 |  | OP | HY | WAT | 12.5 | 0.487 | 53353.5 | 192071.0634 | 24211 | 87158.9027 | Distributed from 923 Generation And Fuel | 1994
7492 | 2022 | ID | Swan Falls | 819 | 2 |  | OP | HY | WAT | 12.5 | 0.487 | 53353.5 | 192071.0634 | 24211 | 87158.9027 | Distributed from 923 Generation And Fuel | 1994
7493 | 2022 | ID | Tamarack Energy Partnership | 50099 | GEN1 |  | OP | ST | WDS | 6.2 | 0.253 | 13747 | 49488.8041 | 7493 | 26974.5842 | EIA-923 Generator File | 1983
7494 | 2022 | ID | Thousand Springs | 820 | 3 |  | OP | HY | WAT | 6.8 | 0.869 | 51784 | 186420.9086 | 23499 | 84595.7232 | Distributed from 923 Generation And Fuel | 1920
7495 | 2022 | ID | Thousand Springs Wind Park | 56442 | TSWP |  | OP | WT | WND | 12 | 0.287 | 30190 | 108683.1305 | 10225 | 36809.7055 | Distributed from 923 Generation And Fuel | 2011
7496 | 2022 | ID | Tuana Gulch Wind Park | 56443 | TGWP |  | OP | WT | WND | 10.5 | 0.307 | 28279 | 101803.5856 | 9578 | 34480.5242 | Distributed from 923 Generation And Fuel | 2011
7497 | 2022 | ID | Tuana Springs | 57136 | 1 |  | OP | WT | WND | 16.8 | 0.204 | 30082 | 108294.3336 | 9873 | 35542.5157 | Distributed from 923 Generation And Fuel | 2010
7498 | 2022 | ID | Twin Falls (ID) | 821 | 1 |  | OP | HY | WAT | 8.4 | 0.048 | 3568.008 | 12844.726 | 1619.112 | 5828.7566 | Distributed from 923 Generation And Fuel | 1935
7499 | 2022 | ID | Twin Falls (ID) | 821 | 2 |  | OP | HY | WAT | 44.3 | 0.048 | 18816.992 | 67740.6293 | 8538.888 | 30739.7509 | Distributed from 923 Generation And Fuel | 1995
7500 | 2022 | ID | Two Ponds Windfarm | 57444 | 1 |  | OP | WT | WND | 23 | 0.278 | 55928 | 201339.1893 | 18942 | 68190.6545 | Distributed from 923 Generation And Fuel | 2012
7501 | 2022 | ID | Upper Malad | 823 | 1 |  | OP | HY | WAT | 8.3 | 0.755 | 54914 | 197688.8185 | 24919 | 89707.6823 | Distributed from 923 Generation And Fuel | 1948
7502 | 2022 | ID | Upper Power Plant | 844 | 4 |  | OP | HY | WAT | 8 | 0.603 | 42246 | 152084.3833 | 19170 | 69011.4479 | Distributed from 923 Generation And Fuel | 1982
7503 | 2022 | ID | Upper Salmon A | 822 | 1 |  | OP | HY | WAT | 9 | 0.527 | 41531.5 | 149512.2039 | 18846.5 | 67846.8572 | Distributed from 923 Generation And Fuel | 1937
7504 | 2022 | ID | Upper Salmon A | 822 | 2 |  | OP | HY | WAT | 9 | 0.527 | 41531.5 | 149512.2039 | 18846.5 | 67846.8572 | Distributed from 923 Generation And Fuel | 1937
7505 | 2022 | ID | Upper Salmon B | 7079 | 1 |  | OP | HY | WAT | 8.2 | 0.563 | 40467.248 | 145680.9274 | 18363.527 | 66108.1683 | Distributed from 923 Generation And Fuel | 1947
7506 | 2022 | ID | Upper Salmon B | 7079 | 2 |  | OP | HY | WAT | 8.3 | 0.563 | 40960.752 | 147457.5275 | 18587.473 | 66914.3675 | Distributed from 923 Generation And Fuel | 1947
7507 | 2022 | ID | Wilson Lake Hydroelectric Project | 54306 | 1 |  | OP | HY | WAT | 4.2 | 0.334 | 12283.5 | 44220.2462 | 5574 | 20066.2395 | Distributed from 923 Generation And Fuel | 1993
7508 | 2022 | ID | Wilson Lake Hydroelectric Project | 54306 | 2 |  | OP | HY | WAT | 4.2 | 0.334 | 12283.5 | 44220.2462 | 5574 | 20066.2395 | Distributed from 923 Generation And Fuel | 1993
7509 | 2022 | ID | Wolverine Creek | 56301 | 1 |  | OP | WT | WND | 64.5 | 0.258 | 145937 | 525368.997 | 49427 | 177935.7765 | Distributed from 923 Generation And Fuel | 2006
7510 | 2022 | ID | Yahoo Creek | 57126 | YCWP |  | OP | WT | WND | 21 | 0.323 | 59438 | 213975.0882 | 20131 | 72471.0202 | Distributed from 923 Generation And Fuel | 2010
7511 | 2022 | IL | 1515 S Caron Road | 7770 | GT1 |  | RE | GT | NG | 4.2 | 0 | 0 | 0 | 0 | 0 | Distributed from 923 Generation And Fuel | 2000 | 2022
7512 | 2022 | IL | 2662 Freeport Solar 1 CSG | 64058 | FREE |  | OP | PV | SUN | 2 | 0.221 | 3880 | 13967.8883 | 2164 | 7790.3377 | Distributed from 923 Generation And Fuel | 2020
7513 | 2022 | IL | Adkins Energy LLC | 58136 | S5MW |  | OP | GT | NG | 5 | 0.686 | 30035 | 108125.135 | 14000 | 50399.5968 | Distributed from 923 Generation And Fuel | 2002
7514 | 2022 | IL | Adkins Energy LLC | 58136 | ST2MW |  | OP | ST | NG | 1.8 | 0.609 | 9599 | 34556.1236 | 4474.289 | 16107.3115 | EIA-923 Generator File | 2019
7515 | 2022 | IL | AES Belleville Solar LLC | 65127 | BELL |  | OP | PV | SUN | 9.9 | 0.172 | 14956 | 53841.1693 | 8341 | 30027.3598 | Distributed from 923 Generation And Fuel | 2021
7516 | 2022 | IL | AES Griggs Solar, LLC | 64328 | GRIG |  | OP | PV | SUN | 2 | 0.237 | 4155 | 14957.8803 | 2317 | 8341.1333 | Distributed from 923 Generation And Fuel | 2020
7517 | 2022 | IL | Agriwind | 56408 | AWND1 |  | OP | WT | WND | 8.4 | 0.182 | 13411 | 48279.2138 | 3941 | 14187.4865 | Distributed from 923 Generation And Fuel | 2007
7518 | 2022 | IL | Albertsons at Melrose Park | 65005 | PV1 |  | OP | PV | SUN | 1.9 | 0.095 | 1578 | 5680.7546 | 880 | 3167.9747 | Distributed from 923 Generation And Fuel | 2021
7519 | 2022 | IL | Alden Road Harvard Solar 1 | 65774 | 18031 |  | OP | PV | SUN | 2 | 0.215 | 3764 | 13550.2916 | 2099 | 7556.3395 | Distributed from 923 Generation And Fuel | 2020
7520 | 2022 | IL | Alsey | 7818 | 1 |  | OP | GT | NG | 30 | 0.051 | 13357.457 | 48086.4605 | 6222.139 | 22399.5212 | Distributed from 923 Generation And Fuel | 1999
7521 | 2022 | IL | Alsey | 7818 | 2 |  | OP | GT | NG | 30 | 0.051 | 13357.457 | 48086.4605 | 6222.139 | 22399.5212 | Distributed from 923 Generation And Fuel | 1999
7522 | 2022 | IL | Alsey | 7818 | 3 |  | OP | GT | NG | 20 | 0.051 | 8904.971 | 32057.6391 | 4148.092 | 14933.0117 | Distributed from 923 Generation And Fuel | 1999
7523 | 2022 | IL | Alsey | 7818 | 4 |  | OP | GT | NG | 20 | 0.051 | 8904.971 | 32057.6391 | 4148.092 | 14933.0117 | Distributed from 923 Generation And Fuel | 1999
7524 | 2022 | IL | Alsey | 7818 | 5 |  | OP | GT | NG | 25 | 0.051 | 11131.214 | 40072.0498 | 5185.116 | 18666.2683 | Distributed from 923 Generation And Fuel | 1999
7525 | 2022 | IL | Alsey | 7818 | 6 |  | OP | GT | NG | 48 | 0.051 | 21371.931 | 76938.3361 | 9955.422 | 35839.2325 | Distributed from 923 Generation And Fuel | 2016
7526 | 2022 | IL | Altamont | 7990 | 1 |  | SB | IC | DFO | 1.8 | 0.001 | 17.75 | 63.8995 | 5.5 | 19.7998 | Distributed from 923 Generation And Fuel | 2002
7527 | 2022 | IL | Altamont | 7990 | 2 |  | SB | IC | DFO | 1.8 | 0.001 | 17.75 | 63.8995 | 5.5 | 19.7998 | Distributed from 923 Generation And Fuel | 2002
7528 | 2022 | IL | Altamont | 7990 | 3 |  | SB | IC | DFO | 1.8 | 0.001 | 17.75 | 63.8995 | 5.5 | 19.7998 | Distributed from 923 Generation And Fuel | 2002
7529 | 2022 | IL | Altamont | 7990 | 4 |  | SB | IC | DFO | 1.8 | 0.001 | 17.75 | 63.8995 | 5.5 | 19.7998 | Distributed from 923 Generation And Fuel | 2006
7530 | 2022 | IL | Amazon MDW6 Solar Project | 64610 | MDW6 |  | OA | PV | SUN | 1.9 | 0.007 | 122 | 439.1965 | 68 | 244.798 | Distributed from 923 Generation And Fuel | 2020
7531 | 2022 | IL | Amazon MDW7 Solar Project | 66022 | AMDW7 |  | OP | PV | SUN | 1.9 | 0 | 0 | 0 | 0 | 0 | Distributed from 923 Generation And Fuel | 2022
7532 | 2022 | IL | Ameresco Danville Solar, LLC | 65227 | 401 |  | OP | PV | SUN | 2 | 0.102 | 1794 | 6458.3483 | 1000 | 3599.9712 | Distributed from 923 Generation And Fuel | 2021
7533 | 2022 | IL | Apple Canyon Lake Solar | 64040 | 1 |  | OP | PV | SUN | 1.2 | 0.311 | 3266 | 11757.5059 | 1821 | 6555.5476 | Distributed from 923 Generation And Fuel | 2020
7534 | 2022 | IL | Archer Daniels Midland Decatur | 10865 | GEN2 | 9 | OP | ST | BIT | 31 | 0.216 | 58719 | 211386.7089 | 29640 | 106703.1464 | EIA-923 Generator File | 1987
7535 | 2022 | IL | Archer Daniels Midland Decatur | 10865 | GEN3 | 9 | OP | ST | BIT | 31 | 0.263 | 71476 | 257311.5415 | 38314 | 137929.2966 | EIA-923 Generator File | 1987
7536 | 2022 | IL | Archer Daniels Midland Decatur | 10865 | GEN4 | 9 | OP | ST | BIT | 31 | 0.235 | 63694 | 229296.5656 | 30935 | 111365.1091 | EIA-923 Generator File | 1987
7537 | 2022 | IL | Archer Daniels Midland Decatur | 10865 | GEN5 | 9 | OP | ST | BIT | 31 | 0.229 | 62134 | 223680.6106 | 37234 | 134041.3277 | EIA-923 Generator File | 1987
7538 | 2022 | IL | Archer Daniels Midland Decatur | 10865 | GEN6 | 9 | OP | ST | BIT | 31 | 0.124 | 33807 | 121704.2264 | 10809 | 38912.0887 | EIA-923 Generator File | 1994
7539 | 2022 | IL | Archer Daniels Midland Decatur | 10865 | GEN7 | 9 | OP | ST | BIT | 75 | 0.548 | 360186 | 1296659.2267 | 129690 | 466880.265 | EIA-923 Generator File | 1997
7540 | 2022 | IL | Archer Daniels Midland Decatur | 10865 | GEN8 | 9 | OP | ST | BIT | 105 | 0.512 | 471187 | 1696259.6299 | 224099 | 806749.946 | EIA-923 Generator File | 2005
7541 | 2022 | IL | Archer Daniels Midland Peoria | 10866 | GEN6 |  | OP | GT | NG | 18 | 0.136 | 21514.5 | 77451.5804 | 10028.5 | 36102.3112 | Distributed from 923 Generation And Fuel | 1988
7542 | 2022 | IL | Archer Daniels Midland Peoria | 10866 | GEN7 |  | OP | GT | NG | 18 | 0.136 | 21514.5 | 77451.5804 | 10028.5 | 36102.3112 | Distributed from 923 Generation And Fuel | 1988
7543 | 2022 | IL | Argonne National Laboratory CHP | 60742 | CHP |  | OP | GT | NG | 6.3 | 0.831 | 45853 | 165069.4794 | 21373 | 76942.1845 | Distributed from 923 Generation And Fuel | 2016
7544 | 2022 | IL | Aurora | 55279 | CTG1 |  | OP | GT | NG | 180.8 | 0.036 | 56449.648 | 203217.1071 | 54044.419 | 194558.3519 | Distributed from 923 Generation And Fuel | 2002
7545 | 2022 | IL | Aurora | 55279 | CTG10 |  | OP | GT | NG | 60.5 | 0.036 | 18889.401 | 68001.2996 | 18084.554 | 65103.8736 | Distributed from 923 Generation And Fuel | 2001
7546 | 2022 | IL | Aurora | 55279 | CTG2 |  | OP | GT | NG | 180.8 | 0.036 | 56449.648 | 203217.1071 | 54044.419 | 194558.3519 | Distributed from 923 Generation And Fuel | 2001
7547 | 2022 | IL | Aurora | 55279 | CTG3 |  | OP | GT | NG | 180.8 | 0.036 | 56449.648 | 203217.1071 | 54044.419 | 194558.3519 | Distributed from 923 Generation And Fuel | 2001
7548 | 2022 | IL | Aurora | 55279 | CTG4 |  | OP | GT | NG | 180.8 | 0.036 | 56449.648 | 203217.1071 | 54044.419 | 194558.3519 | Distributed from 923 Generation And Fuel | 2001
7549 | 2022 | IL | Aurora | 55279 | CTG5 |  | OP | GT | NG | 60.5 | 0.036 | 18889.401 | 68001.2996 | 18084.554 | 65103.8736 | Distributed from 923 Generation And Fuel | 2001
7550 | 2022 | IL | Aurora | 55279 | CTG6 |  | OP | GT | NG | 60.5 | 0.036 | 18889.401 | 68001.2996 | 18084.554 | 65103.8736 | Distributed from 923 Generation And Fuel | 2001
7551 | 2022 | IL | Aurora | 55279 | CTG7 |  | OP | GT | NG | 60.5 | 0.036 | 18889.401 | 68001.2996 | 18084.554 | 65103.8736 | Distributed from 923 Generation And Fuel | 2001
7552 | 2022 | IL | Aurora | 55279 | CTG8 |  | OP | GT | NG | 60.5 | 0.036 | 18889.401 | 68001.2996 | 18084.554 | 65103.8736 | Distributed from 923 Generation And Fuel | 2001
7553 | 2022 | IL | Aurora | 55279 | CTG9 |  | OP | GT | NG | 60.5 | 0.036 | 18889.401 | 68001.2996 | 18084.554 | 65103.8736 | Distributed from 923 Generation And Fuel | 2001
7554 | 2022 | IL | Avenue A Generator Sets | 7854 | 1 |  | SB | IC | DFO | 1.8 | 0.005 | 86.5 | 311.3975 | 26.5 | 95.3992 | Distributed from 923 Generation And Fuel | 2000
7555 | 2022 | IL | Avenue A Generator Sets | 7854 | 2 |  | SB | IC | DFO | 1.8 | 0.005 | 86.5 | 311.3975 | 26.5 | 95.3992 | Distributed from 923 Generation And Fuel | 2000
7556 | 2022 | IL | Baldwin Energy Complex | 889 | 1 | 1 | OP | ST | SUB | 625.1 | 0.486 | 2661083 | 9579822.1614 | 963237 | 3467625.459 | EIA-923 Generator File | 1970 | 2025
7557 | 2022 | IL | Baldwin Energy Complex | 889 | 2 | 1 | OP | ST | SUB | 634.5 | 0.587 | 3261942 | 11742897.2568 | 1279881 | 4607534.7397 | EIA-923 Generator File | 1973 | 2025
7558 | 2022 | IL | Beecher Gas Recovery | 56419 | B1 |  | OP | IC | LFG | 1.1 | 0.12 | 1158.333 | 4169.9654 | 474 | 1706.3863 | Distributed from 923 Generation And Fuel | 2006
7559 | 2022 | IL | Beecher Gas Recovery | 56419 | B2 |  | OP | IC | LFG | 1.1 | 0.12 | 1158.333 | 4169.9654 | 474 | 1706.3863 | Distributed from 923 Generation And Fuel | 2006
7560 | 2022 | IL | Beecher Gas Recovery | 56419 | B3 |  | OP | IC | LFG | 1.1 | 0.12 | 1158.333 | 4169.9654 | 474 | 1706.3863 | Distributed from 923 Generation And Fuel | 2008
7561 | 2022 | IL | Bennington Wind | 63384 | BENN |  | OP | WT | WND | 93 | 0.419 | 341067 | 1227831.3773 | 109538 | 394333.6453 | Distributed from 923 Generation And Fuel | 2021
7562 | 2022 | IL | Big River Solar | 64637 | BRS |  | OP | PV | SUN | 149 | 0.102 | 132796 | 478061.7755 | 73732 | 265433.0765 | Distributed from 923 Generation And Fuel | 2022
7563 | 2022 | IL | Big Sky Wind LLC | 57135 | 1 |  | OP | WT | WND | 239.4 | 0.22 | 462296 | 1664252.286 | 135864 | 489106.4871 | Distributed from 923 Generation And Fuel | 2011
7564 | 2022 | IL | Bishop Hill Energy LLC | 57463 | 1 |  | OP | WT | WND | 200 | 0.382 | 669727 | 2410997.912 | 196825 | 708564.3315 | Distributed from 923 Generation And Fuel | 2012
7565 | 2022 | IL | Bishop Hill II Wind Farm | 58111 | 1 |  | OP | WT | WND | 81 | 0.448 | 317995 | 1144772.8418 | 93455 | 336435.3085 | Distributed from 923 Generation And Fuel | 2012
7566 | 2022 | IL | Bishop Hill III | 61787 | BHIII |  | OP | WT | WND | 119 | 0.452 | 470871 | 1695122.039 | 149699 | 538912.0887 | Distributed from 923 Generation And Fuel | 2018
7567 | 2022 | IL | Blackstone Wind Farm II LLC | 57113 | GEN 1 |  | OP | WT | WND | 200 | 0.323 | 565825 | 2036953.7044 | 166290 | 598639.2109 | Distributed from 923 Generation And Fuel | 2010
7568 | 2022 | IL | Blackstone Wind Farm LLC | 57110 | GEN 1 |  | OP | WT | WND | 106 | 0.305 | 283582 | 1020887.0329 | 83342 | 300028.7998 | Distributed from 923 Generation And Fuel | 2009
7569 | 2022 | IL | Blooming Grove Wind Energy Center | 63988 | GEN1 |  | OP | WT | WND | 250 | 0.457 | 1001258 | 3604499.964 | 288457 | 1038436.8925 | Distributed from 923 Generation And Fuel | 2020
7570 | 2022 | IL | Blue Goose Solar CSG | 64228 | BLGS |  | OP | PV | SUN | 2 | 0.224 | 3933 | 14158.6867 | 2193 | 7894.7368 | Distributed from 923 Generation And Fuel | 2020
7571 | 2022 | IL | Braidwood Generation Station | 6022 | 1 | 1 | OP | ST | NUC | 1224.9 | 0.939 | 10077815 | 36279843.7612 | 4283915.5 | 15421972.4242 | Distributed from 923 Generation And Fuel | 1988
7572 | 2022 | IL | Braidwood Generation Station | 6022 | 2 | 1 | OP | ST | NUC | 1224.9 | 0.939 | 10077815 | 36279843.7612 | 4283915.5 | 15421972.4242 | Distributed from 923 Generation And Fuel | 1988
7573 | 2022 | IL | Breese | 934 | 2 |  | SB | IC | DFO | 3 | 0.002 | 64.97 | 233.8901 | 19.882 | 71.5746 | Distributed from 923 Generation And Fuel | 1982
7574 | 2022 | IL | Breese | 934 | 5 |  | SB | IC | DFO | 2.5 | 0.002 | 54.142 | 194.9096 | 16.568 | 59.6443 | Distributed from 923 Generation And Fuel | 1992
7575 | 2022 | IL | Breese | 934 | 6 |  | SB | IC | DFO | 2.5 | 0.002 | 54.142 | 194.9096 | 16.568 | 59.6443 | Distributed from 923 Generation And Fuel | 1997
7576 | 2022 | IL | Breese | 934 | 7 |  | SB | IC | DFO | 2.5 | 0.002 | 54.142 | 194.9096 | 16.568 | 59.6443 | Distributed from 923 Generation And Fuel | 2008
7577 | 2022 | IL | Breese | 934 | 8 |  | SB | IC | DFO | 2.5 | 0.002 | 54.142 | 194.9096 | 16.568 | 59.6443 | Distributed from 923 Generation And Fuel | 2014
7578 | 2022 | IL | Breese | 934 | IC1 |  | SB | IC | DFO | 0.9 | 0.002 | 19.491 | 70.167 | 5.964 | 21.4702 | Distributed from 923 Generation And Fuel | 1953
7579 | 2022 | IL | Breese | 934 | IC3 |  | SB | IC | DFO | 3 | 0.002 | 64.97 | 233.8901 | 19.882 | 71.5746 | Distributed from 923 Generation And Fuel | 1968
7580 | 2022 | IL | Bright Stalk Wind Farm I | 57623 | GEN1 |  | OP | WT | WND | 205.2 | 0.442 | 794989 | 2861937.5045 | 233777 | 841590.4673 | Distributed from 923 Generation And Fuel | 2019
7581 | 2022 | IL | Brown County Wind Turbine | 57767 | 1 |  | OP | WT | WND | 1.5 | 0.224 | 2944 | 10598.3152 | 865 | 3113.9751 | Distributed from 923 Generation And Fuel | 2011
7582 | 2022 | IL | Bushnell | 935 | 1 |  | SB | IC | DFO | 0.2 | 0.001 | 1.444 | 5.1984 | 0.444 | 1.5984 | Distributed from 923 Generation And Fuel | 1940
7583 | 2022 | IL | Bushnell | 935 | 2 |  | SB | IC | DFO | 0.2 | 0.001 | 1.444 | 5.1984 | 0.444 | 1.5984 | Distributed from 923 Generation And Fuel | 1940
7584 | 2022 | IL | Bushnell | 935 | 3 |  | SB | IC | DFO | 2.2 | 0.001 | 15.889 | 57.1999 | 4.889 | 17.6003 | Distributed from 923 Generation And Fuel | 1965
7585 | 2022 | IL | Bushnell | 935 | 4 |  | SB | IC | DFO | 2.2 | 0.001 | 15.889 | 57.1999 | 4.889 | 17.6003 | Distributed from 923 Generation And Fuel | 1965
7586 | 2022 | IL | Bushnell | 935 | 5 |  | SB | IC | DFO | 1 | 0.001 | 7.222 | 25.999 | 2.222 | 7.9991 | Distributed from 923 Generation And Fuel | 1956
7587 | 2022 | IL | Bushnell | 935 | 6 |  | SB | IC | DFO | 2.5 | 0.001 | 18.056 | 65.0011 | 5.556 | 20.0014 | Distributed from 923 Generation And Fuel | 2000
7588 | 2022 | IL | Bushnell | 935 | 7 |  | SB | IC | DFO | 2.5 | 0.001 | 18.056 | 65.0011 | 5.556 | 20.0014 | Distributed from 923 Generation And Fuel | 2000
7589 | 2022 | IL | Byron Generating Station | 6023 | 1 | 1 | OP | ST | NUC | 1224.9 | 0.92 | 9870878 | 35534876.521 | 4099498.5 | 14758076.5354 | Distributed from 923 Generation And Fuel | 1985
7590 | 2022 | IL | Byron Generating Station | 6023 | 2 | 1 | OP | ST | NUC | 1224.9 | 0.92 | 9870878 | 35534876.521 | 4099498.5 | 14758076.5354 | Distributed from 923 Generation And Fuel | 1987
7591 | 2022 | IL | California Ridge Wind Energy LLC | 58008 | CR |  | OP | WT | WND | 217 | 0.426 | 810677 | 2918413.8527 | 240110 | 864389.0849 | Distributed from 923 Generation And Fuel | 2012
7592 | 2022 | IL | Calumet Energy Team LLC | 55296 | CT11 |  | OP | GT | NG | 156.4 | 0.003 | 4203 | 15130.679 | 2179 | 7844.3372 | Distributed from 923 Generation And Fuel | 2002
7593 | 2022 | IL | Calumet Energy Team LLC | 55296 | CT12 |  | OP | GT | NG | 156.4 | 0.003 | 4203 | 15130.679 | 2179 | 7844.3372 | Distributed from 923 Generation And Fuel | 2002
7594 | 2022 | IL | Camp Grove Wind Farm | 56640 | 1 |  | OP | WT | WND | 150 | 0.344 | 452094 | 1627525.3798 | 132865 | 478310.1735 | Distributed from 923 Generation And Fuel | 2007
7595 | 2022 | IL | Cardinal Point Wind | 59902 | GEN |  | OP | WT | WND | 150 | 0.472 | 619673 | 2230804.9536 | 183833 | 661793.5057 | Distributed from 923 Generation And Fuel | 2020
7596 | 2022 | IL | Carlyle | 936 | 10 |  | OP | IC | DFO | 2.5 | 0.003 | 74.797 | 269.267 | 22.967 | 82.6805 | Distributed from 923 Generation And Fuel | 2003
7597 | 2022 | IL | Carlyle | 936 | 11 |  | OP | IC | DFO | 2.8 | 0.003 | 83.772 | 301.5768 | 25.724 | 92.6057 | Distributed from 923 Generation And Fuel | 2019
7598 | 2022 | IL | Carlyle | 936 | 7 |  | SB | IC | DFO | 2 | 0.003 | 59.837 | 215.4115 | 18.374 | 66.1459 | Distributed from 923 Generation And Fuel | 1964
7599 | 2022 | IL | Carlyle | 936 | 8 |  | OP | IC | DFO | 2.5 | 0.003 | 74.797 | 269.267 | 22.967 | 82.6805 | Distributed from 923 Generation And Fuel | 1998
7600 | 2022 | IL | Carlyle | 936 | 9 |  | OP | IC | DFO | 2.5 | 0.003 | 74.797 | 269.267 | 22.967 | 82.6805 | Distributed from 923 Generation And Fuel | 1999
7601 | 2022 | IL | Carmi | 937 | 10 |  | OP | IC | DFO | 1.7 | 0.001 | 10.53 | 37.9077 | 3.172 | 11.4191 | Distributed from 923 Generation And Fuel | 1958
7602 | 2022 | IL | Carmi | 937 | 12 |  | OP | IC | DFO | 2 | 0.001 | 12.388 | 44.5964 | 3.731 | 13.4315 | Distributed from 923 Generation And Fuel | 1967
7603 | 2022 | IL | Carmi | 937 | 13 |  | OP | IC | DFO | 4.4 | 0.001 | 27.254 | 98.1136 | 8.209 | 29.5522 | Distributed from 923 Generation And Fuel | 1973
7604 | 2022 | IL | Carmi | 937 | 14 |  | OP | IC | DFO | 1.1 | 0.001 | 6.813 | 24.5266 | 2.052 | 7.3871 | Distributed from 923 Generation And Fuel | 2013
7605 | 2022 | IL | Carmi | 937 | 7 |  | OP | IC | DFO | 1.1 | 0.001 | 6.813 | 24.5266 | 2.052 | 7.3871 | Distributed from 923 Generation And Fuel | 1948
7606 | 2022 | IL | Carmi | 937 | 8 |  | OP | IC | DFO | 1.4 | 0.001 | 8.672 | 31.219 | 2.612 | 9.4031 | Distributed from 923 Generation And Fuel | 1951
7607 | 2022 | IL | Carmi | 937 | 9 |  | OP | IC | DFO | 1.7 | 0.001 | 10.53 | 37.9077 | 3.172 | 11.4191 | Distributed from 923 Generation And Fuel | 1958
7608 | 2022 | IL | Casey City of | 56053 | 1 |  | SB | IC | DFO | 1.8 | 0.001 | 13.333 | 47.9984 | 4 | 14.3999 | Distributed from 923 Generation And Fuel | 2002
7609 | 2022 | IL | Casey City of | 56053 | 2 |  | SB | IC | DFO | 1.8 | 0.001 | 13.333 | 47.9984 | 4 | 14.3999 | Distributed from 923 Generation And Fuel | 2002
7610 | 2022 | IL | Casey City of | 56053 | 3 |  | SB | IC | DFO | 1.8 | 0.001 | 13.333 | 47.9984 | 4 | 14.3999 | Distributed from 923 Generation And Fuel | 2002
7611 | 2022 | IL | Cattail (CSG) | 65671 | CATTL |  | OP | PV | SUN | 2 | 0.007 | 130 | 467.9963 | 94 | 338.3973 | Distributed from 923 Generation And Fuel | 2022
7612 | 2022 | IL | CED Beecher Sun Solar | 63823 | BS1 |  | OP | PV | SUN | 2 | 0.225 | 3946 | 14205.4864 | 2201 | 7923.5366 | Distributed from 923 Generation And Fuel | 2021
7613 | 2022 | IL | CED Champaign Solar LLC | 62681 | CSIL |  | OP | PV | SUN | 1.6 | 0.209 | 2924 | 10526.3158 | 1631 | 5871.553 | Distributed from 923 Generation And Fuel | 2020
7614 | 2022 | IL | CED Hilltop Solar | 63824 | HS1 |  | OP | PV | SUN | 2 | 0.243 | 4264 | 15350.2772 | 2378 | 8560.7315 | Distributed from 923 Generation And Fuel | 2021
7615 | 2022 | IL | CED Peoria Solar | 63656 | PS1 |  | OP | PV | SUN | 2 | 0.232 | 4063 | 14626.683 | 2266 | 8157.5347 | Distributed from 923 Generation And Fuel | 2021
7616 | 2022 | IL | CED Spring Creek Solar | 63948 | CS1 |  | OP | PV | SUN | 2 | 0.239 | 4194 | 15098.2792 | 2339 | 8420.3326 | Distributed from 923 Generation And Fuel | 2021
7617 | 2022 | IL | Cedarville Road | 64331 | LENA |  | OP | PV | SUN | 2 | 0.217 | 3801 | 13683.4905 | 2120 | 7631.9389 | Distributed from 923 Generation And Fuel | 2020
7618 | 2022 | IL | Charter Dura-Bar | 54540 | 1A |  | OP | IC | NG | 1 | 0.17 | 1486.167 | 5350.1584 | 748.833 | 2695.7772 | Distributed from 923 Generation And Fuel | 1992
7619 | 2022 | IL | Charter Dura-Bar | 54540 | 1B |  | OP | IC | NG | 1 | 0.17 | 1486.167 | 5350.1584 | 748.833 | 2695.7772 | Distributed from 923 Generation And Fuel | 1992
7620 | 2022 | IL | Charter Dura-Bar | 54540 | 2A |  | OP | IC | NG | 1 | 0.17 | 1486.167 | 5350.1584 | 748.833 | 2695.7772 | Distributed from 923 Generation And Fuel | 1992
7621 | 2022 | IL | Charter Dura-Bar | 54540 | 2B |  | OP | IC | NG | 1 | 0.17 | 1486.167 | 5350.1584 | 748.833 | 2695.7772 | Distributed from 923 Generation And Fuel | 1992
7622 | 2022 | IL | Charter Dura-Bar | 54540 | 3A |  | OP | IC | NG | 1 | 0.17 | 1486.167 | 5350.1584 | 748.833 | 2695.7772 | Distributed from 923 Generation And Fuel | 1992
7623 | 2022 | IL | Charter Dura-Bar | 54540 | 3B |  | OP | IC | NG | 1 | 0.17 | 1486.167 | 5350.1584 | 748.833 | 2695.7772 | Distributed from 923 Generation And Fuel | 1992
7624 | 2022 | IL | Charter Durabar at Woodstock | 63967 | CDB1 |  | OP | PV | SUN | 1 | 0.229 | 2007 | 7225.1422 | 1119.5 | 4030.1678 | Distributed from 923 Generation And Fuel | 2021
7625 | 2022 | IL | Charter Durabar at Woodstock | 63967 | CDB2 |  | OP | PV | SUN | 1 | 0.229 | 2007 | 7225.1422 | 1119.5 | 4030.1678 | Distributed from 923 Generation And Fuel | 2021
7626 | 2022 | IL | Chicago West Side Energy Center | 59794 | GEN1 |  | OP | GT | NG | 3.5 | 0.557 | 17085 | 61505.508 | 7964 | 28670.1706 | Distributed from 923 Generation And Fuel | 2003
7627 | 2022 | IL | CID Gas Recovery | 50573 | GEN2 |  | OP | GT | LFG | 3 | 0.64 | 16818 | 60544.3156 | 6881 | 24771.4018 | Distributed from 923 Generation And Fuel | 1989
7628 | 2022 | IL | Clay FC | 66032 | 14052 |  | OP | PV | SUN | 2 | 0.207 | 3618 | 13024.6958 | 2018 | 7264.7419 | Distributed from 923 Generation And Fuel | 2021
7629 | 2022 | IL | Clendenin A Community Solar, LLC CSG | 64464 | CLEN |  | OP | PV | SUN | 2 | 0.251 | 4398 | 15832.6733 | 2453 | 8830.7294 | Distributed from 923 Generation And Fuel | 2021
7630 | 2022 | IL | Clinton LFGTE | 59635 | 1 |  | OP | IC | LFG | 1.6 | 0.784 | 10991 | 39567.2835 | 4806 | 17301.4616 | Distributed from 923 Generation And Fuel | 2006
7631 | 2022 | IL | Clinton LFGTE | 59635 | 2 |  | OP | IC | LFG | 1.6 | 0.784 | 10991 | 39567.2835 | 4806 | 17301.4616 | Distributed from 923 Generation And Fuel | 2006
7632 | 2022 | IL | Clinton Power Station | 204 | 1 | 1 | OP | ST | NUC | 1138.3 | 0.925 | 9224022 | 33206213.5503 | 3881567 | 13973529.4118 | Distributed from 923 Generation And Fuel | 1987
7633 | 2022 | IL | Clinton Solar 4 LLC CSG | 63945 | CLIN |  | OP | PV | SUN | 2 | 0.267 | 4679 | 16844.2652 | 2609 | 9392.3249 | Distributed from 923 Generation And Fuel | 2020
7634 | 2022 | IL | Com Adam 1WF-1 | 58887 | ADAM |  | OS | WT | WND | 2.5 | 0.198 | 4329.5 | 15586.0753 | 1272.5 | 4580.9634 | Distributed from 923 Generation And Fuel | 2007
7635 | 2022 | IL | Com Adam 1WF-1 | 58887 | EVE |  | OP | WT | WND | 2.5 | 0.198 | 4329.5 | 15586.0753 | 1272.5 | 4580.9634 | Distributed from 923 Generation And Fuel | 2007
7636 | 2022 | IL | Conagra Foods at St. Elmo | 63830 | CFS |  | OP | PV | SUN | 1.8 | 0.219 | 3449 | 12416.3007 | 1923 | 6922.7446 | Distributed from 923 Generation And Fuel | 2021
7637 | 2022 | IL | Cordova Energy | 55188 | PT11 |  | OP | CT | NG | 210 | 0.032 | 59356 | 213679.8906 | 7851 | 28263.3739 | EIA-923 Generator File | 2001
7638 | 2022 | IL | Cordova Energy | 55188 | PT21 |  | OP | CT | NG | 210 | 0.098 | 180242 | 648866.0091 | 83436 | 300367.1971 | EIA-923 Generator File | 2001
7639 | 2022 | IL | Cordova Energy | 55188 | PT31 | 2 | OP | CA | NG | 191.2 | 0.072 | 120097 | 432345.7412 | 47907 | 172463.8203 | EIA-923 Generator File | 2001
7640 | 2022 | IL | Cortland | 63949 | CORT2 |  | OP | PV | SUN | 2 | 0.219 | 3843 | 13834.6893 | 2143 | 7714.7383 | Distributed from 923 Generation And Fuel | 2021
7641 | 2022 | IL | Crescent Ridge | 56297 | 1 |  | OP | WT | WND | 53 | 0.47 | 218129 | 785258.1179 | 64106 | 230779.7538 | Distributed from 923 Generation And Fuel | 2005
7642 | 2022 | IL | Crete Energy Venture LLC | 55253 | GT1 |  | OP | GT | NG | 89 | 0.008 | 5948.5 | 21414.4287 | 1508.75 | 5431.4565 | Distributed from 923 Generation And Fuel | 2002
7643 | 2022 | IL | Crete Energy Venture LLC | 55253 | GT2 |  | OP | GT | NG | 89 | 0.008 | 5948.5 | 21414.4287 | 1508.75 | 5431.4565 | Distributed from 923 Generation And Fuel | 2002
7644 | 2022 | IL | Crete Energy Venture LLC | 55253 | GT3 |  | OP | GT | NG | 89 | 0.008 | 5948.5 | 21414.4287 | 1508.75 | 5431.4565 | Distributed from 923 Generation And Fuel | 2002
7645 | 2022 | IL | Crete Energy Venture LLC | 55253 | GT4 |  | OP | GT | NG | 89 | 0.008 | 5948.5 | 21414.4287 | 1508.75 | 5431.4565 | Distributed from 923 Generation And Fuel | 2002
7646 | 2022 | IL | CSG Mt. Morris 2, LLC | 64467 | MTMO |  | OP | PV | SUN | 2 | 0.212 | 3707 | 13345.0932 | 2067 | 7441.1405 | Distributed from 923 Generation And Fuel | 2021
7647 | 2022 | IL | CSL Behring LLC | 54790 | GEN1 |  | OP | GT | NG | 4.2 | 0.642 | 23616 | 85016.9199 | 11008 | 39628.483 | Distributed from 923 Generation And Fuel | 1993
7648 | 2022 | IL | Dallman | 963 | 3 | 1 | OS | ST | BIT | 207.3 | 0 | 0 | 0 | 0 | 0 | EIA-923 Generator File | 1978 | 2023
7649 | 2022 | IL | Dallman | 963 | 4 | 1 | OP | ST | BIT | 230.1 | 0.62 | 1250278 | 4500964.7923 | 615919 | 2217290.6617 | EIA-923 Generator File | 2009
7650 | 2022 | IL | Dayton Hydro | 10520 | 1 |  | OP | HY | WAT | 1.6 | 0.352 | 4929.333 | 17745.4568 | 2084 | 7502.34 | Distributed from 923 Generation And Fuel | 1925
7651 | 2022 | IL | Dayton Hydro | 10520 | 2 |  | OP | HY | WAT | 1 | 0.352 | 3080.833 | 11090.9101 | 1302.5 | 4688.9625 | Distributed from 923 Generation And Fuel | 1925
7652 | 2022 | IL | Dayton Hydro | 10520 | 3 |  | OP | HY | WAT | 1 | 0.352 | 3080.833 | 11090.9101 | 1302.5 | 4688.9625 | Distributed from 923 Generation And Fuel | 1925
7653 | 2022 | IL | Dixon Hydroelectric Dam | 54969 | 1 |  | OP | HY | WAT | 0.6 | 0.546 | 2869.4 | 10329.7574 | 1213.2 | 4367.4851 | Distributed from 923 Generation And Fuel | 1925
7654 | 2022 | IL | Dixon Hydroelectric Dam | 54969 | 2 |  | OP | HY | WAT | 0.6 | 0.546 | 2869.4 | 10329.7574 | 1213.2 | 4367.4851 | Distributed from 923 Generation And Fuel | 1925
7655 | 2022 | IL | Dixon Hydroelectric Dam | 54969 | 3 |  | OP | HY | WAT | 0.6 | 0.546 | 2869.4 | 10329.7574 | 1213.2 | 4367.4851 | Distributed from 923 Generation And Fuel | 1925
7656 | 2022 | IL | Dixon Hydroelectric Dam | 54969 | 4 |  | OP | HY | WAT | 0.6 | 0.546 | 2869.4 | 10329.7574 | 1213.2 | 4367.4851 | Distributed from 923 Generation And Fuel | 1925
7657 | 2022 | IL | Dixon Hydroelectric Dam | 54969 | 5 |  | OP | HY | WAT | 0.6 | 0.546 | 2869.4 | 10329.7574 | 1213.2 | 4367.4851 | Distributed from 923 Generation And Fuel | 1925
7658 | 2022 | IL | Dodds (CSG) | 64734 | DOODS |  | OP | PV | SUN | 2 | 0.252 | 4408 | 15868.6731 | 2458 | 8848.7292 | Distributed from 923 Generation And Fuel | 2021
7659 | 2022 | IL | Dresden Generating Station | 869 | 2 | 1 | OP | ST | NUC | 1009.3 | 0.871 | 7704475 | 27735888.1129 | 3284695 | 11824807.4015 | Distributed from 923 Generation And Fuel | 1970
7660 | 2022 | IL | Dresden Generating Station | 869 | 3 | 1 | OP | ST | NUC | 1009.3 | 0.871 | 7704475 | 27735888.1129 | 3284695 | 11824807.4015 | Distributed from 923 Generation And Fuel | 1971
7661 | 2022 | IL | Dressor Plains Solar, LLC | 64224 | DPS |  | OP | PV | SUN | 99 | 0.27 | 233897 | 842022.4638 | 128339 | 462016.7039 | Distributed from 923 Generation And Fuel | 2021
7662 | 2022 | IL | E D Edwards | 856 | 2 | 1 | RE | ST | SUB | 280.5 | 0.464 | 1140248 | 4104859.9611 | 418583 | 1506886.7449 | EIA-923 Generator File | 1968 | 2022
7663 | 2022 | IL | E D Edwards | 856 | 3 | 1 | RE | ST | SUB | 363.8 | 0.489 | 1558813 | 5611681.9065 | 636108 | 2289970.4802 | EIA-923 Generator File | 1972 | 2022
7664 | 2022 | IL | EcoGrove Wind LLC | 56805 | 1 |  | OP | WT | WND | 100.5 | 0.299 | 263196 | 947498.02 | 77350 | 278457.7723 | Distributed from 923 Generation And Fuel | 2009
7665 | 2022 | IL | Edwardsville Solar II | 64016 | 6777 |  | OP | PV | SUN | 2 | 0.222 | 3885 | 13985.8881 | 2167 | 7801.1376 | Distributed from 923 Generation And Fuel | 2021
7666 | 2022 | IL | Elgin Energy Center LLC | 55438 | CT01 |  | OP | GT | NG | 135 | 0.027 | 32009 | 115231.4781 | 26023.75 | 93684.7505 | Distributed from 923 Generation And Fuel | 2002
7667 | 2022 | IL | Elgin Energy Center LLC | 55438 | CT02 |  | OP | GT | NG | 135 | 0.027 | 32009 | 115231.4781 | 26023.75 | 93684.7505 | Distributed from 923 Generation And Fuel | 2002
7668 | 2022 | IL | Elgin Energy Center LLC | 55438 | CT03 |  | OP | GT | NG | 135 | 0.027 | 32009 | 115231.4781 | 26023.75 | 93684.7505 | Distributed from 923 Generation And Fuel | 2002
7669 | 2022 | IL | Elgin Energy Center LLC | 55438 | CT04 |  | OP | GT | NG | 135 | 0.027 | 32009 | 115231.4781 | 26023.75 | 93684.7505 | Distributed from 923 Generation And Fuel | 2002
7670 | 2022 | IL | Elwood Energy LLC | 55199 | GT1 |  | OP | GT | NG | 192 | 0.01 | 17617.667 | 63423.0938 | 15388.111 | 55396.7564 | Distributed from 923 Generation And Fuel | 1999
7671 | 2022 | IL | Elwood Energy LLC | 55199 | GT2 |  | OP | GT | NG | 192 | 0.01 | 17617.667 | 63423.0938 | 15388.111 | 55396.7564 | Distributed from 923 Generation And Fuel | 1999
7672 | 2022 | IL | Elwood Energy LLC | 55199 | GT3 |  | OP | GT | NG | 192 | 0.01 | 17617.667 | 63423.0938 | 15388.111 | 55396.7564 | Distributed from 923 Generation And Fuel | 1999
7673 | 2022 | IL | Elwood Energy LLC | 55199 | GT4 |  | OP | GT | NG | 192 | 0.01 | 17617.667 | 63423.0938 | 15388.111 | 55396.7564 | Distributed from 923 Generation And Fuel | 1999
7674 | 2022 | IL | Elwood Energy LLC | 55199 | GT5 |  | OP | GT | NG | 192 | 0.01 | 17617.667 | 63423.0938 | 15388.111 | 55396.7564 | Distributed from 923 Generation And Fuel | 2001
7675 | 2022 | IL | Elwood Energy LLC | 55199 | GT6 |  | OP | GT | NG | 192 | 0.01 | 17617.667 | 63423.0938 | 15388.111 | 55396.7564 | Distributed from 923 Generation And Fuel | 2001
7676 | 2022 | IL | Elwood Energy LLC | 55199 | GT7 |  | OP | GT | NG | 192 | 0.01 | 17617.667 | 63423.0938 | 15388.111 | 55396.7564 | Distributed from 923 Generation And Fuel | 2001
7677 | 2022 | IL | Elwood Energy LLC | 55199 | GT8 |  | OP | GT | NG | 192 | 0.01 | 17617.667 | 63423.0938 | 15388.111 | 55396.7564 | Distributed from 923 Generation And Fuel | 2001
7678 | 2022 | IL | Elwood Energy LLC | 55199 | GT9 |  | OP | GT | NG | 192 | 0.01 | 17617.667 | 63423.0938 | 15388.111 | 55396.7564 | Distributed from 923 Generation And Fuel | 2001
7679 | 2022 | IL | Elwood Energy Storage Center | 59959 | WCBS |  | RE | BA | MWH | 19.8 | 0 | 0 | 0 | 0 | 0 | Distributed from 923 Generation And Fuel | 2015 | 2022
7680 | 2022 | IL | Energy Shelby County | 55237 | CTG1 |  | OP | GT | NG | 60.5 | 0.031 | 16542.178 | 59551.3644 | 13722.227 | 49399.622 | Distributed from 923 Generation And Fuel | 2000
7681 | 2022 | IL | Energy Shelby County | 55237 | CTG2 |  | OP | GT | NG | 60.5 | 0.031 | 16542.178 | 59551.3644 | 13722.227 | 49399.622 | Distributed from 923 Generation And Fuel | 2000
7682 | 2022 | IL | Energy Shelby County | 55237 | CTG3 |  | OP | GT | NG | 60.5 | 0.031 | 16542.178 | 59551.3644 | 13722.227 | 49399.622 | Distributed from 923 Generation And Fuel | 2000
7683 | 2022 | IL | Energy Shelby County | 55237 | CTG4 |  | OP | GT | NG | 60.5 | 0.031 | 16542.178 | 59551.3644 | 13722.227 | 49399.622 | Distributed from 923 Generation And Fuel | 2000
7684 | 2022 | IL | Energy Shelby County | 55237 | CTG5 |  | OP | GT | NG | 60.5 | 0.031 | 16542.178 | 59551.3644 | 13722.227 | 49399.622 | Distributed from 923 Generation And Fuel | 2000
7685 | 2022 | IL | Energy Shelby County | 55237 | CTG6 |  | OP | GT | NG | 60.5 | 0.031 | 16542.178 | 59551.3644 | 13722.227 | 49399.622 | Distributed from 923 Generation And Fuel | 2000
7686 | 2022 | IL | Energy Shelby County | 55237 | CTG7 |  | OP | GT | NG | 60 | 0.031 | 16405.466 | 59059.2051 | 13608.82 | 48991.3601 | Distributed from 923 Generation And Fuel | 2001
7687 | 2022 | IL | Energy Shelby County | 55237 | CTG8 |  | OP | GT | NG | 60 | 0.031 | 16405.466 | 59059.2051 | 13608.82 | 48991.3601 | Distributed from 923 Generation And Fuel | 2001
7688 | 2022 | IL | ESIL-PFCHICAGO 2, LLC | 63889 | PF2CH |  | OP | PV | SUN | 1 | 0.429 | 3754 | 13514.2919 | 2094 | 7538.3397 | Distributed from 923 Generation And Fuel | 2020
7689 | 2022 | IL | ESIL-PFCHICAGO 3, LLC | 63888 | PF3CH |  | OP | PV | SUN | 1.4 | 0.455 | 5574 | 20066.2395 | 3109 | 11192.3105 | Distributed from 923 Generation And Fuel | 2020
7690 | 2022 | IL | Evanston Township High School | 54788 | GEN1 |  | SB | IC | NG | 0.8 | 0 | 0 | 0 | 0 | 0 | Distributed from 923 Generation And Fuel | 1992
7691 | 2022 | IL | Evanston Township High School | 54788 | GEN2 |  | SB | IC | NG | 0.8 | 0 | 0 | 0 | 0 | 0 | Distributed from 923 Generation And Fuel | 1992
7692 | 2022 | IL | Evanston Township High School | 54788 | GEN3 |  | SB | IC | NG | 0.8 | 0 | 0 | 0 | 0 | 0 | Distributed from 923 Generation And Fuel | 1992
7693 | 2022 | IL | Exelon Solar Chicago | 57191 | ECS1 |  | OP | PV | SUN | 9 | 0.171 | 13517 | 48660.8107 | 8305 | 29897.7608 | Distributed from 923 Generation And Fuel | 2009
7694 | 2022 | IL | ExxonMobil Oil Joliet Refinery | 50627 | GTG1 |  | OP | GT | OG | 22 | 0.577 | 111201 | 400320.3974 | 59576 | 214471.8842 | Distributed from 923 Generation And Fuel | 1987
7695 | 2022 | IL | ExxonMobil Oil Joliet Refinery | 50627 | MG | 4 | OP | ST | OG | 11.2 | 0.368 | 36061.743 | 129821.2362 | 17617.289 | 63421.733 | EIA-923 Generator File | 1986
7696 | 2022 | IL | ExxonMobil Oil Joliet Refinery | 50627 | STG1 | 4 | OP | ST | OG | 6.5 | 0 | 0 | 0 | 0 | 0 | Distributed from 923 Generation And Fuel | 1987
7697 | 2022 | IL | Factory | 8016 | 1 |  | OP | GT | DFO | 26.6 | 0.001 | 236 | 849.5932 | 72 | 259.1979 | Distributed from 923 Generation And Fuel | 1973
7698 | 2022 | IL | Farmer City | 941 | 1 |  | OP | IC | NG | 1.5 | 0.001 | 7.699 | 27.7162 | 2.389 | 8.6003 | Distributed from 923 Generation And Fuel | 1967
7699 | 2022 | IL | Farmer City | 941 | 2 |  | OP | IC | DFO | 1.1 | 0.001 | 5.646 | 20.3254 | 1.752 | 6.3071 | Distributed from 923 Generation And Fuel | 1963
7700 | 2022 | IL | Farmer City | 941 | 4 |  | OP | IC | DFO | 0.8 | 0.001 | 4.106 | 14.7815 | 1.274 | 4.5864 | Distributed from 923 Generation And Fuel | 1951
7701 | 2022 | IL | Farmer City | 941 | 5 |  | OP | IC | NG | 3.5 | 0.001 | 17.965 | 64.6735 | 5.575 | 20.0698 | Distributed from 923 Generation And Fuel | 1974
7702 | 2022 | IL | Farmer City | 941 | 6 |  | OP | IC | DFO | 2.2 | 0.001 | 11.292 | 40.6509 | 3.504 | 12.6143 | Distributed from 923 Generation And Fuel | 2012
7703 | 2022 | IL | Farmer City | 941 | 7 |  | OP | IC | DFO | 2.2 | 0.001 | 11.292 | 40.6509 | 3.504 | 12.6143 | Distributed from 923 Generation And Fuel | 2012
7704 | 2022 | IL | FedEx Chicago Solar Facility | 64919 | FDXIL |  | OP | PV | SUN | 1.5 | 0.149 | 1959 | 7052.3436 | 1093 | 3934.7685 | Distributed from 923 Generation And Fuel | 2020
7705 | 2022 | IL | Fisk Street | 886 | 311 |  | OP | GT | DFO | 32.5 | 0 | -37.625 | -135.4489 | -11.5 | -41.3997 | Distributed from 923 Generation And Fuel | 1968
7706 | 2022 | IL | Fisk Street | 886 | 312 |  | OP | GT | DFO | 32.5 | 0 | -37.625 | -135.4489 | -11.5 | -41.3997 | Distributed from 923 Generation And Fuel | 1968
7707 | 2022 | IL | Fisk Street | 886 | 321 |  | OP | GT | DFO | 32.5 | 0 | -37.625 | -135.4489 | -11.5 | -41.3997 | Distributed from 923 Generation And Fuel | 1968
7708 | 2022 | IL | Fisk Street | 886 | 322 |  | OP | GT | DFO | 32.5 | 0 | -37.625 | -135.4489 | -11.5 | -41.3997 | Distributed from 923 Generation And Fuel | 1968
7709 | 2022 | IL | Fisk Street | 886 | 331 |  | OP | GT | DFO | 32.5 | 0 | -37.625 | -135.4489 | -11.5 | -41.3997 | Distributed from 923 Generation And Fuel | 1968
7710 | 2022 | IL | Fisk Street | 886 | 332 |  | OP | GT | DFO | 32.5 | 0 | -37.625 | -135.4489 | -11.5 | -41.3997 | Distributed from 923 Generation And Fuel | 1968
7711 | 2022 | IL | Fisk Street | 886 | 341 |  | OS | GT | DFO | 32.5 | 0 | -37.625 | -135.4489 | -11.5 | -41.3997 | Distributed from 923 Generation And Fuel | 1968
7712 | 2022 | IL | Fisk Street | 886 | 342 |  | OP | GT | DFO | 32.5 | 0 | -37.625 | -135.4489 | -11.5 | -41.3997 | Distributed from 923 Generation And Fuel | 1968
7713 | 2022 | IL | Five Oaks Gas Recovery | 56529 | GEN1 |  | OP | IC | LFG | 0.8 | 0.691 | 4839.25 | 17421.1606 | 1979.75 | 7127.043 | Distributed from 923 Generation And Fuel | 2008
7714 | 2022 | IL | Five Oaks Gas Recovery | 56529 | GEN2 |  | OP | IC | LFG | 0.8 | 0.691 | 4839.25 | 17421.1606 | 1979.75 | 7127.043 | Distributed from 923 Generation And Fuel | 2008
7715 | 2022 | IL | Five Oaks Gas Recovery | 56529 | GEN3 |  | OP | IC | LFG | 0.8 | 0.691 | 4839.25 | 17421.1606 | 1979.75 | 7127.043 | Distributed from 923 Generation And Fuel | 2008
7716 | 2022 | IL | Five Oaks Gas Recovery | 56529 | GEN4 |  | OP | IC | LFG | 0.8 | 0.691 | 4839.25 | 17421.1606 | 1979.75 | 7127.043 | Distributed from 923 Generation And Fuel | 2008
7717 | 2022 | IL | Flora Site A | 56117 | 1 |  | OP | IC | DFO | 1.8 | 0.001 | 8.667 | 31.201 | 2.667 | 9.6011 | Distributed from 923 Generation And Fuel | 2001
7718 | 2022 | IL | Flora Site A | 56117 | 2 |  | OP | IC | DFO | 1.8 | 0.001 | 8.667 | 31.201 | 2.667 | 9.6011 | Distributed from 923 Generation And Fuel | 2001
7719 | 2022 | IL | Flora Site A | 56117 | 3 |  | OP | IC | DFO | 1.8 | 0.001 | 8.667 | 31.201 | 2.667 | 9.6011 | Distributed from 923 Generation And Fuel | 2001
7720 | 2022 | IL | Flora Site B | 56118 | 4 |  | OP | IC | DFO | 1.8 | 0.001 | 10.5 | 37.7997 | 3 | 10.7999 | Distributed from 923 Generation And Fuel | 2001
7721 | 2022 | IL | Flora Site B | 56118 | 5 |  | OP | IC | DFO | 1.8 | 0.001 | 10.5 | 37.7997 | 3 | 10.7999 | Distributed from 923 Generation And Fuel | 2001
7722 | 2022 | IL | Ford County Wind Farm LLC | 65350 | FORDC |  | OP | WT | WND | 121.3 | 0.354 | 375852 | 1353056.3755 | 137594 | 495334.4373 | Distributed from 923 Generation And Fuel | 2022
7723 | 2022 | IL | FPL Energy Illinois Wind LLC Hybrid | 57325 | BFT |  | OP | BA | MWH | 20 | -0.026 | -4527 | -16297.0696 | -1861 | -6699.5464 | Distributed from 923 Generation And Fuel | 2014
7724 | 2022 | IL | FPL Energy Illinois Wind LLC Hybrid | 57325 | GE1.5 |  | OP | WT | WND | 217.5 | 0.387 | 737170 | 2653790.7697 | 225157 | 810558.7155 | Distributed from 923 Generation And Fuel | 2009
7725 | 2022 | IL | Freeburg | 943 | 1 |  | SB | IC | DFO | 0.4 | 0.001 | 1.987 | 7.1531 | 0.611 | 2.1996 | Distributed from 923 Generation And Fuel | 1948
7726 | 2022 | IL | Freeburg | 943 | 10 |  | SB | IC | DFO | 1.8 | 0.001 | 8.943 | 32.1945 | 2.752 | 9.9071 | Distributed from 923 Generation And Fuel | 2007
7727 | 2022 | IL | Freeburg | 943 | 11 |  | SB | IC | DFO | 1.8 | 0.001 | 8.943 | 32.1945 | 2.752 | 9.9071 | Distributed from 923 Generation And Fuel | 2007
7728 | 2022 | IL | Freeburg | 943 | 12 |  | SB | IC | DFO | 1.8 | 0.001 | 8.943 | 32.1945 | 2.752 | 9.9071 | Distributed from 923 Generation And Fuel | 2007
7729 | 2022 | IL | Freeburg | 943 | 2 |  | SB | IC | DFO | 0.4 | 0.001 | 1.987 | 7.1531 | 0.611 | 2.1996 | Distributed from 923 Generation And Fuel | 1948
7730 | 2022 | IL | Freeburg | 943 | 3 |  | SB | IC | DFO | 0.6 | 0.001 | 2.981 | 10.7315 | 0.917 | 3.3012 | Distributed from 923 Generation And Fuel | 1953
7731 | 2022 | IL | Freeburg | 943 | 4 |  | SB | IC | DFO | 1 | 0.001 | 4.968 | 17.8847 | 1.529 | 5.5044 | Distributed from 923 Generation And Fuel | 1959
7732 | 2022 | IL | Freeburg | 943 | 6 |  | SB | IC | DFO | 1.8 | 0.001 | 8.943 | 32.1945 | 2.752 | 9.9071 | Distributed from 923 Generation And Fuel | 1974
7733 | 2022 | IL | Freeburg | 943 | 7 |  | SB | IC | DFO | 2.6 | 0.001 | 12.917 | 46.5008 | 3.975 | 14.3099 | Distributed from 923 Generation And Fuel | 1986
7734 | 2022 | IL | Freeburg | 943 | 8 |  | SB | IC | DFO | 1.7 | 0.001 | 8.446 | 30.4054 | 2.599 | 9.3563 | Distributed from 923 Generation And Fuel | 1996
7735 | 2022 | IL | Freeburg | 943 | 9 |  | SB | IC | DFO | 1.8 | 0.001 | 8.943 | 32.1945 | 2.752 | 9.9071 | Distributed from 923 Generation And Fuel | 1996
7736 | 2022 | IL | Freedom Power Project | 7842 | CT1 |  | OP | GT | NG | 71 | 0.003 | 1841 | 6627.547 | 1330 | 4787.9617 | Distributed from 923 Generation And Fuel | 2000
7737 | 2022 | IL | French Road Solar II | 66083 | 7063 |  | OP | PV | SUN | 2 | 0.061 | 1075 | 3869.969 | 671 | 2415.5807 | Distributed from 923 Generation And Fuel | 2022
7738 | 2022 | IL | Fuyao Glass Illinois Inc. | 54360 | PORT |  | SB | IC | DFO | 0.7 | 0 | 0 | 0 | 0 | 0 | Distributed from 923 Generation And Fuel | 1980
7739 | 2022 | IL | Fuyao Glass Illinois Inc. | 54360 | TK1 |  | SB | IC | DFO | 2 | 0 | 0 | 0 | 0 | 0 | Distributed from 923 Generation And Fuel | 1980
7740 | 2022 | IL | Fuyao Glass Illinois Inc. | 54360 | TK2 |  | SB | IC | DFO | 2 | 0 | 0 | 0 | 0 | 0 | Distributed from 923 Generation And Fuel | 1980
7741 | 2022 | IL | Gala (CSG) | 64973 | GALA |  | OP | PV | SUN | 2 | 0.153 | 2685 | 9665.9227 | 1497 | 5389.1569 | Distributed from 923 Generation And Fuel | 2021
7742 | 2022 | IL | Galesburg Solar Array | 63399 | GWA01 |  | OP | PV | SUN | 1.4 | 0.251 | 3077 | 11077.1114 | 1716 | 6177.5506 | Distributed from 923 Generation And Fuel | 2020
7743 | 2022 | IL | GE-Hitachi Solar - Morris, IL | 64920 | GEHIL |  | OP | PV | SUN | 0.9 |  | GENYRONL: 2020
7744 | 2022 | IL | Geneseo | 944 | 1 |  | OP | IC | NG | 5.6 | 0 | -20.571 | -74.055 | -21.333 | -76.7982 | Distributed from 923 Generation And Fuel | 1974
7745 | 2022 | IL | Geneseo | 944 | 10 |  | OP | WT | WND | 1.5 | 0.282 | 3707.5 | 13346.8932 | 991.5 | 3569.3714 | Distributed from 923 Generation And Fuel | 2009
7746 | 2022 | IL | Geneseo | 944 | 11 |  | OP | WT | WND | 1.5 | 0.282 | 3707.5 | 13346.8932 | 991.5 | 3569.3714 | Distributed from 923 Generation And Fuel | 2009
7747 | 2022 | IL | Geneseo | 944 | 12 |  | OP | PV | SUN | 1.2 | 0.16 | 1679 | 6044.3516 | 850 | 3059.9755 | Distributed from 923 Generation And Fuel | 2015
7748 | 2022 | IL | Geneseo | 944 | 2 |  | OP | IC | NG | 3.5 | 0 | -12.857 | -46.2848 | -13.333 | -47.9984 | Distributed from 923 Generation And Fuel | 1967
7749 | 2022 | IL | Geneseo | 944 | 3 |  | OP | IC | NG | 3.5 | 0 | -12.857 | -46.2848 | -13.333 | -47.9984 | Distributed from 923 Generation And Fuel | 1966
7750 | 2022 | IL | Geneseo | 944 | 4 |  | OP | IC | NG | 1.6 | 0 | -5.878 | -21.1606 | -6.095 | -21.9418 | Distributed from 923 Generation And Fuel | 1957
7751 | 2022 | IL | Geneseo | 944 | 5A |  | OP | IC | NG | 4.4 | 0 | -16.163 | -58.1863 | -16.762 | -60.3427 | Distributed from 923 Generation And Fuel | 1990
7752 | 2022 | IL | Geneseo | 944 | 6A |  | OP | IC | NG | 3 | 0 | -11.02 | -39.6717 | -11.429 | -41.1441 | Distributed from 923 Generation And Fuel | 2003
7753 | 2022 | IL | Geneseo | 944 | 7 |  | OP | IC | NG | 3 | 0 | -11.02 | -39.6717 | -11.429 | -41.1441 | Distributed from 923 Generation And Fuel | 1961
7754 | 2022 | IL | Geneseo | 944 | 9 |  | OP | IC | DFO | 4.8 | 0 | -17.633 | -63.4783 | -18.286 | -65.8291 | Distributed from 923 Generation And Fuel | 1998
7755 | 2022 | IL | Geneva Generation Facility | 56462 | GEN 1 |  | OP | IC | NG | 5.9 | 0.039 | 2033.6 | 7320.9014 | 948 | 3412.7727 | Distributed from 923 Generation And Fuel | 2005
7756 | 2022 | IL | Geneva Generation Facility | 56462 | GEN 2 |  | OP | IC | NG | 5.9 | 0.039 | 2033.6 | 7320.9014 | 948 | 3412.7727 | Distributed from 923 Generation And Fuel | 2005
7757 | 2022 | IL | Geneva Generation Facility | 56462 | GEN 3 |  | OP | IC | NG | 5.9 | 0.039 | 2033.6 | 7320.9014 | 948 | 3412.7727 | Distributed from 923 Generation And Fuel | 2005
7758 | 2022 | IL | Geneva Generation Facility | 56462 | GEN 4 |  | OP | IC | NG | 5.9 | 0.039 | 2033.6 | 7320.9014 | 948 | 3412.7727 | Distributed from 923 Generation And Fuel | 2005
7759 | 2022 | IL | Geneva Generation Facility | 56462 | GEN 5 |  | OP | IC | NG | 5.9 | 0.039 | 2033.6 | 7320.9014 | 948 | 3412.7727 | Distributed from 923 Generation And Fuel | 2005
7760 | 2022 | IL | Gibson City Energy Center LLC | 55201 | 1 |  | OP | GT | NG | 135 | 0.009 | 11077.5 | 39878.681 | 9992.5 | 35972.7122 | Distributed from 923 Generation And Fuel | 2000
7761 | 2022 | IL | Gibson City Energy Center LLC | 55201 | 2 |  | OP | GT | NG | 135 | 0.009 | 11077.5 | 39878.681 | 9992.5 | 35972.7122 | Distributed from 923 Generation And Fuel | 2000
7762 | 2022 | IL | Glacier Sands Wind Power, LLC | 64381 | GS001 |  | OP | WT | WND | 185 | 0.409 | 663571 | 2388836.4893 | 187987 | 676747.786 | Distributed from 923 Generation And Fuel | 2021
7763 | 2022 | IL | Goose Creek Energy Center | 55496 | CT01 |  | OP | GT | NG | 114 | 0 | -94.167 | -338.9985 | -43.833 | -157.7975 | Distributed from 923 Generation And Fuel | 2003
7764 | 2022 | IL | Goose Creek Energy Center | 55496 | CT02 |  | OP | GT | NG | 114 | 0 | -94.167 | -338.9985 | -43.833 | -157.7975 | Distributed from 923 Generation And Fuel | 2003
7765 | 2022 | IL | Goose Creek Energy Center | 55496 | CT03 |  | OP | GT | NG | 114 | 0 | -94.167 | -338.9985 | -43.833 | -157.7975 | Distributed from 923 Generation And Fuel | 2003
7766 | 2022 | IL | Goose Creek Energy Center | 55496 | CT04 |  | OP | GT | NG | 114 | 0 | -94.167 | -338.9985 | -43.833 | -157.7975 | Distributed from 923 Generation And Fuel | 2003
7767 | 2022 | IL | Goose Creek Energy Center | 55496 | CT05 |  | OP | GT | NG | 114 | 0 | -94.167 | -338.9985 | -43.833 | -157.7975 | Distributed from 923 Generation And Fuel | 2003
7768 | 2022 | IL | Goose Creek Energy Center | 55496 | CT06 |  | OP | GT | NG | 114 | 0 | -94.167 | -338.9985 | -43.833 | -157.7975 | Distributed from 923 Generation And Fuel | 2003
7769 | 2022 | IL | Grand Ridge Battery Projects | 59957 | GIVB |  | OP | BA | MWH | 4.5 | -0.004 | -166 | -597.5952 | 229.375 | 825.7434 | Distributed from 923 Generation And Fuel | 2013
7770 | 2022 | IL | Grand Ridge Battery Projects | 59957 | GRES |  | OP | BA | MWH | 31.5 | -0.004 | -1162 | -4183.1665 | 1605.625 | 5780.2038 | Distributed from 923 Generation And Fuel | 2015
7771 | 2022 | IL | Grand Ridge Solar Farm | 57912 | 1 |  | OP | PV | SUN | 20 | 0.16 | 28092 | 101130.391 | 14303 | 51490.3881 | Distributed from 923 Generation And Fuel | 2012
7772 | 2022 | IL | Grand Ridge Wind Energy Center | 56941 | 1 |  | OP | WT | WND | 99 | 0.273 | 236489.786 | 851356.4187 | 69501.771 | 250204.374 | Distributed from 923 Generation And Fuel | 2008
7773 | 2022 | IL | Grand Ridge Wind Energy Center | 56941 | 2 |  | OP | WT | WND | 51 | 0.273 | 121828.071 | 438577.547 | 35803.943 | 128893.1637 | Distributed from 923 Generation And Fuel | 2009
7774 | 2022 | IL | Grand Ridge Wind Energy Center | 56941 | 3 |  | OP | WT | WND | 49.5 | 0.273 | 118244.893 | 425678.2094 | 34750.886 | 125102.1888 | Distributed from 923 Generation And Fuel | 2009
7775 | 2022 | IL | Grand Ridge Wind Energy Center | 56941 | 4 |  | OP | WT | WND | 10.5 | 0.273 | 25082.25 | 90295.3776 | 7371.4 | 26536.8277 | Distributed from 923 Generation And Fuel | 2009
7776 | 2022 | IL | Grand Tower Energy Center LLC | 862 | 1 |  | OS | CT | NG | 223.2 | 0 | 0 | 0 | 0 | 0 | EIA-923 Generator File | 2001
7777 | 2022 | IL | Grand Tower Energy Center LLC | 862 | 2 |  | OS | CT | NG | 223.2 | 0 | 0 | 0 | 0 | 0 | EIA-923 Generator File | 2001
7778 | 2022 | IL | Grand Tower Energy Center LLC | 862 | 3 | 1 | OS | CA | NG | 80.9 | 0 | 0 | 0 | 0 | 0 | EIA-923 Generator File | 1951
7779 | 2022 | IL | Grand Tower Energy Center LLC | 862 | 4 | 1 | OS | CA | NG | 113.6 | 0 | 0 | 0 | 0 | 0 | EIA-923 Generator File | 1958
7780 | 2022 | IL | Granite City Works | 57072 | G-1 | 1 | OP | ST | PUR | 78 | 0.803 | 548757 | 1975509.3959 | 238552 | 858780.3298 | EIA-923 Generator File | 2010
7781 | 2022 | IL | Green River Wind Farm | 60471 | GRNRV |  | OP | WT | WND | 194.3 | 0.361 | 613932 | 2210137.5189 | 171125 | 616045.0716 | Distributed from 923 Generation And Fuel | 2019
7782 | 2022 | IL | Greene Valley Gas Recovery | 55014 | GEN1 |  | OP | GT | LFG | 3.3 | 0.455 | 13139.5 | 47301.8216 | 5375.5 | 19351.6452 | Distributed from 923 Generation And Fuel | 1996
7783 | 2022 | IL | Greene Valley Gas Recovery | 55014 | GEN2 |  | OP | GT | LFG | 3.3 | 0.455 | 13139.5 | 47301.8216 | 5375.5 | 19351.6452 | Distributed from 923 Generation And Fuel | 1996
7784 | 2022 | IL | GSG LLC | 56450 | 1 |  | OP | WT | WND | 80 | 0.318 | 222546 | 801159.1907 | 65404 | 235452.5164 | Distributed from 923 Generation And Fuel | 2007
7785 | 2022 | IL | Harmony Road Solar | 63069 | 1823 |  | OP | PV | SUN | 1.9 | 0.177 | 2943 | 10594.7152 | 1641 | 5907.5527 | Distributed from 923 Generation And Fuel | 2020
7786 | 2022 | IL | Harvest Ridge Wind Farm | 61161 | GEN01 |  | OP | WT | WND | 202 | 0.433 | 765455 | 2755615.9551 | 224401 | 807837.1373 | Distributed from 923 Generation And Fuel | 2020
7787 | 2022 | IL | Heartland Community College | 59776 | T01 |  | OP | WT | WND | 1.7 | 0.318 | 4740 | 17063.8635 | 1393 | 5014.7599 | Distributed from 923 Generation And Fuel | 2012
7788 | 2022 | IL | High Trail Wind Farm LLC | 56338 | 1 |  | OP | WT | WND | 210.9 | 0.327 | 604274 | 2175368.997 | 160729 | 578619.771 | Distributed from 923 Generation And Fuel | 2007
7789 | 2022 | IL | Highland | 946 | IC1 |  | SB | IC | DFO | 1.6 | 0.001 | 14.909 | 53.672 | 4.545 | 16.3619 | Distributed from 923 Generation And Fuel | 1993
7790 | 2022 | IL | Highland | 946 | IC2 |  | SB | IC | DFO | 1.6 | 0.001 | 14.909 | 53.672 | 4.545 | 16.3619 | Distributed from 923 Generation And Fuel | 1993
7791 | 2022 | IL | Highland | 946 | IC3 |  | SB | IC | DFO | 1.6 | 0.001 | 14.909 | 53.672 | 4.545 | 16.3619 | Distributed from 923 Generation And Fuel | 1993
7792 | 2022 | IL | Highland | 946 | IC5 |  | SB | IC | DFO | 2 | 0.001 | 18.636 | 67.0891 | 5.682 | 20.455 | Distributed from 923 Generation And Fuel | 1967
7793 | 2022 | IL | Highland | 946 | IC6 |  | SB | IC | DFO | 2 | 0.001 | 18.636 | 67.0891 | 5.682 | 20.455 | Distributed from 923 Generation And Fuel | 1968
7794 | 2022 | IL | Highland | 946 | IC7 |  | SB | IC | DFO | 4.4 | 0.001 | 41 | 147.5988 | 12.5 | 44.9996 | Distributed from 923 Generation And Fuel | 1971
7795 | 2022 | IL | Highland | 946 | IC8 |  | SB | IC | DFO | 4.4 | 0.001 | 41 | 147.5988 | 12.5 | 44.9996 | Distributed from 923 Generation And Fuel | 1971
7796 | 2022 | IL | Hilltopper Wind Project | 61735 | WT1 |  | OP | WT | WND | 185 | 0.383 | 621359 | 2236874.505 | 168639 | 607095.5432 | Distributed from 923 Generation And Fuel | 2019
7797 | 2022 | IL | Hoffer Plastics | 54523 | GEN1 |  | OP | IC | NG | 0.8 | 0.067 | 472.556 | 1701.188 | 387.667 | 1395.59 | Distributed from 923 Generation And Fuel | 1992
7798 | 2022 | IL | Hoffer Plastics | 54523 | GEN2 |  | OP | IC | NG | 0.8 | 0.067 | 472.556 | 1701.188 | 387.667 | 1395.59 | Distributed from 923 Generation And Fuel | 1992
7799 | 2022 | IL | Hoffer Plastics | 54523 | GEN3 |  | OP | IC | NG | 0.8 | 0.067 | 472.556 | 1701.188 | 387.667 | 1395.59 | Distributed from 923 Generation And Fuel | 1992
7800 | 2022 | IL | Hoffer Plastics | 54523 | GEN4 |  | OP | IC | NG | 0.8 | 0.067 | 472.556 | 1701.188 | 387.667 | 1395.59 | Distributed from 923 Generation And Fuel | 1992
7801 | 2022 | IL | Hoffer Plastics | 54523 | GEN5 |  | OP | IC | NG | 0.8 | 0.067 | 472.556 | 1701.188 | 387.667 | 1395.59 | Distributed from 923 Generation And Fuel | 1992
7802 | 2022 | IL | Hoffer Plastics | 54523 | GEN6 |  | OP | IC | NG | 0.8 | 0.067 | 472.556 | 1701.188 | 387.667 | 1395.59 | Distributed from 923 Generation And Fuel | 1992
7803 | 2022 | IL | Hoffer Plastics | 54523 | GEN7 |  | OP | IC | NG | 0.8 | 0.067 | 472.556 | 1701.188 | 387.667 | 1395.59 | Distributed from 923 Generation And Fuel | 1992
7804 | 2022 | IL | Hoffer Plastics | 54523 | GEN8 |  | OP | IC | NG | 0.8 | 0.067 | 472.556 | 1701.188 | 387.667 | 1395.59 | Distributed from 923 Generation And Fuel | 1992
7805 | 2022 | IL | Hoffer Plastics | 54523 | GEN9 |  | OP | IC | NG | 0.8 | 0.067 | 472.556 | 1701.188 | 387.667 | 1395.59 | Distributed from 923 Generation And Fuel | 1995
7806 | 2022 | IL | Holland Energy Facility | 55334 | CTG1 |  | OP | CT | NG | 178.5 | 0.397 | 620916 | 2235279.7178 | 387960 | 1396644.8268 | EIA-923 Generator File | 2002
7807 | 2022 | IL | Holland Energy Facility | 55334 | CTG2 |  | OP | CT | NG | 178.5 | 0.401 | 627432 | 2258737.1301 | 393623 | 1417031.4637 | EIA-923 Generator File | 2002
7808 | 2022 | IL | Holland Energy Facility | 55334 | STG1 | 2 | OP | CA | NG | 345.1 | 0.243 | 733351 | 2640042.4797 | 475904 | 1713240.6941 | EIA-923 Generator File | 2002
7809 | 2022 | IL | Hoopeston Wind LLC | 59021 | HOO1 |  | OP | WT | WND | 98 | 0.453 | 388880 | 1399956.8003 | 114288 | 411433.5085 | Distributed from 923 Generation And Fuel | 2015
7810 | 2022 | IL | Hurricane Creek CSG | 64786 | HRCRK |  | OP | PV | SUN | 2 | 0.079 | 1386 | 4989.5601 | 773 | 2782.7777 | Distributed from 923 Generation And Fuel | 2021
7811 | 2022 | IL | IGS East Central, LLC | 64329 | EAST |  | OP | PV | SUN | 2 | 0.159 | 2781 | 10011.5199 | 1551 | 5583.5553 | Distributed from 923 Generation And Fuel | 2020
7812 | 2022 | IL | IGS Frankfort 2 CSG | 64779 | FRAN2 |  | OP | PV | SUN | 2 | 0.205 | 3591 | 12927.4966 | 2003 | 7210.7423 | Distributed from 923 Generation And Fuel | 2021
7813 | 2022 | IL | IGS Stockton DG CSG | 64124 | BREW |  | OP | PV | SUN | 1.9 | 0.105 | 1753 | 6310.7495 | 977.5 | 3518.9718 | Distributed from 923 Generation And Fuel | 2020
7814 | 2022 | IL | IGS Stockton DG CSG | 64124 | BREW2 |  | OP | PV | SUN | 1.9 | 0.105 | 1753 | 6310.7495 | 977.5 | 3518.9718 | Distributed from 923 Generation And Fuel | 2020
7815 | 2022 | IL | IKEA Joliet Rooftop PV System | 61192 | PV |  | OP | PV | SUN | 2 | 0.025 | 432 | 1555.1876 | 241 | 867.5931 | Distributed from 923 Generation And Fuel | 2017
7816 | 2022 | IL | IL Sidney Project1 | 66031 | 15332 |  | OP | PV | SUN | 2 | 0.198 | 3461 | 12459.5003 | 1930 | 6947.9444 | Distributed from 923 Generation And Fuel | 2021
7817 | 2022 | IL | IL West Hallock Project1 | 66033 | 15333 |  | OP | PV | SUN | 2 | 0.253 | 4437 | 15973.0722 | 2474 | 8906.3287 | Distributed from 923 Generation And Fuel | 2021
7818 | 2022 | IL | IL17021 Brush Creek I CSG | 64730 | BCK17 |  | OP | PV | SUN | 2 | 0.024 | 413 | 1486.7881 | 258 | 928.7926 | Distributed from 923 Generation And Fuel | 2022
7819 | 2022 | IL | Illinois PV Fulton 1 CSG | 63790 | FULT |  | OP | PV | SUN | 2 | 0.196 | 3431 | 12351.5012 | 1913 | 6886.7449 | Distributed from 923 Generation And Fuel | 2020
7820 | 2022 | IL | IMEA Flora | 56116 | 10 |  | OP | IC | DFO | 1.8 | 0.001 | 9.6 | 34.5597 | 3 | 10.7999 | Distributed from 923 Generation And Fuel | 2000
7821 | 2022 | IL | IMEA Flora | 56116 | 6 |  | OP | IC | DFO | 1.8 | 0.001 | 9.6 | 34.5597 | 3 | 10.7999 | Distributed from 923 Generation And Fuel | 2000
7822 | 2022 | IL | IMEA Flora | 56116 | 7 |  | OP | IC | DFO | 1.8 | 0.001 | 9.6 | 34.5597 | 3 | 10.7999 | Distributed from 923 Generation And Fuel | 2000
7823 | 2022 | IL | IMEA Flora | 56116 | 8 |  | OP | IC | DFO | 1.8 | 0.001 | 9.6 | 34.5597 | 3 | 10.7999 | Distributed from 923 Generation And Fuel | 2000
7824 | 2022 | IL | IMEA Flora | 56116 | 9 |  | OP | IC | DFO | 1.8 | 0.001 | 9.6 | 34.5597 | 3 | 10.7999 | Distributed from 923 Generation And Fuel | 2000
7825 | 2022 | IL | IMEA Highland | 56114 | 1 |  | SB | IC | DFO | 1.8 | 0 | 0 | 0 | 0 | 0 | Distributed from 923 Generation And Fuel | 1996
7826 | 2022 | IL | IMEA Highland | 56114 | 2 |  | SB | IC | DFO | 1.8 | 0 | 0 | 0 | 0 | 0 | Distributed from 923 Generation And Fuel | 1996
7827 | 2022 | IL | Industrial Park | 7934 | 3 |  | OP | IC | DFO | 1.8 | 0.004 | 70.119 | 252.4264 | 21.493 | 77.3742 | Distributed from 923 Generation And Fuel | 2001
7828 | 2022 | IL | Industrial Park | 7934 | 4 |  | OP | IC | DFO | 1.8 | 0.004 | 70.119 | 252.4264 | 21.493 | 77.3742 | Distributed from 923 Generation And Fuel | 2001
7829 | 2022 | IL | Industrial Park | 7934 | 5 |  | OP | IC | DFO | 1.8 | 0.004 | 70.119 | 252.4264 | 21.493 | 77.3742 | Distributed from 923 Generation And Fuel | 2001
7830 | 2022 | IL | Industrial Park | 7934 | 6 |  | OP | IC | DFO | 1.8 | 0.004 | 70.119 | 252.4264 | 21.493 | 77.3742 | Distributed from 923 Generation And Fuel | 2002
7831 | 2022 | IL | Industrial Park | 7934 | 7 |  | OP | IC | DFO | 1.8 | 0.004 | 70.119 | 252.4264 | 21.493 | 77.3742 | Distributed from 923 Generation And Fuel | 2002
7832 | 2022 | IL | Industrial Park | 7934 | 8 |  | OP | IC | DFO | 2.2 | 0.004 | 85.701 | 308.5211 | 26.269 | 94.5676 | Distributed from 923 Generation And Fuel | 2011
7833 | 2022 | IL | Industrial Park | 7934 | 9 |  | OP | IC | DFO | 2.2 | 0.004 | 85.701 | 308.5211 | 26.269 | 94.5676 | Distributed from 923 Generation And Fuel | 2011
7834 | 2022 | IL | INEOS Naperville Cogeneration Plant | 50722 | GEN1 |  | OP | GT | NG | 8.3 | 1.04 | 75642 | 272309.0215 | 35258 | 126927.7846 | Distributed from 923 Generation And Fuel | 1990 | 2023
7835 | 2022 | IL | Ingredion Incorporated | 54556 | TG03 |  | SB | GT | NG | 4.8 | 0 | 0 | 0 | 0 | 0 | Distributed from 923 Generation And Fuel | 1996
7836 | 2022 | IL | Ingredion Incorporated | 54556 | TG04 |  | SB | GT | NG | 4.8 | 0 | 0 | 0 | 0 | 0 | Distributed from 923 Generation And Fuel | 1996
7837 | 2022 | IL | Ingredion Incorporated | 54556 | TGO1 | 8 | OP | ST | NG | 22.5 | 0.426 | 84031 | 302509.1799 | 40072 | 144258.0459 | EIA-923 Generator File | 1991
7838 | 2022 | IL | Ingredion Incorporated | 54556 | TGO2 | 8 | OP | ST | NG | 22.5 | 0.673 | 132591 | 477323.7814 | 44246 | 159284.3257 | EIA-923 Generator File | 1991
7839 | 2022 | IL | Interstate | 7425 | 1 |  | OP | GT | NG | 138.6 | 0.001 | 1365 | 4913.9607 | 755 | 2717.9783 | Distributed from 923 Generation And Fuel | 1997
7840 | 2022 | IL | Iroquois Solar 1B LLC CSG | 64229 | IROQ |  | OP | PV | SUN | 2 | 0.197 | 3452 | 12427.1006 | 1925 | 6929.9446 | Distributed from 923 Generation And Fuel | 2020
7841 | 2022 | IL | ITT Cogen Facility | 52021 | GEN1 |  | OS | GT | NG | 3.7 | 0 | 7.84 | 28.2238 | 3.654 | 13.1543 | Data from EIA-923 Generator File overwritten with distributed data from EIA-923 Generation and Fuel | 1991 | 2025
7842 | 2022 | IL | ITT Cogen Facility | 52021 | GEN2 |  | OS | GT | NG | 3.7 | 0 | 7.84 | 28.2238 | 3.654 | 13.1543 | Data from EIA-923 Generator File overwritten with distributed data from EIA-923 Generation and Fuel | 1991 | 2025
7843 | 2022 | IL | Jackson Generation, LLC | 62926 | 01 | 1 | OP | CS | NG | 644.3 | 0.459 | 2592608.5 | 9333315.9335 | 1790782.5 | 6446765.4259 | Distributed from 923 Generation And Fuel | 2022
7844 | 2022 | IL | Jackson Generation, LLC | 62926 | 02 | 1 | OP | CS | NG | 644.3 | 0.459 | 2592608.5 | 9333315.9335 | 1790782.5 | 6446765.4259 | Distributed from 923 Generation And Fuel | 2022
7845 | 2022 | IL | Jake Energy Storage Center | 59960 | JBS |  | RE | BA | MWH | 19.8 | 0 | 0 | 0 | 0 | 0 | Distributed from 923 Generation And Fuel | 2015 | 2022
7846 | 2022 | IL | JM Huber at Quincy | 64629 | JMH |  | OP | PV | SUN | 1.5 | 0.182 | 2396 | 8625.531 | 1336 | 4809.5615 | Distributed from 923 Generation And Fuel | 2021
7847 | 2022 | IL | John A Logan College Solar | 61878 | JALC |  | OP | PV | SUN | 1.3 | 0.231 | 2628 | 9460.7243 | 1466 | 5277.5578 | Distributed from 923 Generation And Fuel | 2019
7848 | 2022 | IL | Joliet 29 | 384 | 7 | 2 | OP | ST | NG | 660 | 0.054 | 311647 | 1121920.2246 | 206626 | 743847.6492 | EIA-923 Generator File | 1965 | 2023
7849 | 2022 | IL | Joliet 29 | 384 | 8 | 2 | OP | ST | NG | 660 | 0.041 | 238724 | 859399.5248 | 150857 | 543080.8554 | EIA-923 Generator File | 1966 | 2023
7850 | 2022 | IL | Joliet 9 | 874 | 6 | 1 | OP | ST | NG | 360.4 | -0.02 | -62183 | -223857.0091 | -18345 | -66041.4717 | EIA-923 Generator File | 1959 | 2023
7851 | 2022 | IL | Joppa Steam | 887 | 1 | 1 | RE | ST | RC | 183.3 | 0.365 | 586876 | 2112736.6981 | 258971 | 932288.1417 | EIA-923 Generator File | 1953 | 2022
7852 | 2022 | IL | Joppa Steam | 887 | 2 | 1 | RE | ST | RC | 183.3 | 0.404 | 649143 | 2336896.1048 | 280147 | 1008521.1318 | EIA-923 Generator File | 1953 | 2022
7853 | 2022 | IL | Joppa Steam | 887 | 3 | 1 | RE | ST | RC | 183.3 | 0.36 | 577365 | 2078497.372 | 253002 | 910799.9136 | EIA-923 Generator File | 1954 | 2022
7854 | 2022 | IL | Joppa Steam | 887 | 4 | 1 | RE | ST | RC | 183.3 | 0.393 | 631645 | 2273903.8088 | 281381 | 1012963.4963 | EIA-923 Generator File | 1954 | 2022
7855 | 2022 | IL | Joppa Steam | 887 | 5 | 1 | RE | ST | RC | 183.3 | 0.388 | 623311 | 2243901.6488 | 257569 | 927240.9821 | EIA-923 Generator File | 1955 | 2022
7856 | 2022 | IL | Joppa Steam | 887 | 6 | 1 | RE | ST | RC | 183.3 | 0.345 | 554406 | 1995845.6332 | 201940 | 726978.1842 | EIA-923 Generator File | 1955 | 2022
7857 | 2022 | IL | Kankakee 2 | 65969 | KKS2 |  | OP | PV | SUN | 1.5 | 0.017 | 221 | 795.5936 | 121 | 435.5965 | Distributed from 923 Generation And Fuel | 2022
7858 | 2022 | IL | Kankakee Hydro Facility | 54525 | 1 |  | OS | HY | WAT | 0.4 | 0 | 0 | 0 | 0 | 0 | Distributed from 923 Generation And Fuel | 1991
7859 | 2022 | IL | Kankakee Hydro Facility | 54525 | 2 |  | OS | HY | WAT | 0.4 | 0 | 0 | 0 | 0 | 0 | Distributed from 923 Generation And Fuel | 1991
7860 | 2022 | IL | Kankakee Hydro Facility | 54525 | 3 |  | OS | HY | WAT | 0.4 | 0 | 0 | 0 | 0 | 0 | Distributed from 923 Generation And Fuel | 1991
7861 | 2022 | IL | Kankakee Solar 4 LLC | 64269 | KANK |  | OP | PV | SUN | 2 | 0.222 | 3886 | 13989.4881 | 2167 | 7801.1376 | Distributed from 923 Generation And Fuel | 2020
7862 | 2022 | IL | Keeversville Solar CSG | 64868 | KEEV |  | OP | PV | SUN | 2 | 0.195 | 3409 | 12272.3018 | 1901 | 6843.5453 | Distributed from 923 Generation And Fuel | 2021
7863 | 2022 | IL | Kelly Creek Wind Project | 60587 | WND1 |  | OP | WT | WND | 184 | 0.42 | 676529 | 2435484.9161 | 201588 | 725710.9943 | Distributed from 923 Generation And Fuel | 2016
7864 | 2022 | IL | Kendall County Generation Facility | 55131 | CTG1 |  | OP | CT | NG | 180 | 0.598 | 943492 | 3396544.0276 | 354142 | 1274901.0008 | EIA-923 Generator File | 2002
7865 | 2022 | IL | Kendall County Generation Facility | 55131 | CTG2 |  | OP | CT | NG | 180 | 0.564 | 889542 | 3202325.5814 | 361747 | 1302278.7818 | EIA-923 Generator File | 2002
7866 | 2022 | IL | Kendall County Generation Facility | 55131 | CTG3 |  | OP | CT | NG | 180 | 0.534 | 842312 | 3032298.9416 | 289676 | 1042825.2574 | EIA-923 Generator File | 2002
7867 | 2022 | IL | Kendall County Generation Facility | 55131 | CTG4 |  | OP | CT | NG | 180 | 0.467 | 736021 | 2649654.4028 | 282208 | 1015940.6725 | EIA-923 Generator File | 2002
7868 | 2022 | IL | Kendall County Generation Facility | 55131 | STG1 | 1 | OP | CA | NG | 134 | 0.384 | 451081 | 1623878.609 | 180293 | 649049.6076 | EIA-923 Generator File | 2002
7869 | 2022 | IL | Kendall County Generation Facility | 55131 | STG2 | 1 | OP | CA | NG | 134 | 0.376 | 441903 | 1590838.0733 | 186580 | 671682.6265 | EIA-923 Generator File | 2002
7870 | 2022 | IL | Kendall County Generation Facility | 55131 | STG3 | 1 | OP | CA | NG | 134 | 0.359 | 421543 | 1517542.6597 | 151321 | 544751.242 | EIA-923 Generator File | 2002
7871 | 2022 | IL | Kendall County Generation Facility | 55131 | STG4 | 1 | OP | CA | NG | 134 | 0.314 | 368708 | 1327338.1813 | 140886 | 507185.5425 | EIA-923 Generator File | 2002
7872 | 2022 | IL | Kent School Road Solar 1 | 64254 | KENT |  | OP | PV | SUN | 2 | 0.238 | 4174 | 15026.2798 | 2328 | 8380.733 | Distributed from 923 Generation And Fuel | 2020
7873 | 2022 | IL | Kern A Community Solar, LLC CSG | 64465 | KERN |  | OP | PV | SUN | 2 | 0.246 | 4313 | 15526.6758 | 2405 | 8657.9307 | Distributed from 923 Generation And Fuel | 2021
7874 | 2022 | IL | Kincaid Generation LLC | 876 | 1 | 1 | OP | ST | SUB | 659.5 | 0.322 | 1859065 | 6692580.4594 | 823842 | 2965807.4735 | EIA-923 Generator File | 1967 | 2027
7875 | 2022 | IL | Kincaid Generation LLC | 876 | 2 | 1 | OP | ST | SUB | 659.5 | 0.306 | 1765791 | 6356796.7456 | 752568 | 2709223.1262 | EIA-923 Generator File | 1968 | 2027
7876 | 2022 | IL | Kinmundy | 55204 | 1 |  | OP | GT | NG | 135 | 0 | 112 | 403.1968 | 52 | 187.1985 | Distributed from 923 Generation And Fuel | 2001
7877 | 2022 | IL | Kinmundy | 55204 | 2 |  | OP | GT | NG | 135 | 0 | 112 | 403.1968 | 52 | 187.1985 | Distributed from 923 Generation And Fuel | 2001
7878 | 2022 | IL | Kish CSG | 63990 | KISH |  | OP | PV | SUN | 2 | 0.233 | 4076 | 14673.4826 | 2273 | 8182.7345 | Distributed from 923 Generation And Fuel | 2021
7879 | 2022 | IL | Kishwaukee CHP Plant | 58177 | 1 |  | OP | IC | OBG | 1 | 0.409 | 3580 | 12887.8969 | 1721.667 | 6197.9516 | Distributed from 923 Generation And Fuel | 2010
7880 | 2022 | IL | Kishwaukee CHP Plant | 58177 | 2 |  | OP | IC | OBG | 1 | 0.409 | 3580 | 12887.8969 | 1721.667 | 6197.9516 | Distributed from 923 Generation And Fuel | 2010
7881 | 2022 | IL | Kishwaukee CHP Plant | 58177 | 3 |  | OP | IC | OBG | 1 | 0.409 | 3580 | 12887.8969 | 1721.667 | 6197.9516 | Distributed from 923 Generation And Fuel | 2010
7882 | 2022 | IL | Lafayette 2 - Kankakee Yonke | 64304 | GEN1 |  | OP | PV | SUN | 2 | 0.242 | 4233 | 15238.6781 | 2361 | 8499.532 | Distributed from 923 Generation And Fuel | 2020
7883 | 2022 | IL | Lafayette 2 - McHenry Franks 1 | 64302 | GEN1 |  | OP | PV | SUN | 2 | 0.23 | 4022 | 14479.0842 | 2243 | 8074.7354 | Distributed from 923 Generation And Fuel | 2020
7884 | 2022 | IL | Lafayette 2 - McHenry Franks 2 | 64303 | GEN1 |  | OP | PV | SUN | 2 | 0.227 | 3976 | 14313.4855 | 2217 | 7981.1362 | Distributed from 923 Generation And Fuel | 2020
7885 | 2022 | IL | Lake Forest Hospital Central Energy Plant | 60797 | GEN1 |  | OP | IC | NG | 0.8 | 0.009 | 65.5 | 235.7981 | 30.5 | 109.7991 | Distributed from 923 Generation And Fuel | 1996
7886 | 2022 | IL | Lake Forest Hospital Central Energy Plant | 60797 | GEN2 |  | OP | IC | NG | 0.8 | 0.009 | 65.5 | 235.7981 | 30.5 | 109.7991 | Distributed from 923 Generation And Fuel | 1996
7887 | 2022 | IL | Lake Forest Hospital Central Energy Plant | 60797 | GEN3 |  | OP | IC | NG | 0.8 | 0.009 | 65.5 | 235.7981 | 30.5 | 109.7991 | Distributed from 923 Generation And Fuel | 1996
7888 | 2022 | IL | Lake Forest Hospital Central Energy Plant | 60797 | GEN4 |  | OP | IC | NG | 0.8 | 0.009 | 65.5 | 235.7981 | 30.5 | 109.7991 | Distributed from 923 Generation And Fuel | 1996
7889 | 2022 | IL | Lake Gas Recovery | 50575 | GEN2 |  | OP | GT | LFG | 3 | 0.232 | 6094 | 21938.2245 | 2493 | 8974.7282 | Distributed from 923 Generation And Fuel | 1993
7890 | 2022 | IL | Lake Gas Recovery | 50575 | GEN3 |  | OP | GT | LFG | 3 | 0.232 | 6094 | 21938.2245 | 2493 | 8974.7282 | Distributed from 923 Generation And Fuel | 1993
7891 | 2022 | IL | Lakeside | 964 | D1 |  | OP | IC | DFO | 1.8 | 0 | 0 | 0 | 0 | 0 | Distributed from 923 Generation And Fuel | 2002
7892 | 2022 | IL | Lakeside | 964 | D2 |  | OP | IC | DFO | 1.8 | 0 | 0 | 0 | 0 | 0 | Distributed from 923 Generation And Fuel | 2002
7893 | 2022 | IL | Lakeside | 964 | D3 |  | OP | IC | DFO | 1.8 | 0 | 0 | 0 | 0 | 0 | Distributed from 923 Generation And Fuel | 2002
7894 | 2022 | IL | LaSalle Generating Station | 6026 | 1 | 1 | OP | ST | NUC | 1170 | 0.937 | 9608488 | 34590280.0778 | 4088144.5 | 14717202.4624 | Distributed from 923 Generation And Fuel | 1984
7895 | 2022 | IL | LaSalle Generating Station | 6026 | 2 | 1 | OP | ST | NUC | 1170 | 0.937 | 9608488 | 34590280.0778 | 4088144.5 | 14717202.4624 | Distributed from 923 Generation And Fuel | 1984
7896 | 2022 | IL | Lee Energy Facility | 55236 | CT1 |  | OP | GT | NG | 86.5 | 0.012 | 9424 | 33926.1286 | 5905.375 | 21259.1799 | Distributed from 923 Generation And Fuel | 2001
7897 | 2022 | IL | Lee Energy Facility | 55236 | CT2 |  | OP | GT | NG | 86.5 | 0.012 | 9424 | 33926.1286 | 5905.375 | 21259.1799 | Distributed from 923 Generation And Fuel | 2001
7898 | 2022 | IL | Lee Energy Facility | 55236 | CT3 |  | OP | GT | NG | 86.5 | 0.012 | 9424 | 33926.1286 | 5905.375 | 21259.1799 | Distributed from 923 Generation And Fuel | 2001
7899 | 2022 | IL | Lee Energy Facility | 55236 | CT4 |  | OP | GT | NG | 86.5 | 0.012 | 9424 | 33926.1286 | 5905.375 | 21259.1799 | Distributed from 923 Generation And Fuel | 2001
7900 | 2022 | IL | Lee Energy Facility | 55236 | CT5 |  | OP | GT | NG | 86.5 | 0.012 | 9424 | 33926.1286 | 5905.375 | 21259.1799 | Distributed from 923 Generation And Fuel | 2001
7901 | 2022 | IL | Lee Energy Facility | 55236 | CT6 |  | OP | GT | NG | 86.5 | 0.012 | 9424 | 33926.1286 | 5905.375 | 21259.1799 | Distributed from 923 Generation And Fuel | 2001
7902 | 2022 | IL | Lee Energy Facility | 55236 | CT7 |  | OP | GT | NG | 86.5 | 0.012 | 9424 | 33926.1286 | 5905.375 | 21259.1799 | Distributed from 923 Generation And Fuel | 2001
7903 | 2022 | IL | Lee Energy Facility | 55236 | CT8 |  | OP | GT | NG | 86.5 | 0.012 | 9424 | 33926.1286 | 5905.375 | 21259.1799 | Distributed from 923 Generation And Fuel | 2001
7904 | 2022 | IL | Lena | 63951 | LENA |  | OP | PV | SUN | 2 | 0.225 | 3942 | 14191.0865 | 2198 | 7912.7367 | Distributed from 923 Generation And Fuel | 2021
7905 | 2022 | IL | Lincoln Generating Facility | 55222 | CTG1 |  | OP | GT | NG | 86.5 | 0 | 241.375 | 868.943 | 112.5 | 404.9968 | Distributed from 923 Generation And Fuel | 2000
7906 | 2022 | IL | Lincoln Generating Facility | 55222 | CTG2 |  | OP | GT | NG | 86.5 | 0 | 241.375 | 868.943 | 112.5 | 404.9968 | Distributed from 923 Generation And Fuel | 2000
7907 | 2022 | IL | Lincoln Generating Facility | 55222 | CTG3 |  | OP | GT | NG | 86.5 | 0 | 241.375 | 868.943 | 112.5 | 404.9968 | Distributed from 923 Generation And Fuel | 2000
7908 | 2022 | IL | Lincoln Generating Facility | 55222 | CTG4 |  | OP | GT | NG | 86.5 | 0 | 241.375 | 868.943 | 112.5 | 404.9968 | Distributed from 923 Generation And Fuel | 2000
7909 | 2022 | IL | Lincoln Generating Facility | 55222 | CTG5 |  | OP | GT | NG | 86.5 | 0 | 241.375 | 868.943 | 112.5 | 404.9968 | Distributed from 923 Generation And Fuel | 2000
7910 | 2022 | IL | Lincoln Generating Facility | 55222 | CTG6 |  | OP | GT | NG | 86.5 | 0 | 241.375 | 868.943 | 112.5 | 404.9968 | Distributed from 923 Generation And Fuel | 2000
7911 | 2022 | IL | Lincoln Generating Facility | 55222 | CTG7 |  | OP | GT | NG | 86.5 | 0 | 241.375 | 868.943 | 112.5 | 404.9968 | Distributed from 923 Generation And Fuel | 2000
7912 | 2022 | IL | Lincoln Generating Facility | 55222 | CTG8 |  | OP | GT | NG | 86.5 | 0 | 241.375 | 868.943 | 112.5 | 404.9968 | Distributed from 923 Generation And Fuel | 2000
7913 | 2022 | IL | Lincoln Land Wind | 58925 | SAN1 |  | OP | WT | WND | 302 | 0.379 | 1002489 | 3608931.5285 | 341883 | 1230768.9538 | Distributed from 923 Generation And Fuel | 2021
7914 | 2022 | IL | Lineage Logistics Solar | 63825 | LLCHI |  | OP | PV | SUN | 1.6 | 0.189 | 2647 | 9529.1238 | 1476 | 5313.5575 | Distributed from 923 Generation And Fuel | 2019
7915 | 2022 | IL | Livingston Generating Facility | 55054 | 1 |  | OP | GT | LFG | 5 | 0.472 | 20679 | 74443.8044 | 8460 | 30455.7564 | Distributed from 923 Generation And Fuel | 1999
7916 | 2022 | IL | Livingston Generating Facility | 55054 | 3 |  | OP | GT | LFG | 5 | 0.472 | 20679 | 74443.8044 | 8460 | 30455.7564 | Distributed from 923 Generation And Fuel | 1999
7917 | 2022 | IL | Livingston Generating Facility | 55054 | GEN2 |  | OP | GT | LFG | 5 | 0.472 | 20679 | 74443.8044 | 8460 | 30455.7564 | Distributed from 923 Generation And Fuel | 2000
7918 | 2022 | IL | Lockport Powerhouse | 10903 | 1GEN |  | OA | HY | WAT | 8 | 0.156 | 10915.5 | 39295.4856 | 6287.5 | 22634.8189 | Distributed from 923 Generation And Fuel | 1999
7919 | 2022 | IL | Lockport Powerhouse | 10903 | 2GEN |  | OA | HY | WAT | 8 | 0.156 | 10915.5 | 39295.4856 | 6287.5 | 22634.8189 | Distributed from 923 Generation And Fuel | 2001
7920 | 2022 | IL | Lone Tree Wind, LLC | 63251 | LTW |  | OP | WT | WND | 79 | 0.46 | 318431 | 1146342.4293 | 97473 | 350899.9928 | Distributed from 923 Generation And Fuel | 2020
7921 | 2022 | IL | Long John CSG | 64784 | LJOHN |  | OP | PV | SUN | 2 | 0.227 | 3981 | 14331.4853 | 2220 | 7991.9361 | Distributed from 923 Generation And Fuel | 2021
7922 | 2022 | IL | Loyola University Health Plant | 58181 | UNIT1 |  | OP | GT | NG | 5.3 | 0.019 | 876.5 | 3155.3748 | 408.5 | 1470.5882 | Distributed from 923 Generation And Fuel | 2005
7923 | 2022 | IL | Loyola University Health Plant | 58181 | UNIT2 |  | OP | GT | NG | 5.3 | 0.019 | 876.5 | 3155.3748 | 408.5 | 1470.5882 | Distributed from 923 Generation And Fuel | 2005
7924 | 2022 | IL | Lukuc B Community Solar LLC CSG | 64466 | LUKC |  | OP | PV | SUN | 2 | 0.241 | 4230 | 15227.8782 | 2359 | 8492.3321 | Distributed from 923 Generation And Fuel | 2021
7925 | 2022 | IL | Marengo Battery Storage LLC | 62856 | MBSS |  | OA | BA | MWH | 20 | -0.007 | -1297 | -4669.1626 | -113 | -406.7967 | Distributed from 923 Generation And Fuel | 2018
7926 | 2022 | IL | Marengo Solar | 65013 | MARIL |  | OP | PV | SUN | 2 | 0.198 | 3465 | 12473.9002 | 1932 | 6955.1444 | Distributed from 923 Generation And Fuel | 2020
7927 | 2022 | IL | Marion | 976 | 1 | 1 | OP | ST | BIT | 33 | 0.716 | 206923 | 744916.8407 | 95845 | 345039.2397 | EIA-923 Generator File | 1963
7928 | 2022 | IL | Marion | 976 | 2 | 1 | OP | ST | BIT | 33 | 0.787 | 227512 | 819036.6477 | 115060 | 414212.6863 | EIA-923 Generator File | 1963
7929 | 2022 | IL | Marion | 976 | 3 | 1 | OP | ST | BIT | 33 | 0.852 | 246391 | 887000.504 | 116516 | 419454.2444 | EIA-923 Generator File | 1963
7930 | 2022 | IL | Marion | 976 | 5 |  | SB | GT | NG | 75 | 0.079 | 51716.5 | 186177.9106 | 32666 | 117596.6592 | Distributed from 923 Generation And Fuel | 2003
7931 | 2022 | IL | Marion | 976 | 6 |  | SB | GT | NG | 75 | 0.079 | 51716.5 | 186177.9106 | 32666 | 117596.6592 | Distributed from 923 Generation And Fuel | 2003
7932 | 2022 | IL | Marlow Solar, LLC CSG | 64122 | MARL |  | OP | PV | SUN | 2 | 0.229 | 4005 | 14417.8847 | 2234 | 8042.3357 | Distributed from 923 Generation And Fuel | 2020
7933 | 2022 | IL | Mars Snackfood US | 54855 | 1 |  | OA | GT | NG | 3.5 |  | GENYRONL: 1987
7934 | 2022 | IL | Marshall (IL) | 949 | 10 |  | OP | IC | DFO | 1.8 | 0.001 | 13.633 | 49.0784 | 4.154 | 14.9543 | Distributed from 923 Generation And Fuel | 2002
7935 | 2022 | IL | Marshall (IL) | 949 | 11 |  | OP | IC | DFO | 1.8 | 0.001 | 13.633 | 49.0784 | 4.154 | 14.9543 | Distributed from 923 Generation And Fuel | 2002
7936 | 2022 | IL | Marshall (IL) | 949 | 12 |  | OP | IC | DFO | 1.8 | 0.001 | 13.633 | 49.0784 | 4.154 | 14.9543 | Distributed from 923 Generation And Fuel | 2007
7937 | 2022 | IL | Marshall (IL) | 949 | 13 |  | OP | IC | DFO | 1.8 | 0.001 | 13.633 | 49.0784 | 4.154 | 14.9543 | Distributed from 923 Generation And Fuel | 2007
7938 | 2022 | IL | Marshall (IL) | 949 | 5 |  | OP | IC | DFO | 2.5 | 0.001 | 18.935 | 68.1655 | 5.769 | 20.7682 | Distributed from 923 Generation And Fuel | 2002
7939 | 2022 | IL | Marshall (IL) | 949 | 6 |  | OP | IC | DFO | 1.8 | 0.001 | 13.633 | 49.0784 | 4.154 | 14.9543 | Distributed from 923 Generation And Fuel | 2002
7940 | 2022 | IL | Marshall (IL) | 949 | 7 |  | OP | IC | DFO | 1.8 | 0.001 | 13.633 | 49.0784 | 4.154 | 14.9543 | Distributed from 923 Generation And Fuel | 2002
7941 | 2022 | IL | Marshall (IL) | 949 | 8 |  | OP | IC | DFO | 1.8 | 0.001 | 13.633 | 49.0784 | 4.154 | 14.9543 | Distributed from 923 Generation And Fuel | 2002
7942 | 2022 | IL | Marshall (IL) | 949 | 9 |  | OP | IC | DFO | 1.8 | 0.001 | 13.633 | 49.0784 | 4.154 | 14.9543 | Distributed from 923 Generation And Fuel | 2002
7943 | 2022 | IL | McDonough Solar 1, LLC CSG | 64201 | MC1B |  | OP | PV | SUN | 2 | 0.124 | 2164 | 7790.3377 | 1207 | 4345.1652 | Distributed from 923 Generation And Fuel | 2020
7944 | 2022 | IL | McDonough Solar 1, LLC CSG | 64201 | MCDH |  | OP | PV | SUN | 2 | 0.124 | 2164 | 7790.3377 | 1207 | 4345.1652 | Distributed from 923 Generation And Fuel | 2020
7945 | 2022 | IL | McHenry Battery Storage | 60656 | MCH1 |  | OP | BA | MWH | 19.8 | 0 | -33 | -118.799 | 0 | 0 | Distributed from 923 Generation And Fuel | 2016
7946 | 2022 | IL | McLeansboro | 948 | 2 |  | SB | IC | DFO | 0.6 | 0 | 0 | 0 | 0 | 0 | Distributed from 923 Generation And Fuel | 1950
7947 | 2022 | IL | McLeansboro | 948 | 5 |  | SB | IC | DFO | 2 | 0 | 0 | 0 | 0 | 0 | Distributed from 923 Generation And Fuel | 1979
7948 | 2022 | IL | McLeansboro | 948 | 6 |  | SB | IC | DFO | 2.4 | 0 | 0 | 0 | 0 | 0 | Distributed from 923 Generation And Fuel | 1979
7949 | 2022 | IL | McLeansboro | 948 | 7 |  | SB | IC | DFO | 1.1 | 0 | 0 | 0 | 0 | 0 | Distributed from 923 Generation And Fuel | 1995
7950 | 2022 | IL | McLeansboro | 948 | 8 |  | SB | IC | DFO | 1.1 | 0 | 0 | 0 | 0 | 0 | Distributed from 923 Generation And Fuel | 1994
7951 | 2022 | IL | McLeansboro | 948 | 9 |  | SB | IC | DFO | 2 | 0 | 0 | 0 | 0 | 0 | Distributed from 923 Generation And Fuel | 2002
7952 | 2022 | IL | Mendota | 63954 | MENDS |  | OP | PV | SUN | 2 | 0.193 | 3383 | 12178.7026 | 1887 | 6793.1457 | Distributed from 923 Generation And Fuel | 2020
7953 | 2022 | IL | Mendota Hills, LLC | 56160 | GEN1 |  | OP | WT | WND | 76.2 | 0.435 | 290509 | 1045824.0334 | 85377 | 307354.7412 | Distributed from 923 Generation And Fuel | 2003
7954 | 2022 | IL | Mendota Rich Dev CSG | 65508 | MEND |  | OP | PV | SUN | 2 | 0.188 | 3296 | 11865.5051 | 1935 | 6965.9443 | Distributed from 923 Generation And Fuel | 2022
7955 | 2022 | IL | MEPI GT Facility | 7858 | 1 |  | RE | GT | NG | 64.5 | 0 | 0 | 0 | 0 | 0 | Distributed from 923 Generation And Fuel | 1974 | 2022
7956 | 2022 | IL | MEPI GT Facility | 7858 | 2 |  | RE | GT | NG | 64.5 | 0 | 0 | 0 | 0 | 0 | Distributed from 923 Generation And Fuel | 1974 | 2022
7957 | 2022 | IL | MEPI GT Facility | 7858 | 3 |  | RE | GT | NG | 64.5 | 0 | 0 | 0 | 0 | 0 | Distributed from 923 Generation And Fuel | 1974 | 2022
7958 | 2022 | IL | MEPI GT Facility | 7858 | 4 |  | RE | GT | NG | 54 | 0 | 0 | 0 | 0 | 0 | Distributed from 923 Generation And Fuel | 2000 | 2022
7959 | 2022 | IL | MEPI GT Facility | 7858 | 5 |  | RE | GT | NG | 54 | 0 | 0 | 0 | 0 | 0 | Distributed from 923 Generation And Fuel | 2000 | 2022
7960 | 2022 | IL | Milam Gas Recovery | 50566 | GEN1 |  | OP | IC | NG | 0.8 | 0.918 | 6434.667 | 23164.6159 | 2999.333 | 10797.5124 | Distributed from 923 Generation And Fuel | 1991
7961 | 2022 | IL | Milam Gas Recovery | 50566 | GEN2 |  | OP | IC | NG | 0.8 | 0.918 | 6434.667 | 23164.6159 | 2999.333 | 10797.5124 | Distributed from 923 Generation And Fuel | 1991
7962 | 2022 | IL | Milam Gas Recovery | 50566 | GEN3 |  | OP | IC | NG | 0.8 | 0.918 | 6434.667 | 23164.6159 | 2999.333 | 10797.5124 | Distributed from 923 Generation And Fuel | 1993
7963 | 2022 | IL | Minonk Wind Farm | 57284 | 1 |  | OP | WT | WND | 200 | 0.398 | 696972 | 2509079.1274 | 204832 | 737389.3009 | Distributed from 923 Generation And Fuel | 2012
7964 | 2022 | IL | Moline | 899 | GT1 |  | OP | GT | NG | 18 | 0 | 67 | 241.1981 | 31.25 | 112.4991 | Distributed from 923 Generation And Fuel | 1970
7965 | 2022 | IL | Moline | 899 | GT2 |  | OP | GT | NG | 18 | 0 | 67 | 241.1981 | 31.25 | 112.4991 | Distributed from 923 Generation And Fuel | 1970
7966 | 2022 | IL | Moline | 899 | GT3 |  | OP | GT | NG | 18 | 0 | 67 | 241.1981 | 31.25 | 112.4991 | Distributed from 923 Generation And Fuel | 1970
7967 | 2022 | IL | Moline | 899 | GT4 |  | OP | GT | NG | 18 | 0 | 67 | 241.1981 | 31.25 | 112.4991 | Distributed from 923 Generation And Fuel | 1970
7968 | 2022 | IL | Moline | 899 | HY1 |  | OP | HY | WAT | 0.9 | 0.557 | 4388 | 15796.6736 | 1855.25 | 6678.8466 | Distributed from 923 Generation And Fuel | 1942
7969 | 2022 | IL | Moline | 899 | HY2 |  | OP | HY | WAT | 0.9 | 0.557 | 4388 | 15796.6736 | 1855.25 | 6678.8466 | Distributed from 923 Generation And Fuel | 1942
7970 | 2022 | IL | Moline | 899 | HY3 |  | OP | HY | WAT | 0.9 | 0.557 | 4388 | 15796.6736 | 1855.25 | 6678.8466 | Distributed from 923 Generation And Fuel | 1942
7971 | 2022 | IL | Moline | 899 | HY4 |  | OP | HY | WAT | 0.9 | 0.557 | 4388 | 15796.6736 | 1855.25 | 6678.8466 | Distributed from 923 Generation And Fuel | 1942
7972 | 2022 | IL | Mondelez Global LLC | 54933 | GEN1 |  | OP | GT | NG | 4.7 | 0.654 | 26947 | 97008.4239 | 12561 | 45219.2382 | Distributed from 923 Generation And Fuel | 1995
7973 | 2022 | IL | Mooseheart Power House | 50337 | GEN1 |  | SB | IC | NG | 0.5 | 0 | 0 | 0 | 0 | 0 | Distributed from 923 Generation And Fuel | 1986
7974 | 2022 | IL | Mooseheart Power House | 50337 | GEN2 |  | SB | IC | NG | 0.5 | 0 | 0 | 0 | 0 | 0 | Distributed from 923 Generation And Fuel | 1986
7975 | 2022 | IL | Mooseheart Power House | 50337 | GEN3 |  | SB | IC | NG | 0.3 | 0 | 0 | 0 | 0 | 0 | Distributed from 923 Generation And Fuel | 1986
7976 | 2022 | IL | Mooseheart Power House | 50337 | GEN4 |  | SB | IC | NG | 0.5 | 0 | 0 | 0 | 0 | 0 | Distributed from 923 Generation And Fuel | 1986
7977 | 2022 | IL | Mooseheart School Solar | 63073 | 1817 |  | OP | PV | SUN | 2 | 0.178 | 3115 | 11213.9103 | 1737 | 6253.15 | Distributed from 923 Generation And Fuel | 2020
7978 | 2022 | IL | Moraine CSG | 64789 | MORAI |  | OP | PV | SUN | 2 | 0.268 | 4704 | 16934.2645 | 2623 | 9442.7245 | Distributed from 923 Generation And Fuel | 2021
7979 | 2022 | IL | Morgan Solar 1 CSG | 64741 | MORG1 |  | OP | PV | SUN | 2 | 0.253 | 4426 | 15933.4725 | 2468 | 8884.7289 | Distributed from 923 Generation And Fuel | 2021
7980 | 2022 | IL | Morgan Solar 1b CSG | 64742 | MOR1B |  | OP | PV | SUN | 2 | 0.264 | 4621 | 16635.4669 | 2577 | 9277.1258 | Distributed from 923 Generation And Fuel | 2021
7981 | 2022 | IL | Morgan Solar 2, LLC CSG | 64159 | MRG2 |  | OP | PV | SUN | 2 | 0.245 | 4299 | 15476.2762 | 2397 | 8629.131 | Distributed from 923 Generation And Fuel | 2020
7982 | 2022 | IL | Morgan Solar 4, LLC CSG | 64100 | MORG |  | OP | PV | SUN | 2 | 0.203 | 3558 | 12808.6975 | 1984 | 7142.3429 | Distributed from 923 Generation And Fuel | 2020
7983 | 2022 | IL | Morris Cogeneration LLC | 55216 | STG1 | 3 | OP | CA | NG | 82.9 | 0.054 | 39262 | 141342.0693 | 27278 | 98200.0144 | EIA-923 Generator File | 2000
7984 | 2022 | IL | Morris Cogeneration LLC | 55216 | UNT1 |  | OP | CT | NG | 45.3 | 0.358 | 142116 | 511613.5071 | 49619 | 178626.971 | EIA-923 Generator File | 1998
7985 | 2022 | IL | Morris Cogeneration LLC | 55216 | UNT2 |  | OP | CT | NG | 45.3 | 0.411 | 163209 | 587547.6996 | 96951 | 349020.8078 | EIA-923 Generator File | 1998
7986 | 2022 | IL | Morris Cogeneration LLC | 55216 | UNT3 |  | OP | CT | NG | 45.3 | 0.606 | 240651 | 866336.6693 | 88614 | 319007.8479 | EIA-923 Generator File | 1998
7987 | 2022 | IL | MPEA Energy Center | 55067 | GEN4 |  | SB | IC | DFO | 2 | 0 | 0 | 0 | 0 | 0 | Distributed from 923 Generation And Fuel | 2010
7988 | 2022 | IL | MPEA Energy Center | 55067 | GEN5 |  | SB | IC | DFO | 2 | 0 | 0 | 0 | 0 | 0 | Distributed from 923 Generation And Fuel | 2010
7989 | 2022 | IL | MPEA Energy Center | 55067 | GEN6 |  | SB | IC | DFO | 2 | 0 | 0 | 0 | 0 | 0 | Distributed from 923 Generation And Fuel | 2010
7990 | 2022 | IL | Mt. Morris Solar CSG | 64905 | MTMIL |  | OP | PV | SUN | 2 | 0.182 | 3187 | 11473.1082 | 1777 | 6397.1488 | Distributed from 923 Generation And Fuel | 2020
7991 | 2022 | IL | MTHS Co-Gen Buildings | 58825 | STH1 |  | OP | IC | NG | 0.6 | 0 | 0 | 0 | 0 | 0 | Distributed from 923 Generation And Fuel | 1992
7992 | 2022 | IL | MTHS Co-Gen Buildings | 58825 | STH2 |  | OP | IC | NG | 0.6 | 0 | 0 | 0 | 0 | 0 | Distributed from 923 Generation And Fuel | 1992
7993 | 2022 | IL | Mulligan Solar, LLC | 65349 | MLGAN |  | OP | PV | SUN | 70 | 0.123 | 75511 | 271837.4253 | 49564 | 178428.9726 | Distributed from 923 Generation And Fuel | 2022
7994 | 2022 | IL | Museum of Science and Industry | 58635 | COGEN |  | OP | IC | NG | 1.7 | 0.002 | 36.26 | 130.535 | 16.902 | 60.8467 | Data from EIA-923 Generator File overwritten with distributed data from EIA-923 Generation and Fuel | 2003
7995 | 2022 | IL | Nalco | 50326 | AT1 |  | OP | CT | NG | 4 | 0.401 | 14037 | 50532.7957 | 6542.929 | 23554.356 | EIA-923 Generator File | 1985
7996 | 2022 | IL | Nalco | 50326 | DPOX |  | OS | CA | NG | 0.7 | 0 | 0 | 0 | 0 | 0 | EIA-923 Generator File | 1985
7997 | 2022 | IL | Nelson Energy Center | 55183 | CT1 |  | OP | CT | NG | 181.9 | 0.602 | 958889 | 3451972.7842 | 467161 | 1681766.1459 | EIA-923 Generator File | 2015
7998 | 2022 | IL | Nelson Energy Center | 55183 | CT2 |  | OP | CT | NG | 179.4 | 0.52 | 817230 | 2942004.464 | 423751 | 1525491.3961 | EIA-923 Generator File | 2015
7999 | 2022 | IL | Nelson Energy Center | 55183 | ST1 | 1 | OP | CA | NG | 133.1 | 0.426 | 496138 | 1786082.5113 | 256288 | 922629.419 | EIA-923 Generator File | 2015
8000 | 2022 | IL | Nelson Energy Center | 55183 | ST2 | 1 | OP | CA | NG | 133.1 | 0.359 | 419117 | 1508809.1295 | 227048 | 817366.2611 | EIA-923 Generator File | 2015
8001 | 2022 | IL | Newton | 6017 | 1 | 1 | OP | ST | SUB | 617.4 | 0.649 | 3509803 | 12635189.7185 | 1211356 | 4360846.7132 | EIA-923 Generator File | 1977 | 2027
8002 | 2022 | IL | North Chicago Energy Center | 58328 | GT1 |  | OP | GT | NG | 5.2 | 0.325 | 14793.581 | 53256.4655 | 6895.452 | 24823.4286 | Distributed from 923 Generation And Fuel | 2003
8003 | 2022 | IL | North Chicago Energy Center | 58328 | GT2 |  | OP | GT | NG | 7.2 | 0.325 | 20483.419 | 73739.7185 | 9547.548 | 34370.8978 | Distributed from 923 Generation And Fuel | 2005
8004 | 2022 | IL | North Ninth Street | 960 | 1 |  | OP | IC | DFO | 0.3 | 0.011 | 28.474 | 102.5056 | 26.351 | 94.8628 | Distributed from 923 Generation And Fuel | 1940
8005 | 2022 | IL | North Ninth Street | 960 | 10 |  | OP | IC | NG | 2.5 | 0.011 | 237.281 | 854.2048 | 219.591 | 790.5213 | Distributed from 923 Generation And Fuel | 1989
8006 | 2022 | IL | North Ninth Street | 960 | 3 |  | OP | IC | NG | 2.5 | 0.011 | 237.281 | 854.2048 | 219.591 | 790.5213 | Distributed from 923 Generation And Fuel | 1956
8007 | 2022 | IL | North Ninth Street | 960 | 4 |  | OP | IC | DFO | 1 | 0.011 | 94.912 | 341.6805 | 87.836 | 316.2071 | Distributed from 923 Generation And Fuel | 1946
8008 | 2022 | IL | North Ninth Street | 960 | 6 |  | OP | IC | NG | 2.5 | 0.011 | 237.281 | 854.2048 | 219.591 | 790.5213 | Distributed from 923 Generation And Fuel | 1954
8009 | 2022 | IL | North Ninth Street | 960 | 7 |  | OP | IC | NG | 3.8 | 0.011 | 360.667 | 1298.3908 | 333.778 | 1201.5912 | Distributed from 923 Generation And Fuel | 1967
8010 | 2022 | IL | North Ninth Street | 960 | 8 |  | OP | IC | DFO | 1 | 0.011 | 94.912 | 341.6805 | 87.836 | 316.2071 | Distributed from 923 Generation And Fuel | 1949
8011 | 2022 | IL | North Ninth Street | 960 | 9 |  | OP | IC | NG | 3.5 | 0.011 | 332.193 | 1195.8852 | 307.427 | 1106.7283 | Distributed from 923 Generation And Fuel | 1989
8012 | 2022 | IL | North Ninth Street | 960 | SOL1 |  | OP | PV | SUN | 0.3 | 0.099 | 260 | 935.9925 | 132 | 475.1962 | Distributed from 923 Generation And Fuel | 2014
8013 | 2022 | IL | Northeastern Illinois University Cogen | 58245 | GEN1 |  | SB | IC | NG | 0.8 | 0 | 2.695 | 9.7019 | 1.256 | 4.5216 | Data from EIA-923 Generator File overwritten with distributed data from EIA-923 Generation and Fuel | 1995
8014 | 2022 | IL | Northeastern Illinois University Cogen | 58245 | GEN2 |  | SB | IC | NG | 0.8 | 0 | 2.695 | 9.7019 | 1.256 | 4.5216 | Data from EIA-923 Generator File overwritten with distributed data from EIA-923 Generation and Fuel | 1995
8015 | 2022 | IL | Northeastern Illinois University Cogen | 58245 | GEN3 |  | SB | IC | NG | 0.8 | 0 | 2.695 | 9.7019 | 1.256 | 4.5216 | Data from EIA-923 Generator File overwritten with distributed data from EIA-923 Generation and Fuel | 1995
8016 | 2022 | IL | Northeastern Illinois University Cogen | 58245 | GEN4 |  | SB | IC | NG | 0.8 | 0 | 2.695 | 9.7019 | 1.256 | 4.5216 | Data from EIA-923 Generator File overwritten with distributed data from EIA-923 Generation and Fuel | 1995
8017 | 2022 | IL | Northern Cardinal Solar SCS IL 1, LLC | 65412 | 20213 |  | OP | PV | SUN | 10 | 0.202 | 17667 | 63600.6912 | 9853 | 35470.5162 | Distributed from 923 Generation And Fuel | 2021
8018 | 2022 | IL | NorthropGrummanSolar(Rolling Meadows,IL) | 64918 | NGCIL |  | OP | PV | SUN | 1.1 | 0.156 | 1500 | 5399.9568 | 837 | 3013.1759 | Distributed from 923 Generation And Fuel | 2020
8019 | 2022 | IL | Northwest Community Hospital | 59847 | 1 |  | OP | IC | NG | 1.1 | 0.038 | 362 | 1303.1896 | 168.75 | 607.4951 | Distributed from 923 Generation And Fuel | 1996
8020 | 2022 | IL | Northwest Community Hospital | 59847 | 2 |  | OP | IC | NG | 1.1 | 0.038 | 362 | 1303.1896 | 168.75 | 607.4951 | Distributed from 923 Generation And Fuel | 1996
8021 | 2022 | IL | Northwest Community Hospital | 59847 | 3 |  | OP | IC | NG | 1.1 | 0.038 | 362 | 1303.1896 | 168.75 | 607.4951 | Distributed from 923 Generation And Fuel | 1996
8022 | 2022 | IL | Northwest Community Hospital | 59847 | 4 |  | OP | IC | NG | 1.1 | 0.038 | 362 | 1303.1896 | 168.75 | 607.4951 | Distributed from 923 Generation And Fuel | 1996
8023 | 2022 | IL | Nostrand | 63991 | NOS |  | OP | PV | SUN | 2 | 0.243 | 4263 | 15346.6772 | 2377 | 8557.1315 | Distributed from 923 Generation And Fuel | 2021
8024 | 2022 | IL | NRG Rockford I | 55238 | 0001 |  | OP | GT | NG | 158 | 0.029 | 39619 | 142627.259 | 18467 | 66480.6682 | Distributed from 923 Generation And Fuel | 2000
8025 | 2022 | IL | NRG Rockford I | 55238 | 0002 |  | OP | GT | NG | 158 | 0.029 | 39619 | 142627.259 | 18467 | 66480.6682 | Distributed from 923 Generation And Fuel | 2000
8026 | 2022 | IL | NRG Rockford II Energy Center | 55936 | GT3 |  | OP | GT | NG | 168 | 0.042 | 61887 | 222791.4177 | 59343 | 213633.0909 | Distributed from 923 Generation And Fuel | 2002
8027 | 2022 | IL | OE IL Solar 3 | 66082 | 14850 |  | OP | PV | SUN | 2 | 0.186 | 3261 | 11739.5061 | 2036 | 7329.5414 | Distributed from 923 Generation And Fuel | 2022
8028 | 2022 | IL | Old Trail Wind Farm | 56614 | 2 |  | OP | WT | WND | 213.8 | 0.327 | 612235 | 2204028.3678 | 161381 | 580966.9523 | Distributed from 923 Generation And Fuel | 2007
8029 | 2022 | IL | Olmstead II CSG | 64735 | OLMS2 |  | OP | PV | SUN | 2 | 0.234 | 4103 | 14770.6818 | 2288 | 8236.7341 | Distributed from 923 Generation And Fuel | 2021
8030 | 2022 | IL | Olney Solar II CSG | 64043 | 6778 |  | OP | PV | SUN | 2 | 0.255 | 4459 | 16052.2716 | 2487 | 8953.1284 | Distributed from 923 Generation And Fuel | 2021
8031 | 2022 | IL | Orchard Hills Renewable Energy Station | 59792 | 1 |  | RE | IC | LFG | 2.7 | 0.086 | 2033.333 | 7319.9402 | 0 | 0 | Distributed from 923 Generation And Fuel | 2016 | 2022
8032 | 2022 | IL | Orchard Hills Renewable Energy Station | 59792 | 2 |  | RE | IC | LFG | 2.7 | 0.086 | 2033.333 | 7319.9402 | 0 | 0 | Distributed from 923 Generation And Fuel | 2016 | 2022
8033 | 2022 | IL | Orchard Hills Renewable Energy Station | 59792 | 3 |  | RE | IC | LFG | 2.7 | 0.086 | 2033.333 | 7319.9402 | 0 | 0 | Distributed from 923 Generation And Fuel | 2016 | 2022
8034 | 2022 | IL | Orchard Hills Renewable Energy Station | 59792 | 4 |  | RE | IC | LFG | 2.7 | 0.086 | 2033.333 | 7319.9402 | 0 | 0 | Distributed from 923 Generation And Fuel | 2016 | 2022
8035 | 2022 | IL | Orchard Hills Renewable Energy Station | 59792 | 5 |  | RE | IC | LFG | 2.7 | 0.086 | 2033.333 | 7319.9402 | 0 | 0 | Distributed from 923 Generation And Fuel | 2016 | 2022
8036 | 2022 | IL | Orchard Hills Renewable Energy Station | 59792 | 6 |  | RE | IC | LFG | 2.7 | 0.086 | 2033.333 | 7319.9402 | 0 | 0 | Distributed from 923 Generation And Fuel | 2016 | 2022
8037 | 2022 | IL | Otter Creek Wind Farm LLC | 61344 | WT1 |  | OP | WT | WND | 150 | 0.393 | 516449 | 1859201.5264 | 147441 | 530783.3537 | Distributed from 923 Generation And Fuel | 2020
8038 | 2022 | IL | Pearl Station | 6238 | GT1 |  | OP | GT | DFO | 24 | 0.002 | 412 | 1483.1881 | 127 | 457.1963 | Distributed from 923 Generation And Fuel | 1973
8039 | 2022 | IL | Peru (IL) | 955 | 11 |  | OP | IC | DFO | 2.7 | 0.001 | 33.286 | 119.8286 | 19.714 | 70.9698 | Distributed from 923 Generation And Fuel | 2011
8040 | 2022 | IL | Peru (IL) | 955 | 12 |  | OP | IC | DFO | 2.7 | 0.001 | 33.286 | 119.8286 | 19.714 | 70.9698 | Distributed from 923 Generation And Fuel | 2011
8041 | 2022 | IL | Peru (IL) | 955 | 13 |  | OP | IC | DFO | 2.7 | 0.001 | 33.286 | 119.8286 | 19.714 | 70.9698 | Distributed from 923 Generation And Fuel | 2011
8042 | 2022 | IL | Peru (IL) | 955 | 14 |  | OP | IC | DFO | 2.7 | 0.001 | 33.286 | 119.8286 | 19.714 | 70.9698 | Distributed from 923 Generation And Fuel | 2011
8043 | 2022 | IL | Peru (IL) | 955 | 15 |  | OP | IC | DFO | 2.7 | 0.001 | 33.286 | 119.8286 | 19.714 | 70.9698 | Distributed from 923 Generation And Fuel | 2011
8044 | 2022 | IL | Peru (IL) | 955 | 16 |  | OP | IC | DFO | 2.7 | 0.001 | 33.286 | 119.8286 | 19.714 | 70.9698 | Distributed from 923 Generation And Fuel | 2011
8045 | 2022 | IL | Peru (IL) | 955 | 17 |  | OP | IC | DFO | 2.7 | 0.001 | 33.286 | 119.8286 | 19.714 | 70.9698 | Distributed from 923 Generation And Fuel | 2011
8046 | 2022 | IL | Peru (IL) | 955 | GT1 |  | OP | GT | JF | 10 | 0 | 29 | 104.3992 | 17 | 61.1995 | Distributed from 923 Generation And Fuel | 1968
8047 | 2022 | IL | Peru (IL) | 955 | HC1 |  | OP | HY | WAT | 1.9 | 0.471 | 7844.5 | 28239.9741 | 3718 | 13384.6929 | Distributed from 923 Generation And Fuel | 1996
8048 | 2022 | IL | Peru (IL) | 955 | HC2 |  | OP | HY | WAT | 1.9 | 0.471 | 7844.5 | 28239.9741 | 3718 | 13384.6929 | Distributed from 923 Generation And Fuel | 1996
8049 | 2022 | IL | Peru (IL) | 955 | HC3 |  | OP | HY | WAT | 1.9 | 0.471 | 7844.5 | 28239.9741 | 3718 | 13384.6929 | Distributed from 923 Generation And Fuel | 1996
8050 | 2022 | IL | Peru (IL) | 955 | HC4 |  | OP | HY | WAT | 1.9 | 0.471 | 7844.5 | 28239.9741 | 3718 | 13384.6929 | Distributed from 923 Generation And Fuel | 1996
8051 | 2022 | IL | Peterman II | 63989 | PETE |  | OP | PV | SUN | 2 | 0.209 | 3662 | 13183.0945 | 2042 | 7351.1412 | Distributed from 923 Generation And Fuel | 2021
8052 | 2022 | IL | Phoenix Solar South Farms LLC Solar Farm | 62735 | M1358 |  | OP | PV | SUN | 4.7 | 0.177 | 7276 | 26193.3905 | 3870 | 13931.8885 | Distributed from 923 Generation And Fuel | 2015
8053 | 2022 | IL | Pike County Wind Power | 56376 | WTG1 |  | OP | WT | WND | 1.7 | 0.217 | 3236 | 11649.5068 | 951 | 3423.5726 | Distributed from 923 Generation And Fuel | 2005
8054 | 2022 | IL | Pilot Hill Wind Farm | 58898 | K4-1 |  | OP | WT | WND | 175 | 0.446 | 683633 | 2461059.1115 | 200912 | 723277.4138 | Distributed from 923 Generation And Fuel | 2015
8055 | 2022 | IL | Pinckneyville | 55202 | 1 |  | OP | GT | NG | 45 | 0.009 | 3679.697 | 13246.8032 | 3541.855 | 12750.576 | Distributed from 923 Generation And Fuel | 2000
8056 | 2022 | IL | Pinckneyville | 55202 | 2 |  | OP | GT | NG | 45 | 0.009 | 3679.697 | 13246.8032 | 3541.855 | 12750.576 | Distributed from 923 Generation And Fuel | 2000
8057 | 2022 | IL | Pinckneyville | 55202 | 3 |  | OP | GT | NG | 45 | 0.009 | 3679.697 | 13246.8032 | 3541.855 | 12750.576 | Distributed from 923 Generation And Fuel | 2000
8058 | 2022 | IL | Pinckneyville | 55202 | 4 |  | OP | GT | NG | 45 | 0.009 | 3679.697 | 13246.8032 | 3541.855 | 12750.576 | Distributed from 923 Generation And Fuel | 2000
8059 | 2022 | IL | Pinckneyville | 55202 | 5 |  | OP | GT | NG | 50 | 0.009 | 4088.553 | 14718.6731 | 3935.395 | 14167.3087 | Distributed from 923 Generation And Fuel | 2001
8060 | 2022 | IL | Pinckneyville | 55202 | 6 |  | OP | GT | NG | 50 | 0.009 | 4088.553 | 14718.6731 | 3935.395 | 14167.3087 | Distributed from 923 Generation And Fuel | 2001
8061 | 2022 | IL | Pinckneyville | 55202 | 7 |  | OP | GT | NG | 50 | 0.009 | 4088.553 | 14718.6731 | 3935.395 | 14167.3087 | Distributed from 923 Generation And Fuel | 2001
8062 | 2022 | IL | Pinckneyville | 55202 | 8 |  | OP | GT | NG | 50 | 0.009 | 4088.553 | 14718.6731 | 3935.395 | 14167.3087 | Distributed from 923 Generation And Fuel | 2001
8063 | 2022 | IL | Pine Road Solar, LLC CSG | 64439 | PINE |  | OP | PV | SUN | 2 | 0.219 | 3839 | 13820.2894 | 2141 | 7707.5383 | Distributed from 923 Generation And Fuel | 2021
8064 | 2022 | IL | Pioneer Trail Wind Farm, LLC | 57675 | PTWF |  | OP | WT | WND | 150.4 | 0.383 | 504336 | 1815595.0752 | 148219 | 533584.1313 | Distributed from 923 Generation And Fuel | 2011
8065 | 2022 | IL | Pontiac | 64414 | PONTC |  | OP | PV | SUN | 2 | 0.214 | 3750 | 13499.892 | 2091 | 7527.5398 | Distributed from 923 Generation And Fuel | 2021
8066 | 2022 | IL | Powerton | 879 | 5 | 2 | OP | ST | SUB | 892.8 | 0.317 | 2482180 | 8935776.5138 | 1028232 | 3701605.5872 | EIA-923 Generator File | 1972
8067 | 2022 | IL | Powerton | 879 | 6 | 2 | OP | ST | SUB | 892.8 | 0.334 | 2612724 | 9405731.1542 | 1121736 | 4038217.2943 | EIA-923 Generator File | 1975
8068 | 2022 | IL | Prairie State Generating Station | 55856 | PC1 | 1 | OP | ST | BIT | 883 | 0.791 | 6119139 | 22028724.1702 | 2492942 | 8974519.4038 | EIA-923 Generator File | 2012
8069 | 2022 | IL | Prairie State Generating Station | 55856 | PC2 | 1 | OP | ST | BIT | 883 | 0.71 | 5489749 | 19762938.2965 | 2768987 | 9968273.4538 | EIA-923 Generator File | 2012
8070 | 2022 | IL | Prairie State Solar Project | 62420 | PSS01 |  | OP | PV | SUN | 99 | 0.268 | 232455 | 836831.3053 | 128887 | 463989.4881 | Distributed from 923 Generation And Fuel | 2021
8071 | 2022 | IL | Prairie View IL | 57406 | GEN1 |  | RE | IC | LFG | 1.6 | 0.488 | 6841 | 24627.403 | 2800.667 | 10082.3205 | Distributed from 923 Generation And Fuel | 2011 | 2022
8072 | 2022 | IL | Prairie View IL | 57406 | GEN2 |  | RE | IC | LFG | 1.6 | 0.488 | 6841 | 24627.403 | 2800.667 | 10082.3205 | Distributed from 923 Generation And Fuel | 2011 | 2022
8073 | 2022 | IL | Prairie View IL | 57406 | GEN3 |  | RE | IC | LFG | 1.6 | 0.488 | 6841 | 24627.403 | 2800.667 | 10082.3205 | Distributed from 923 Generation And Fuel | 2011 | 2022
8074 | 2022 | IL | Prairie Wolf Solar LLC | 62893 | PWOLF |  | OP | PV | SUN | 200 | 0.228 | 400197 | 1440697.6744 | 226764 | 816343.8692 | Distributed from 923 Generation And Fuel | 2021
8075 | 2022 | IL | Presence Saint Mary of Nazareth Hospital | 54886 | GEN1 |  | SB | IC | NG | 0.8 | 0 | 3.238 | 11.6567 | 1.143 | 4.1148 | Distributed from 923 Generation And Fuel | 1993
8076 | 2022 | IL | Presence Saint Mary of Nazareth Hospital | 54886 | GEN3 |  | SB | IC | NG | 0.8 | 0 | 3.238 | 11.6567 | 1.143 | 4.1148 | Distributed from 923 Generation And Fuel | 1993
8077 | 2022 | IL | Presence Saint Mary of Nazareth Hospital | 54886 | GEN4 |  | SB | IC | DFO | 0.9 | 0 | 3.643 | 13.1147 | 1.286 | 4.6296 | Distributed from 923 Generation And Fuel | 1993
8078 | 2022 | IL | Presence Saint Mary of Nazareth Hospital | 54886 | GEN5 |  | SB | IC | DFO | 0.9 | 0 | 3.643 | 13.1147 | 1.286 | 4.6296 | Distributed from 923 Generation And Fuel | 1993
8079 | 2022 | IL | Presence Saint Mary of Nazareth Hospital | 54886 | GEN6 |  | SB | IC | DFO | 0.8 | 0 | 3.238 | 11.6567 | 1.143 | 4.1148 | Distributed from 923 Generation And Fuel | 2006
8080 | 2022 | IL | Pretzel CSG | 64971 | PRETZ |  | OP | PV | SUN | 2 | 0.124 | 2168 | 7804.7376 | 1354 | 4874.361 | Distributed from 923 Generation And Fuel | 2022
8081 | 2022 | IL | Primient Decatur Plant Cogen | 10867 | GEN1 | 4 | OP | ST | NG | 64.8 | 0.5 | 283825 | 1021761.8259 | 135284 | 487018.5039 | EIA-923 Generator File | 1989
8082 | 2022 | IL | Princeton (IL) | 957 | 1 |  | SB | IC | NG | 2.3 | 0.001 | 27.855 | 100.2772 | 12.987 | 46.7528 | Distributed from 923 Generation And Fuel | 1953
8083 | 2022 | IL | Princeton (IL) | 957 | 2 |  | SB | IC | NG | 3 | 0.001 | 36.332 | 130.7942 | 16.939 | 60.9799 | Distributed from 923 Generation And Fuel | 1958
8084 | 2022 | IL | Princeton (IL) | 957 | 3 |  | SB | IC | NG | 3.4 | 0.001 | 41.177 | 148.236 | 19.198 | 69.1122 | Distributed from 923 Generation And Fuel | 1965
8085 | 2022 | IL | Princeton (IL) | 957 | 4 |  | SB | IC | NG | 3.4 | 0.001 | 41.177 | 148.236 | 19.198 | 69.1122 | Distributed from 923 Generation And Fuel | 1965
8086 | 2022 | IL | Princeton (IL) | 957 | 5 |  | SB | IC | NG | 4.4 | 0.001 | 53.288 | 191.8353 | 24.844 | 89.4377 | Distributed from 923 Generation And Fuel | 1971
8087 | 2022 | IL | Princeton (IL) | 957 | 6 |  | SB | IC | NG | 5.6 | 0.001 | 67.821 | 244.1536 | 31.62 | 113.8311 | Distributed from 923 Generation And Fuel | 1971
8088 | 2022 | IL | Princeton (IL) | 957 | 7 |  | SB | IC | NG | 7 | 0.001 | 84.776 | 305.1912 | 39.525 | 142.2889 | Distributed from 923 Generation And Fuel | 1976
8089 | 2022 | IL | Princeton (IL) | 957 | 8 |  | SB | IC | NG | 8.8 | 0.001 | 106.575 | 383.6669 | 49.689 | 178.879 | Distributed from 923 Generation And Fuel | 1976
8090 | 2022 | IL | Prophet CSG | 64972 | PROPH |  | OP | PV | SUN | 2 | 0.231 | 4055 | 14597.8832 | 2261 | 8139.5349 | Distributed from 923 Generation And Fuel | 2021
8091 | 2022 | IL | Providence Heights Wind LLC | 56622 | 1 |  | OP | WT | WND | 72 | 0.272 | 171520 | 617467.0603 | 50408 | 181467.3483 | Distributed from 923 Generation And Fuel | 2008
8092 | 2022 | IL | Quad Cities Generating Station | 880 | 1 | 1 | OP | ST | NUC | 1009.3 | 0.855 | 7561123.5 | 27219826.8414 | 3315168.5 | 11934511.1239 | Distributed from 923 Generation And Fuel | 1972
8093 | 2022 | IL | Quad Cities Generating Station | 880 | 2 | 1 | OP | ST | NUC | 1009.3 | 0.855 | 7561123.5 | 27219826.8414 | 3315168.5 | 11934511.1239 | Distributed from 923 Generation And Fuel | 1972
8094 | 2022 | IL | Raccoon Creek Energy Center | 55417 | CT01 |  | OP | GT | NG | 114 | 0.001 | 662.5 | 2384.9809 | 450.75 | 1622.687 | Distributed from 923 Generation And Fuel | 2002
8095 | 2022 | IL | Raccoon Creek Energy Center | 55417 | CT02 |  | OP | GT | NG | 114 | 0.001 | 662.5 | 2384.9809 | 450.75 | 1622.687 | Distributed from 923 Generation And Fuel | 2002
8096 | 2022 | IL | Raccoon Creek Energy Center | 55417 | CT03 |  | OP | GT | NG | 114 | 0.001 | 662.5 | 2384.9809 | 450.75 | 1622.687 | Distributed from 923 Generation And Fuel | 2002
8097 | 2022 | IL | Raccoon Creek Energy Center | 55417 | CT04 |  | OP | GT | NG | 114 | 0.001 | 662.5 | 2384.9809 | 450.75 | 1622.687 | Distributed from 923 Generation And Fuel | 2002
8098 | 2022 | IL | Radfords Run Wind Farm | 59061 | WT1 |  | OP | WT | WND | 278 | 0.485 | 1182122 | 4255605.1552 | 347979 | 1252714.3783 | Distributed from 923 Generation And Fuel | 2017
8099 | 2022 | IL | Rail Splitter Wind Farm | 56856 | GEN1 |  | OP | WT | WND | 100.5 | 0.329 | 289524 | 1042278.0618 | 85088 | 306314.3495 | Distributed from 923 Generation And Fuel | 2009
8100 | 2022 | IL | Rantoul | 958 | 10 |  | OP | IC | DFO | 1.8 | 0.001 | 21.125 | 76.0494 | 10.125 | 36.4497 | Distributed from 923 Generation And Fuel | 2000
8101 | 2022 | IL | Rantoul | 958 | 11 |  | OP | IC | DFO | 1.8 | 0.001 | 21.125 | 76.0494 | 10.125 | 36.4497 | Distributed from 923 Generation And Fuel | 2000
8102 | 2022 | IL | Rantoul | 958 | 12 |  | OP | IC | DFO | 1.8 | 0.001 | 21.125 | 76.0494 | 10.125 | 36.4497 | Distributed from 923 Generation And Fuel | 2000
8103 | 2022 | IL | Rantoul | 958 | 13 |  | OP | IC | DFO | 1.8 | 0.001 | 21.125 | 76.0494 | 10.125 | 36.4497 | Distributed from 923 Generation And Fuel | 2000
8104 | 2022 | IL | Rantoul | 958 | 14 |  | OP | IC | DFO | 1.8 | 0.001 | 21.125 | 76.0494 | 10.125 | 36.4497 | Distributed from 923 Generation And Fuel | 2000
8105 | 2022 | IL | Rantoul | 958 | 15 |  | OP | IC | DFO | 1.8 | 0.001 | 21.125 | 76.0494 | 10.125 | 36.4497 | Distributed from 923 Generation And Fuel | 2001
8106 | 2022 | IL | Rantoul | 958 | 16 |  | OP | IC | DFO | 1.8 | 0.001 | 21.125 | 76.0494 | 10.125 | 36.4497 | Distributed from 923 Generation And Fuel | 2001
8107 | 2022 | IL | Rantoul | 958 | 9 |  | OP | IC | DFO | 1.8 | 0.001 | 21.125 | 76.0494 | 10.125 | 36.4497 | Distributed from 923 Generation And Fuel | 2000
8108 | 2022 | IL | Rantoul Solar | 62451 | RANTL |  | OP | PV | SUN | 2 | 0.184 | 3219 | 11588.3073 | 1795 | 6461.9483 | Distributed from 923 Generation And Fuel | 2016
8109 | 2022 | IL | Red Bud | 959 | 1 |  | OP | IC | DFO | 2.4 | 0 | 8.8 | 31.6797 | 2.72 | 9.7919 | Distributed from 923 Generation And Fuel | 1968
8110 | 2022 | IL | Red Bud | 959 | 2 |  | OP | IC | DFO | 1.1 | 0 | 4.033 | 14.5187 | 1.247 | 4.4892 | Distributed from 923 Generation And Fuel | 1959
8111 | 2022 | IL | Red Bud | 959 | 3 |  | OP | IC | DFO | 2.4 | 0 | 8.8 | 31.6797 | 2.72 | 9.7919 | Distributed from 923 Generation And Fuel | 1964
8112 | 2022 | IL | Red Bud | 959 | 4 |  | OP | IC | DFO | 3.5 | 0 | 12.833 | 46.1984 | 3.967 | 14.2811 | Distributed from 923 Generation And Fuel | 1973
8113 | 2022 | IL | Red Bud | 959 | 7 |  | OP | IC | DFO | 2.8 | 0 | 10.267 | 36.9609 | 3.173 | 11.4227 | Distributed from 923 Generation And Fuel | 2002
8114 | 2022 | IL | Red Bud | 959 | 8 |  | OP | IC | DFO | 2.8 | 0 | 10.267 | 36.9609 | 3.173 | 11.4227 | Distributed from 923 Generation And Fuel | 2002
8115 | 2022 | IL | Reed Road Solar | 63071 | 1822 |  | OP | PV | SUN | 1.3 | 0.18 | 2047 | 7369.141 | 1142 | 4111.1671 | Distributed from 923 Generation And Fuel | 2020
8116 | 2022 | IL | Reynolds | 965 | 1 |  | OP | GT | DFO | 17.5 | 0.001 | 147 | 529.1958 | 45 | 161.9987 | Distributed from 923 Generation And Fuel | 1970
8117 | 2022 | IL | Ridge Farm | 63952 | RIDGE |  | OP | PV | SUN | 2 | 0.243 | 4253 | 15310.6775 | 2372 | 8539.1317 | Distributed from 923 Generation And Fuel | 2020
8118 | 2022 | IL | Rochelle Energy Center | 58377 | REC1 |  | OP | IC | LFG | 1.6 | 0.494 | 6923.667 | 24925.0018 | 2832.667 | 10197.5196 | Distributed from 923 Generation And Fuel | 2011
8119 | 2022 | IL | Rochelle Energy Center | 58377 | REC2 |  | OS | IC | LFG | 1.6 | 0.494 | 6923.667 | 24925.0018 | 2832.667 | 10197.5196 | Distributed from 923 Generation And Fuel | 2011
8120 | 2022 | IL | Rochelle Energy Center | 58377 | REC3 |  | OP | IC | LFG | 1.6 | 0.494 | 6923.667 | 24925.0018 | 2832.667 | 10197.5196 | Distributed from 923 Generation And Fuel | 2011
8121 | 2022 | IL | Rockford CS 1 | 65731 | 29197 |  | OP | PV | SUN | 2 | 0.233 | 4079 | 14684.2825 | 2275 | 8189.9345 | Distributed from 923 Generation And Fuel | 2021
8122 | 2022 | IL | Rockford CS 2 | 65732 | 29198 |  | OP | PV | SUN | 2 | 0.226 | 3959 | 14252.286 | 2208 | 7948.7364 | Distributed from 923 Generation And Fuel | 2021
8123 | 2022 | IL | Rockford CSG | 64415 | ROCKF |  | OP | PV | SUN | 2 | 0.227 | 3982 | 14335.0853 | 2221 | 7995.536 | Distributed from 923 Generation And Fuel | 2021
8124 | 2022 | IL | Rockford Solar | 66085 | 16682 |  | OP | PV | SUN | 2 | 0.176 | 3075 | 11069.9114 | 1715 | 6173.9506 | Distributed from 923 Generation And Fuel | 2021
8125 | 2022 | IL | Rockford Solar Farm | 58643 | 1 |  | OP | PV | SUN | 2.6 | 0.171 | 3901 | 14043.4877 | 2176 | 7833.5373 | Distributed from 923 Generation And Fuel | 2012
8126 | 2022 | IL | Rockton | 903 | 1 |  | OP | HY | WAT | 0.6 | 0.728 | 3824.182 | 13766.9451 | 1616.727 | 5820.1706 | Distributed from 923 Generation And Fuel | 1929
8127 | 2022 | IL | Rockton | 903 | 2 |  | OP | HY | WAT | 0.5 | 0.728 | 3186.818 | 11472.453 | 1347.273 | 4850.144 | Distributed from 923 Generation And Fuel | 1929
8128 | 2022 | IL | Rocky Road Power LLC | 55109 | T4 |  | OP | GT | NG | 122.4 | 0.005 | 5250.386 | 18901.2384 | 4783.763 | 17221.409 | Distributed from 923 Generation And Fuel | 2000
8129 | 2022 | IL | Rocky Road Power LLC | 55109 | TG1 |  | OP | GT | NG | 125.8 | 0.005 | 5396.23 | 19426.2726 | 4916.645 | 17699.7804 | Distributed from 923 Generation And Fuel | 1999
8130 | 2022 | IL | Rocky Road Power LLC | 55109 | TG2 |  | OP | GT | NG | 125.8 | 0.005 | 5396.23 | 19426.2726 | 4916.645 | 17699.7804 | Distributed from 923 Generation And Fuel | 1999
8131 | 2022 | IL | Rocky Road Power LLC | 55109 | TG3 |  | OP | GT | NG | 41.5 | 0.005 | 1780.155 | 6408.5067 | 1621.946 | 5838.9589 | Distributed from 923 Generation And Fuel | 1999
8132 | 2022 | IL | Route 76 Boone Solar 1 | 64018 | 7724 |  | OP | PV | SUN | 2 | 0.183 | 3202 | 11527.1078 | 1786 | 6429.5486 | Distributed from 923 Generation And Fuel | 2020
8133 | 2022 | IL | Saint Francis Hospital | 50952 | GEN1 |  | RE | IC | NG | 0.8 |  | GENYRONL: 1990; GENYRRET: 2022
8134 | 2022 | IL | Saint Francis Hospital | 50952 | GEN2 |  | RE | IC | NG | 0.8 |  | GENYRONL: 1990; GENYRRET: 2022
8135 | 2022 | IL | Sandoval | 64416 | SANDL |  | OP | PV | SUN | 2 | 0.249 | 4368 | 15724.6742 | 2436 | 8769.5298 | Distributed from 923 Generation And Fuel | 2021
8136 | 2022 | IL | Schulte 2 Community Solar | 64257 | SCHU |  | OP | PV | SUN | 2 | 0.208 | 3638 | 13096.6952 | 2029 | 7304.3416 | Distributed from 923 Generation And Fuel | 2020
8137 | 2022 | IL | SCS American Bottoms 009885 Sauget, LLC | 64362 | 30004 |  | OP | PV | SUN | 1.8 | 0.18 | 2842 | 10231.1182 | 1585 | 5705.9544 | Distributed from 923 Generation And Fuel | 2020
8138 | 2022 | IL | SCS Beltway 011754 Rock Falls, LLC | 64364 | 30005 |  | OP | PV | SUN | 1 | 0.193 | 1687 | 6073.1514 | 941 | 3387.5729 | Distributed from 923 Generation And Fuel | 2020
8139 | 2022 | IL | SCS COUNTY 012631 Champaign, LLC | 65417 | 20216 |  | OP | PV | SUN | 2 | 0.094 | 1643 | 5914.7527 | 916 | 3297.5736 | Distributed from 923 Generation And Fuel | 2021
8140 | 2022 | IL | SCS Galena 012589 Peoria, LLC | 65415 | 20218 |  | OP | PV | SUN | 2 | 0.215 | 3762 | 13543.0917 | 2098 | 7552.7396 | Distributed from 923 Generation And Fuel | 2021
8141 | 2022 | IL | SCS Plainfield 011755 Naperville, LLC | 65414 | 20212 |  | OP | PV | SUN | 1 | 0.187 | 1642 | 5911.1527 | 916 | 3297.5736 | Distributed from 923 Generation And Fuel | 2021
8142 | 2022 | IL | SCS West Fairchild 011958 Danville, LLC | 65413 | 20217 |  | OP | PV | SUN | 1.6 | 0.187 | 2614 | 9410.3247 | 1458 | 5248.758 | Distributed from 923 Generation And Fuel | 2021
8143 | 2022 | IL | Segunda II (CSG) | 64732 | SEGU2 |  | OP | PV | SUN | 2 | 0.229 | 4011 | 14439.4845 | 2237 | 8053.1356 | Distributed from 923 Generation And Fuel | 2021
8144 | 2022 | IL | Settlers Hill Gas Recovery | 50563 | GEN1 |  | OP | GT | LFG | 3 | 0.445 | 11686.5 | 42071.0634 | 4781 | 17211.4623 | Distributed from 923 Generation And Fuel | 1988
8145 | 2022 | IL | Settlers Hill Gas Recovery | 50563 | GEN2 |  | OP | GT | LFG | 3 | 0.445 | 11686.5 | 42071.0634 | 4781 | 17211.4623 | Distributed from 923 Generation And Fuel | 1998
8146 | 2022 | IL | Settlers Trail Wind Farm LLC | 57493 | STWF |  | OP | WT | WND | 150.4 | 0.272 | 358860 | 1291885.6649 | 105465 | 379670.9626 | Distributed from 923 Generation And Fuel | 2011
8147 | 2022 | IL | Shady Oaks Wind Farm | 57964 | 1 |  | OP | WT | WND | 109.5 | 0.378 | 362201 | 1303913.1687 | 106447 | 383206.1344 | Distributed from 923 Generation And Fuel | 2012
8148 | 2022 | IL | SIUC | 57928 | EMER |  | SB | IC | DFO | 1.6 | 0 | 0 | 0 | 0 | 0 | Distributed from 923 Generation And Fuel | 1998
8149 | 2022 | IL | SIUC | 57928 | GEN5 |  | OP | ST | BIT | 3.5 | 0.23 | 7044 | 25358.1971 | 3775 | 13589.8913 | EIA-923 Generator File | 1998
8150 | 2022 | IL | Slidematic at Rockford | 64628 | SLIDE |  | OP | PV | SUN | 1.8 | 0.159 | 2507 | 9025.1278 | 1565 | 5633.9549 | Distributed from 923 Generation And Fuel | 2022
8151 | 2022 | IL | Solar Star Urbana Landfill Central | 66079 | 20824 |  | OP | PV | SUN | 1.9 | 0.203 | 3385 | 12185.9025 | 1888 | 6796.7456 | Distributed from 923 Generation And Fuel | 2021
8152 | 2022 | IL | Solar Star Urbana Landfill East | 66078 | 18952 |  | OP | PV | SUN | 1.9 | 0.19 | 3155 | 11357.9091 | 1759 | 6332.3493 | Distributed from 923 Generation And Fuel | 2021
8153 | 2022 | IL | Somonauk Road Solar 1 | 64013 | 6344 |  | OP | PV | SUN | 2 | 0.227 | 3982 | 14335.0853 | 2221 | 7995.536 | Distributed from 923 Generation And Fuel | 2021
8154 | 2022 | IL | South Main Street | 961 | 1 |  | SB | IC | NG | 2.5 | 0.008 | 183.386 | 660.1843 | 56.329 | 202.7828 | Distributed from 923 Generation And Fuel | 1967
8155 | 2022 | IL | South Main Street | 961 | 13 |  | SB | IC | DFO | 1.8 | 0.008 | 132.038 | 475.333 | 40.557 | 146.004 | Distributed from 923 Generation And Fuel | 2014
8156 | 2022 | IL | South Main Street | 961 | 14 |  | SB | IC | DFO | 1.8 | 0.008 | 132.038 | 475.333 | 40.557 | 146.004 | Distributed from 923 Generation And Fuel | 2014
8157 | 2022 | IL | South Main Street | 961 | 15 |  | SB | IC | DFO | 1.8 | 0.008 | 132.038 | 475.333 | 40.557 | 146.004 | Distributed from 923 Generation And Fuel | 2014
8158 | 2022 | IL | South Main Street | 961 | 16 |  | OP | IC | DFO | 1.8 | 0.008 | 132.038 | 475.333 | 40.557 | 146.004 | Distributed from 923 Generation And Fuel | 2016
8159 | 2022 | IL | South Main Street | 961 | 17 |  | OP | IC | DFO | 1.8 | 0.008 | 132.038 | 475.333 | 40.557 | 146.004 | Distributed from 923 Generation And Fuel | 2016
8160 | 2022 | IL | South Main Street | 961 | 18 |  | OP | IC | DFO | 1.8 | 0.008 | 132.038 | 475.333 | 40.557 | 146.004 | Distributed from 923 Generation And Fuel | 2016
8161 | 2022 | IL | South Main Street | 961 | 2 |  | SB | IC | NG | 2.5 | 0.008 | 183.386 | 660.1843 | 56.329 | 202.7828 | Distributed from 923 Generation And Fuel | 1967
8162 | 2022 | IL | Southeast Chicago Energy Project | 55281 | GT05 |  | OS | GT | NG | 50.9 |  | GENYRONL: 2002
8163 | 2022 | IL | Southeast Chicago Energy Project | 55281 | GT06 |  | OS | GT | NG | 50.9 |  | GENYRONL: 2002
8164 | 2022 | IL | Southeast Chicago Energy Project | 55281 | GT07 |  | OS | GT | NG | 50.9 |  | GENYRONL: 2002
8165 | 2022 | IL | Southeast Chicago Energy Project | 55281 | GT08 |  | OS | GT | NG | 50.9 |  | GENYRONL: 2002
8166 | 2022 | IL | Southeast Chicago Energy Project | 55281 | GT09 |  | OS | GT | NG | 50.9 |  | GENYRONL: 2002
8167 | 2022 | IL | Southeast Chicago Energy Project | 55281 | GT10 |  | OS | GT | NG | 50.9 |  | GENYRONL: 2002
8168 | 2022 | IL | Southeast Chicago Energy Project | 55281 | GT11 |  | OS | GT | NG | 50.9 |  | GENYRONL: 2002
8169 | 2022 | IL | Southeast Chicago Energy Project | 55281 | GT12 |  | OS | GT | NG | 50.9 |  | GENYRONL: 2002
8170 | 2022 | IL | Square Barn Solar | 63070 | 1820 |  | OP | PV | SUN | 1.5 | 0.171 | 2244 | 8078.3354 | 1251 | 4503.564 | Distributed from 923 Generation And Fuel | 2020
8171 | 2022 | IL | State Farm | 7556 | 1 |  | SB | IC | DFO | 1.7 | 0 | 5.333 | 19.1986 | 2 | 7.1999 | Distributed from 923 Generation And Fuel | 1996
8172 | 2022 | IL | State Farm | 7556 | 2 |  | SB | IC | DFO | 1.7 | 0 | 5.333 | 19.1986 | 2 | 7.1999 | Distributed from 923 Generation And Fuel | 1996
8173 | 2022 | IL | State Farm | 7556 | 3 |  | SB | IC | DFO | 1.7 | 0 | 5.333 | 19.1986 | 2 | 7.1999 | Distributed from 923 Generation And Fuel | 1996
8174 | 2022 | IL | Streator Cayuga Ridge South | 57094 | 1 |  | OP | WT | WND | 300 | 0.306 | 803734 | 2893419.2526 | 212454 | 764828.2814 | Distributed from 923 Generation And Fuel | 2010
8175 | 2022 | IL | Sugar Creek Wind One LLC | 58924 | SUG1 |  | OP | WT | WND | 202 | 0.374 | 661343 | 2380815.7535 | 200541 | 721941.8245 | Distributed from 923 Generation And Fuel | 2020
8176 | 2022 | IL | Sullivan (IL) | 969 | 1 |  | SB | IC | DFO | 4.3 | 0.001 | 48.925 | 176.1286 | 18.791 | 67.6471 | Distributed from 923 Generation And Fuel | 1974
8177 | 2022 | IL | Sullivan (IL) | 969 | 10 |  | SB | IC | DFO | 2.4 | 0.001 | 27.307 | 98.3044 | 10.488 | 37.7565 | Distributed from 923 Generation And Fuel | 1971
8178 | 2022 | IL | Sullivan (IL) | 969 | 11 |  | SB | IC | DFO | 2 | 0.001 | 22.756 | 81.9209 | 8.74 | 31.4637 | Distributed from 923 Generation And Fuel | 1996
8179 | 2022 | IL | Sullivan (IL) | 969 | 12 |  | SB | IC | DFO | 1.1 | 0.001 | 12.516 | 45.0572 | 4.807 | 17.3051 | Distributed from 923 Generation And Fuel | 1996
8180 | 2022 | IL | Sullivan (IL) | 969 | 13 |  | OP | IC | DFO | 2.3 | 0.001 | 26.169 | 94.2076 | 10.051 | 36.1833 | Distributed from 923 Generation And Fuel | 2012
8181 | 2022 | IL | Sullivan (IL) | 969 | 14 |  | OP | IC | DFO | 2.3 | 0.001 | 26.169 | 94.2076 | 10.051 | 36.1833 | Distributed from 923 Generation And Fuel | 2012
8182 | 2022 | IL | Sullivan (IL) | 969 | 15 |  | OP | IC | DFO | 2.3 | 0.001 | 26.169 | 94.2076 | 10.051 | 36.1833 | Distributed from 923 Generation And Fuel | 2012
8183 | 2022 | IL | Sullivan (IL) | 969 | 2 |  | SB | IC | DFO | 2 | 0.001 | 22.756 | 81.9209 | 8.74 | 31.4637 | Distributed from 923 Generation And Fuel | 1961
8184 | 2022 | IL | Sullivan (IL) | 969 | 3 |  | SB | IC | DFO | 1.5 | 0.001 | 17.067 | 61.4407 | 6.555 | 23.5978 | Distributed from 923 Generation And Fuel | 1956
8185 | 2022 | IL | Sullivan (IL) | 969 | 4 |  | SB | IC | DFO | 1.1 | 0.001 | 12.516 | 45.0572 | 4.807 | 17.3051 | Distributed from 923 Generation And Fuel | 1951
8186 | 2022 | IL | Sullivan (IL) | 969 | 5 |  | SB | IC | DFO | 1.1 | 0.001 | 12.516 | 45.0572 | 4.807 | 17.3051 | Distributed from 923 Generation And Fuel | 1948
8187 | 2022 | IL | Sullivan (IL) | 969 | 6 |  | SB | IC | DFO | 0.6 | 0.001 | 6.827 | 24.577 | 2.622 | 9.4391 | Distributed from 923 Generation And Fuel | 1946
8188 | 2022 | IL | Sullivan (IL) | 969 | 9 |  | SB | IC | DFO | 2.4 | 0.001 | 27.307 | 98.3044 | 10.488 | 37.7565 | Distributed from 923 Generation And Fuel | 1971
8189 | 2022 | IL | Sullivan B Community Solar LLC | 64243 | SULL |  | OP | PV | SUN | 2 | 0.239 | 4188 | 15076.6794 | 2336 | 8409.5327 | Distributed from 923 Generation And Fuel | 2020
8190 | 2022 | IL | SV CSG Lily Lake 2 LLC | 64330 | LILY |  | OP | PV | SUN | 2 | 0.207 | 3634 | 13082.2953 | 2027 | 7297.1416 | Distributed from 923 Generation And Fuel | 2020
8191 | 2022 | IL | SV Gardner 1 (Lutz) CSG | 64967 | LUTZ |  | OP | PV | SUN | 2 | 0.239 | 4189 | 15080.2794 | 2336 | 8409.5327 | Distributed from 923 Generation And Fuel | 2021
8192 | 2022 | IL | TAC-Distributed Energy Resource Hybrid | 61990 | BA |  | OP | BA | MWH | 0.3 | -0.009 | -23 | -82.7993 | -10 | -35.9997 | Distributed from 923 Generation And Fuel | 2017
8193 | 2022 | IL | TAC-Distributed Energy Resource Hybrid | 61990 | NG |  | SB | IC | NG | 1 | 0 | 0 | 0 | 0 | 0 | Distributed from 923 Generation And Fuel | 2017
8194 | 2022 | IL | TAC-Distributed Energy Resource Hybrid | 61990 | SOLAR |  | OP | PV | SUN | 0.1 | 0.208 | 182 | 655.1948 | 101 | 363.5971 | Distributed from 923 Generation And Fuel | 2017
8195 | 2022 | IL | TAC-Distributed Energy Resource Hybrid | 61990 | WIND |  | OP | WT | WND | 0.1 | 0.168 | 147 | 529.1958 | 43 | 154.7988 | Distributed from 923 Generation And Fuel | 2017
8196 | 2022 | IL | Tazewell Gas Recovery | 50721 | GEN1 |  | OP | IC | LFG | 0.8 | 0.716 | 5020.667 | 18074.2566 | 2054 | 7394.3408 | Distributed from 923 Generation And Fuel | 1989
8197 | 2022 | IL | Tazewell Gas Recovery | 50721 | GEN2 |  | OP | IC | LFG | 0.8 | 0.716 | 5020.667 | 18074.2566 | 2054 | 7394.3408 | Distributed from 923 Generation And Fuel | 1989
8198 | 2022 | IL | Tazewell Gas Recovery | 50721 | GEN3 |  | OP | IC | LFG | 0.8 | 0.716 | 5020.667 | 18074.2566 | 2054 | 7394.3408 | Distributed from 923 Generation And Fuel | 1999
8199 | 2022 | IL | The GSI Group LLC at Assumption | 63968 | GSI |  | OP | PV | SUN | 1.5 | 0.241 | 3172 | 11419.1086 | 1769 | 6368.3491 | Distributed from 923 Generation And Fuel | 2021
8200 | 2022 | IL | Thornridge High School | 55005 | 1 |  | OP | IC | NG | 0.5 | 0 | 0 | 0 | 0 | 0 | Distributed from 923 Generation And Fuel | 1996
8201 | 2022 | IL | Thornridge High School | 55005 | 2 |  | OP | IC | NG | 0.5 | 0 | 0 | 0 | 0 | 0 | Distributed from 923 Generation And Fuel | 1996
8202 | 2022 | IL | Thornwood High School | 55004 | 1 |  | OA | IC | NG | 0.7 | 0 | 0 | 0 | 0 | 0 | Distributed from 923 Generation And Fuel | 1996
8203 | 2022 | IL | Thornwood High School | 55004 | 2 |  | OA | IC | NG | 0.7 | 0 | 0 | 0 | 0 | 0 | Distributed from 923 Generation And Fuel | 1996
8204 | 2022 | IL | Tilton | 7760 | 1 |  | OP | GT | NG | 47 | 0.023 | 9438.5 | 33978.3282 | 3851.25 | 13864.3891 | Distributed from 923 Generation And Fuel | 1999
8205 | 2022 | IL | Tilton | 7760 | 2 |  | OP | GT | NG | 47 | 0.023 | 9438.5 | 33978.3282 | 3851.25 | 13864.3891 | Distributed from 923 Generation And Fuel | 1999
8206 | 2022 | IL | Tilton | 7760 | 3 |  | OP | GT | NG | 47 | 0.023 | 9438.5 | 33978.3282 | 3851.25 | 13864.3891 | Distributed from 923 Generation And Fuel | 1999
8207 | 2022 | IL | Tilton | 7760 | 4 |  | OP | GT | NG | 47 | 0.023 | 9438.5 | 33978.3282 | 3851.25 | 13864.3891 | Distributed from 923 Generation And Fuel | 1999
8208 | 2022 | IL | Tower Road Solar, LLC CSG | 64468 | BOIG |  | OP | PV | SUN | 2 | 0.241 | 4229 | 15224.2782 | 2358 | 8488.7321 | Distributed from 923 Generation And Fuel | 2021
8209 | 2022 | IL | Triton East and West Cogen | 58375 | 1 |  | OP | IC | NG | 0.8 | 0.013 | 93.333 | 335.9961 | 25.111 | 90.3989 | Distributed from 923 Generation And Fuel | 1998
8210 | 2022 | IL | Triton East and West Cogen | 58375 | 2 |  | OP | IC | NG | 0.8 | 0.013 | 93.333 | 335.9961 | 25.111 | 90.3989 | Distributed from 923 Generation And Fuel | 1998
8211 | 2022 | IL | Triton East and West Cogen | 58375 | 3 |  | OP | IC | NG | 0.8 | 0.013 | 93.333 | 335.9961 | 25.111 | 90.3989 | Distributed from 923 Generation And Fuel | 2000
8212 | 2022 | IL | Triton East and West Cogen | 58375 | 4 |  | OP | IC | NG | 0.8 | 0.013 | 93.333 | 335.9961 | 25.111 | 90.3989 | Distributed from 923 Generation And Fuel | 2000
8213 | 2022 | IL | Triton East and West Cogen | 58375 | 5 |  | OP | IC | NG | 0.4 | 0.013 | 46.667 | 167.9999 | 12.556 | 45.2012 | Distributed from 923 Generation And Fuel | 2015
8214 | 2022 | IL | University of Illinois Abbott Power Plt | 54780 | T1 | 11 | OP | ST | NG | 3 | 0.345 | 9055.024 | 32597.8256 | 7408.148 | 26669.1194 | EIA-923 Generator File | 1940
8215 | 2022 | IL | University of Illinois Abbott Power Plt | 54780 | T10 | 5 | OP | ST | NG | 7.8 | 0.302 | 20663.266 | 74387.1625 | 0 | 0 | EIA-923 Generator File | 2004
8216 | 2022 | IL | University of Illinois Abbott Power Plt | 54780 | T11 | 5 | OP | ST | NG | 12.5 | 0 | 0 | 0 | 0 | 0 | EIA-923 Generator File | 2004
8217 | 2022 | IL | University of Illinois Abbott Power Plt | 54780 | T12 | 5 | OP | ST | NG | 7 | 0 | 0 | 0 | 0 | 0 | EIA-923 Generator File | 2004
8218 | 2022 | IL | University of Illinois Abbott Power Plt | 54780 | T2 | 11 | OP | ST | NG | 3 | 0.16 | 4206.614 | 15143.6893 | 871.876 | 3138.7285 | EIA-923 Generator File | 1940
8219 | 2022 | IL | University of Illinois Abbott Power Plt | 54780 | T3 | 11 | OP | ST | NG | 3 | 0.475 | 12484.772 | 44944.8196 | 1114.995 | 4013.9499 | EIA-923 Generator File | 1948
8220 | 2022 | IL | University of Illinois Abbott Power Plt | 54780 | T4 | 11 | OP | ST | NG | 3 | 0 | 0 | 0 | 0 | 0 | EIA-923 Generator File | 1951
8221 | 2022 | IL | University of Illinois Abbott Power Plt | 54780 | T6 | 8 | OP | ST | NG | 7.5 | 0 | 0 | 0 | 0 | 0 | EIA-923 Generator File | 1959
8222 | 2022 | IL | University of Illinois Abbott Power Plt | 54780 | T7 | 8 | OP | ST | NG | 7.5 | 0.146 | 9593.425 | 34536.0537 | 8006.164 | 28821.9598 | EIA-923 Generator File | 1962
8223 | 2022 | IL | University of Illinois Abbott Power Plt | 54780 | T8 |  | OP | GT | NG | 13 | 0.696 | 79251 | 285301.3176 | 36940.5 | 132984.7361 | Distributed from 923 Generation And Fuel | 2003
8224 | 2022 | IL | University of Illinois Abbott Power Plt | 54780 | T9 |  | OP | GT | NG | 13 | 0.696 | 79251 | 285301.3176 | 36940.5 | 132984.7361 | Distributed from 923 Generation And Fuel | 2003
8225 | 2022 | IL | University of Illinois Cogen Facility | 54044 | CT1 |  | OP | GT | NG | 7.8 | 0.288 | 19703.667 | 70932.6337 | 9974 | 35906.1128 | Distributed from 923 Generation And Fuel | 2002
8226 | 2022 | IL | University of Illinois Cogen Facility | 54044 | CT2 |  | OP | GT | NG | 7.8 | 0.288 | 19703.667 | 70932.6337 | 9974 | 35906.1128 | Distributed from 923 Generation And Fuel | 2002
8227 | 2022 | IL | University of Illinois Cogen Facility | 54044 | CT3 |  | OP | GT | NG | 7.8 | 0.288 | 19703.667 | 70932.6337 | 9974 | 35906.1128 | Distributed from 923 Generation And Fuel | 2002
8228 | 2022 | IL | University of Illinois Cogen Facility | 54044 | GEN1 |  | OP | IC | NG | 6.3 | 0.102 | 5631.337 | 20272.651 | 5111.63 | 18401.7208 | Distributed from 923 Generation And Fuel | 1993
8229 | 2022 | IL | University of Illinois Cogen Facility | 54044 | GEN2 |  | OP | IC | NG | 6.3 | 0.102 | 5631.337 | 20272.651 | 5111.63 | 18401.7208 | Distributed from 923 Generation And Fuel | 1993
8230 | 2022 | IL | University of Illinois Cogen Facility | 54044 | GEN3 |  | OS | IC | NG | 3.7 | 0.102 | 3307.293 | 11906.1596 | 3002.068 | 10807.3583 | Distributed from 923 Generation And Fuel | 2000
8231 | 2022 | IL | University of Illinois Cogen Facility | 54044 | GEN4 |  | OS | IC | NG | 3.7 | 0.102 | 3307.293 | 11906.1596 | 3002.068 | 10807.3583 | Distributed from 923 Generation And Fuel | 2000
8232 | 2022 | IL | University of Illinois Cogen Facility | 54044 | RE1 |  | OP | IC | NG | 5.5 | 0.102 | 4916.247 | 17698.3476 | 4462.534 | 16064.9939 | Distributed from 923 Generation And Fuel | 2002
8233 | 2022 | IL | University of Illinois Cogen Facility | 54044 | RE2 |  | OP | IC | NG | 5.5 | 0.102 | 4916.247 | 17698.3476 | 4462.534 | 16064.9939 | Distributed from 923 Generation And Fuel | 2002
8234 | 2022 | IL | University of Illinois Cogen Facility | 54044 | RE3 |  | OP | IC | NG | 5.5 | 0.102 | 4916.247 | 17698.3476 | 4462.534 | 16064.9939 | Distributed from 923 Generation And Fuel | 2002
8235 | 2022 | IL | University Park North | 55640 | 1 |  | OP | GT | NG | 60.5 | 0.034 | 17769.5 | 63969.6882 | 8282.75 | 29817.6615 | Distributed from 923 Generation And Fuel | 2002
8236 | 2022 | IL | University Park North | 55640 | 10 |  | OP | GT | NG | 60.5 | 0.034 | 17769.5 | 63969.6882 | 8282.75 | 29817.6615 | Distributed from 923 Generation And Fuel | 2002
8237 | 2022 | IL | University Park North | 55640 | 11 |  | OP | GT | NG | 60.5 | 0.034 | 17769.5 | 63969.6882 | 8282.75 | 29817.6615 | Distributed from 923 Generation And Fuel | 2002
8238 | 2022 | IL | University Park North | 55640 | 12 |  | OP | GT | NG | 60.5 | 0.034 | 17769.5 | 63969.6882 | 8282.75 | 29817.6615 | Distributed from 923 Generation And Fuel | 2002
8239 | 2022 | IL | University Park North | 55640 | 2 |  | OP | GT | NG | 60.5 | 0.034 | 17769.5 | 63969.6882 | 8282.75 | 29817.6615 | Distributed from 923 Generation And Fuel | 2002
8240 | 2022 | IL | University Park North | 55640 | 3 |  | OP | GT | NG | 60.5 | 0.034 | 17769.5 | 63969.6882 | 8282.75 | 29817.6615 | Distributed from 923 Generation And Fuel | 2002
8241 | 2022 | IL | University Park North | 55640 | 4 |  | OP | GT | NG | 60.5 | 0.034 | 17769.5 | 63969.6882 | 8282.75 | 29817.6615 | Distributed from 923 Generation And Fuel | 2002
8242 | 2022 | IL | University Park North | 55640 | 5 |  | OP | GT | NG | 60.5 | 0.034 | 17769.5 | 63969.6882 | 8282.75 | 29817.6615 | Distributed from 923 Generation And Fuel | 2002
8243 | 2022 | IL | University Park North | 55640 | 6 |  | OP | GT | NG | 60.5 | 0.034 | 17769.5 | 63969.6882 | 8282.75 | 29817.6615 | Distributed from 923 Generation And Fuel | 2002
8244 | 2022 | IL | University Park North | 55640 | 7 |  | OP | GT | NG | 60.5 | 0.034 | 17769.5 | 63969.6882 | 8282.75 | 29817.6615 | Distributed from 923 Generation And Fuel | 2002
8245 | 2022 | IL | University Park North | 55640 | 8 |  | OP | GT | NG | 60.5 | 0.034 | 17769.5 | 63969.6882 | 8282.75 | 29817.6615 | Distributed from 923 Generation And Fuel | 2002
8246 | 2022 | IL | University Park North | 55640 | 9 |  | OP | GT | NG | 60.5 | 0.034 | 17769.5 | 63969.6882 | 8282.75 | 29817.6615 | Distributed from 923 Generation And Fuel | 2002
8247 | 2022 | IL | University Park South | 55250 | UPG1 |  | OP | GT | NG | 58.9 | 0.026 | 13434.167 | 48362.6143 | 11054.167 | 39794.6828 | Distributed from 923 Generation And Fuel | 2001
8248 | 2022 | IL | University Park South | 55250 | UPG2 |  | OP | GT | NG | 58.9 | 0.026 | 13434.167 | 48362.6143 | 11054.167 | 39794.6828 | Distributed from 923 Generation And Fuel | 2001
8249 | 2022 | IL | University Park South | 55250 | UPG3 |  | OP | GT | NG | 58.9 | 0.026 | 13434.167 | 48362.6143 | 11054.167 | 39794.6828 | Distributed from 923 Generation And Fuel | 2001
8250 | 2022 | IL | University Park South | 55250 | UPG4 |  | OP | GT | NG | 58.9 | 0.026 | 13434.167 | 48362.6143 | 11054.167 | 39794.6828 | Distributed from 923 Generation And Fuel | 2001
8251 | 2022 | IL | University Park South | 55250 | UPG5 |  | OP | GT | NG | 58.9 | 0.026 | 13434.167 | 48362.6143 | 11054.167 | 39794.6828 | Distributed from 923 Generation And Fuel | 2001
8252 | 2022 | IL | University Park South | 55250 | UPG6 |  | OP | GT | NG | 58.9 | 0.026 | 13434.167 | 48362.6143 | 11054.167 | 39794.6828 | Distributed from 923 Generation And Fuel | 2001
8253 | 2022 | IL | Upper Sterling | 7474 | 1 |  | OP | HY | WAT | 1.1 | 0.624 | 6012.5 | 21644.8268 | 2542 | 9151.1268 | Distributed from 923 Generation And Fuel | 1988
8254 | 2022 | IL | Upper Sterling | 7474 | 2 |  | OP | HY | WAT | 1.1 | 0.624 | 6012.5 | 21644.8268 | 2542 | 9151.1268 | Distributed from 923 Generation And Fuel | 1988
8255 | 2022 | IL | USS Goodrich Solar | 63620 | USGCH |  | OP | PV | SUN | 2 | 0.064 | 1130 | 4067.9675 | 617 | 2221.1822 | Distributed from 923 Generation And Fuel | 2022
8256 | 2022 | IL | USS Solar Brick | 63618 | USBRK |  | OP | PV | SUN | 2 | 0.249 | 4360 | 15695.8744 | 2431 | 8751.53 | Distributed from 923 Generation And Fuel | 2021
8257 | 2022 | IL | USS Sycamore Solar (CSG) | 63621 | USSYC |  | OP | PV | SUN | 2 | 0.115 | 2013 | 7246.742 | 1533 | 5518.7558 | Distributed from 923 Generation And Fuel | 2022
8258 | 2022 | IL | Venice | 913 | GT2 |  | OP | GT | NG | 61 | 0.004 | 2223.585 | 8004.842 | 1036.48 | 3731.2981 | Distributed from 923 Generation And Fuel | 2002
8259 | 2022 | IL | Venice | 913 | GT3 |  | OP | GT | NG | 200 | 0.004 | 7290.444 | 26245.3884 | 3398.294 | 12233.7605 | Distributed from 923 Generation And Fuel | 2005
8260 | 2022 | IL | Venice | 913 | GT4 |  | OP | GT | NG | 200 | 0.004 | 7290.444 | 26245.3884 | 3398.294 | 12233.7605 | Distributed from 923 Generation And Fuel | 2005
8261 | 2022 | IL | Venice | 913 | GT5 |  | OP | GT | NG | 125 | 0.004 | 4556.527 | 16403.366 | 2123.933 | 7646.0976 | Distributed from 923 Generation And Fuel | 2005
8262 | 2022 | IL | Vermilion Solar 1, LLC CSG | 63946 | VERM |  | OP | PV | SUN | 2 | 0.201 | 3529 | 12704.2984 | 1968 | 7084.7433 | Distributed from 923 Generation And Fuel | 2020
8263 | 2022 | IL | Viking Solar CSG | 64787 | VIKNG |  | OP | PV | SUN | 2 | 0.255 | 4474 | 16106.2711 | 2495 | 8981.9281 | Distributed from 923 Generation And Fuel | 2021
8264 | 2022 | IL | Vulcan | 63992 | VUL |  | OP | PV | SUN | 2 | 0.156 | 2733 | 9838.7213 | 1524 | 5486.3561 | Distributed from 923 Generation And Fuel | 2021
8265 | 2022 | IL | Walnut Ridge Wind Farm | 58694 | 1 |  | OP | WT | WND | 212 | 0.478 | 886935 | 3192940.4565 | 272752 | 981899.3448 | Distributed from 923 Generation And Fuel | 2018
8266 | 2022 | IL | Waterloo | 971 | 1 |  | SB | IC | DFO | 3.1 | 0.001 | 30.44 | 109.5831 | 9.337 | 33.6129 | Distributed from 923 Generation And Fuel | 1970
8267 | 2022 | IL | Waterloo | 971 | 10 |  | OP | IC | DFO | 1.8 | 0.001 | 17.675 | 63.6295 | 5.422 | 19.519 | Distributed from 923 Generation And Fuel | 1996
8268 | 2022 | IL | Waterloo | 971 | 11 |  | OP | IC | DFO | 1.8 | 0.001 | 17.675 | 63.6295 | 5.422 | 19.519 | Distributed from 923 Generation And Fuel | 1996
8269 | 2022 | IL | Waterloo | 971 | 12 |  | SB | GT | NG | 6.6 | 0.004 | 202.853 | 730.265 | 94.632 | 340.6725 | Distributed from 923 Generation And Fuel | 2002
8270 | 2022 | IL | Waterloo | 971 | 13 |  | SB | GT | NG | 7 | 0.004 | 215.147 | 774.523 | 100.368 | 361.3219 | Distributed from 923 Generation And Fuel | 2012
8271 | 2022 | IL | Waterloo | 971 | 2 |  | SB | IC | DFO | 0.2 | 0.001 | 1.964 | 7.0703 | 0.602 | 2.1672 | Distributed from 923 Generation And Fuel | 1954
8272 | 2022 | IL | Waterloo | 971 | 3 |  | SB | IC | DFO | 0.2 | 0.001 | 1.964 | 7.0703 | 0.602 | 2.1672 | Distributed from 923 Generation And Fuel | 1946
8273 | 2022 | IL | Waterloo | 971 | 4 |  | SB | IC | DFO | 2 | 0.001 | 19.639 | 70.6998 | 6.024 | 21.6862 | Distributed from 923 Generation And Fuel | 1963
8274 | 2022 | IL | Waterloo | 971 | 5 |  | SB | IC | DFO | 0.5 | 0.001 | 4.91 | 17.6759 | 1.506 | 5.4216 | Distributed from 923 Generation And Fuel | 1950
8275 | 2022 | IL | Waterloo | 971 | 6 |  | SB | IC | DFO | 0.5 | 0.001 | 4.91 | 17.6759 | 1.506 | 5.4216 | Distributed from 923 Generation And Fuel | 1950
8276 | 2022 | IL | Waterloo | 971 | 7 |  | SB | IC | DFO | 1.7 | 0.001 | 16.693 | 60.0943 | 5.12 | 18.4319 | Distributed from 923 Generation And Fuel | 1959
8277 | 2022 | IL | Waterloo | 971 | 8 |  | SB | IC | DFO | 3 | 0.001 | 29.458 | 106.048 | 9.036 | 32.5293 | Distributed from 923 Generation And Fuel | 1973
8278 | 2022 | IL | Waterloo | 971 | 9 |  | OP | IC | DFO | 1.8 | 0.001 | 17.675 | 63.6295 | 5.422 | 19.519 | Distributed from 923 Generation And Fuel | 1996
8279 | 2022 | IL | Waukegan | 883 | 311 |  | SB | GT | DFO | 28 | -0.001 | -157.25 | -566.0955 | 25.5 | 91.7993 | Distributed from 923 Generation And Fuel | 1968
8280 | 2022 | IL | Waukegan | 883 | 312 |  | SB | GT | DFO | 28 | -0.001 | -157.25 | -566.0955 | 25.5 | 91.7993 | Distributed from 923 Generation And Fuel | 1968
8281 | 2022 | IL | Waukegan | 883 | 321 |  | SB | GT | DFO | 28 | -0.001 | -157.25 | -566.0955 | 25.5 | 91.7993 | Distributed from 923 Generation And Fuel | 1968
8282 | 2022 | IL | Waukegan | 883 | 322 |  | SB | GT | DFO | 28 | -0.001 | -157.25 | -566.0955 | 25.5 | 91.7993 | Distributed from 923 Generation And Fuel | 1968
8283 | 2022 | IL | Waukegan | 883 | 7 | 1 | RE | ST | SUB | 326.4 | 0.232 | 662746 | 2385866.5131 | 113586 | 408906.3287 | EIA-923 Generator File | 1958 | 2022
8284 | 2022 | IL | Waukegan | 883 | 8 | 1 | RE | ST | SUB | 355.3 | 0.183 | 568704 | 2047318.0215 | 8385 | 30185.7585 | EIA-923 Generator File | 1962 | 2022
8285 | 2022 | IL | WestRock (IL) | 54513 | E-1 |  | SB | IC | NG | 0.7 | 0 | 0.483 | 1.7388 | 0.241 | 0.86759 | Distributed from 923 Generation And Fuel | 1992
8286 | 2022 | IL | WestRock (IL) | 54513 | E2-A |  | SB | IC | NG | 0.7 | 0 | 0.483 | 1.7388 | 0.241 | 0.86759 | Distributed from 923 Generation And Fuel | 1992
8287 | 2022 | IL | WestRock (IL) | 54513 | E2-B |  | SB | IC | NG | 0.7 | 0 | 0.483 | 1.7388 | 0.241 | 0.86759 | Distributed from 923 Generation And Fuel | 1992
8288 | 2022 | IL | WestRock (IL) | 54513 | E3 |  | SB | IC | NG | 0.8 | 0 | 0.552 | 1.9872 | 0.276 | 0.99359 | Distributed from 923 Generation And Fuel | 1992
8289 | 2022 | IL | White Oak Energy LLC | 57342 | 1 |  | OP | WT | WND | 150 | 0.351 | 461767 | 1662347.9012 | 135708 | 488544.8916 | Distributed from 923 Generation And Fuel | 2011
8290 | 2022 | IL | Whiteside Solar 1 CSG | 64059 | WSIDE |  | OP | PV | SUN | 2 | 0.194 | 3401 | 12243.5021 | 1897 | 6829.1454 | Distributed from 923 Generation And Fuel | 2020
8291 | 2022 | IL | Whitney Hill Wind Power LLC | 62606 | WTHWP |  | OP | WT | WND | 65 | 0.365 | 207602 | 747361.2211 | 55466 | 199676.0026 | Distributed from 923 Generation And Fuel | 2020
8292 | 2022 | IL | Will County | 884 | 4 | 1 | RE | ST | SUB | 598.4 | 0.058 | 304087 | 1094704.4424 | 157425 | 566725.4662 | EIA-923 Generator File | 1963 | 2022
8293 | 2022 | IL | Winnetka | 972 | 4 | 4 | OP | ST | NG | 9.4 | 0.003 | 273 | 982.7921 | 102 | 367.1971 | EIA-923 Generator File | 1953
8294 | 2022 | IL | Winnetka | 972 | 6 | 4 | OP | ST | NG | 6.3 | 0.014 | 793 | 2854.7772 | 511 | 1839.5853 | EIA-923 Generator File | 1948
8295 | 2022 | IL | Winnetka | 972 | 7 | 4 | OP | ST | NG | 12.5 | 0.011 | 1172 | 4219.1662 | 924 | 3326.3734 | EIA-923 Generator File | 1960
8296 | 2022 | IL | Winnetka | 972 | 8 |  | OP | IC | DFO | 2.6 | 0.005 | 121.5 | 437.3965 | 37.5 | 134.9989 | Distributed from 923 Generation And Fuel | 1979
8297 | 2022 | IL | Winnetka | 972 | 9 |  | OP | IC | DFO | 2.6 | 0.005 | 121.5 | 437.3965 | 37.5 | 134.9989 | Distributed from 923 Generation And Fuel | 1979
8298 | 2022 | IL | Wolfcastle | 64736 | WOLFC |  | OP | PV | SUN | 2 | 0.231 | 4044 | 14558.2835 | 2255 | 8117.9351 | Distributed from 923 Generation And Fuel | 2021
8299 | 2022 | IL | Woodland Landfill Gas Recovery | 54662 | GEN1 |  | OP | IC | LFG | 0.8 | 0.452 | 3169.167 | 11408.9099 | 1296.5 | 4667.3627 | Distributed from 923 Generation And Fuel | 1992
8300 | 2022 | IL | Woodland Landfill Gas Recovery | 54662 | GEN2 |  | OP | IC | LFG | 0.8 | 0.452 | 3169.167 | 11408.9099 | 1296.5 | 4667.3627 | Distributed from 923 Generation And Fuel | 1992
8301 | 2022 | IL | Woodland Landfill Gas Recovery | 54662 | GEN3 |  | OP | IC | LFG | 1.6 | 0.452 | 6338.333 | 22817.8163 | 2593 | 9334.7253 | Distributed from 923 Generation And Fuel | 2010
8302 | 2022 | IL | Woodland Landfill Gas Recovery | 54662 | GEN4 |  | OP | IC | LFG | 1.6 | 0.452 | 6338.333 | 22817.8163 | 2593 | 9334.7253 | Distributed from 923 Generation And Fuel | 2010
8303 | 2022 | IL | Woodlawn CSG | 64785 | WOOD |  | OP | PV | SUN | 2 | 0.237 | 4159 | 14972.2802 | 2319 | 8348.3332 | Distributed from 923 Generation And Fuel | 2021
8304 | 2022 | IL | Woodlawn II (CSG) | 64733 | WOOD2 |  | OP | PV | SUN | 2 | 0.233 | 4075 | 14669.8826 | 2273 | 8182.7345 | Distributed from 923 Generation And Fuel | 2021
8305 | 2022 | IL | Zion Energy Center | 55392 | CTG1 |  | OP | GT | NG | 198.9 | 0.063 | 110521.667 | 397874.8182 | 79758 | 287126.503 | Distributed from 923 Generation And Fuel | 2002
8306 | 2022 | IL | Zion Energy Center | 55392 | CTG2 |  | OP | GT | NG | 198.9 | 0.063 | 110521.667 | 397874.8182 | 79758 | 287126.503 | Distributed from 923 Generation And Fuel | 2002
8307 | 2022 | IL | Zion Energy Center | 55392 | CTG3 |  | OP | GT | NG | 198.9 | 0.063 | 110521.667 | 397874.8182 | 79758 | 287126.503 | Distributed from 923 Generation And Fuel | 2003
8308 | 2022 | IN | A B Brown | 6137 | 1 | 1 | OP | ST | BIT | 265.2 | 0.661 | 1536292 | 5530606.9551 | 624451 | 2248005.616 | EIA-923 Generator File | 1979 | 2023
8309 | 2022 | IN | A B Brown | 6137 | 2 | 1 | OP | ST | BIT | 265.2 | 0.601 | 1396930 | 5028907.7687 | 740928 | 2667319.4614 | EIA-923 Generator File | 1986 | 2023
8310 | 2022 | IN | A B Brown | 6137 | 4 |  | OP | GT | NG | 88.2 | 0.052 | 39897.5 | 143629.851 | 19865.5 | 71515.2279 | Distributed from 923 Generation And Fuel | 1991
8311 | 2022 | IN | A B Brown | 6137 | 5 |  | OP | GT | NG | 88.2 | 0.052 | 39897.5 | 143629.851 | 19865.5 | 71515.2279 | Distributed from 923 Generation And Fuel | 2002
8312 | 2022 | IN | AES Petersburg | 994 | 4 | 1 | OP | ST | BIT | 670.9 | 0.484 | 2842557 | 10233123.335 | 1003068 | 3611015.9119 | EIA-923 Generator File | 1986
8313 | 2022 | IN | AES Petersburg | 994 | IC1 |  | OP | IC | DFO | 2.7 | 0 | 7.333 | 26.3986 | 2.667 | 9.6011 | Distributed from 923 Generation And Fuel | 1967
8314 | 2022 | IN | AES Petersburg | 994 | IC2 |  | OP | IC | DFO | 2.7 | 0 | 7.333 | 26.3986 | 2.667 | 9.6011 | Distributed from 923 Generation And Fuel | 1967
8315 | 2022 | IN | AES Petersburg | 994 | IC3 |  | OP | IC | DFO | 2.7 | 0 | 7.333 | 26.3986 | 2.667 | 9.6011 | Distributed from 923 Generation And Fuel | 1967
8316 | 2022 | IN | AES Petersburg | 994 | ST2 | 1 | OP | ST | BIT | 523.3 | 0.502 | 2303207 | 8291478.8682 | 854544 | 3076333.7893 | EIA-923 Generator File | 1969 | 2023
8317 | 2022 | IN | AES Petersburg | 994 | ST3 | 1 | OP | ST | BIT | 670.9 | 0.487 | 2861299 | 10300593.9952 | 1074273 | 3867351.8612 | EIA-923 Generator File | 1977
8318 | 2022 | IN | Anderson | 7336 | ACT1 |  | OP | GT | NG | 41.4 | 0.027 | 9816.978 | 35340.8381 | 7499.854 | 26999.2584 | Distributed from 923 Generation And Fuel | 1992
8319 | 2022 | IN | Anderson | 7336 | ACT2 |  | OP | GT | NG | 41.4 | 0.027 | 9816.978 | 35340.8381 | 7499.854 | 26999.2584 | Distributed from 923 Generation And Fuel | 1992
8320 | 2022 | IN | Anderson | 7336 | ACT3 |  | OP | GT | NG | 85.9 | 0.027 | 20369.044 | 73327.9718 | 15561.292 | 56020.203 | Distributed from 923 Generation And Fuel | 2004
8321 | 2022 | IN | Anderson 3 | 64244 | SAND3 |  | OP | PV | SUN | 8.7 | 0.22 | 16802 | 60486.7161 | 9587 | 34512.9239 | Distributed from 923 Generation And Fuel | 2021
8322 | 2022 | IN | Anderson 4 | 64248 | SAND4 |  | OP | PV | SUN | 7.8 | 0.224 | 15283 | 55018.3599 | 8720 | 31391.7489 | Distributed from 923 Generation And Fuel | 2021
8323 | 2022 | IN | Anderson 5 | 64245 | SAND5 |  | OP | PV | SUN | 3 | 0.233 | 6125 | 22049.8236 | 3495 | 12581.8993 | Distributed from 923 Generation And Fuel | 2021
8324 | 2022 | IN | Anderson 6 | 64249 | SAND6 |  | OP | PV | SUN | 6.8 | 0.129 | 7702 | 27726.9782 | 5663 | 20386.6369 | Distributed from 923 Generation And Fuel | 2022
8325 | 2022 | IN | ArcelorMittal Burns Harbor | 10245 | GEN5 | 3 | OP | ST | OG | 62 | 0.568 | 308700 | 1111311.1095 | 126905 | 456854.3452 | EIA-923 Generator File | 1970
8326 | 2022 | IN | ArcelorMittal Burns Harbor | 10245 | GEN6 | 3 | OP | ST | OG | 51 | 0.826 | 369162 | 1328972.5682 | 152049 | 547372.021 | EIA-923 Generator File | 1969
8327 | 2022 | IN | ArcelorMittal Burns Harbor | 10245 | GEN7 | 3 | OP | ST | OG | 63.2 | 0.618 | 342053 | 1231380.949 | 140503 | 505806.7535 | EIA-923 Generator File | 1969
8328 | 2022 | IN | Belmont | 59172 | PV1 |  | OP | PV | SUN | 3.8 | 0.182 | 6073 | 21862.6251 | 3465 | 12473.9002 | Distributed from 923 Generation And Fuel | 2015
8329 | 2022 | IN | Benton County Wind Farm | 56679 | 1 |  | OP | WT | WND | 130.5 | 0.323 | 368679 | 1327233.7821 | 100275 | 360987.1121 | Distributed from 923 Generation And Fuel | 2008
8330 | 2022 | IN | BioTown Ag | 59774 | ENG1 |  | OP | IC | OBG | 1 | 0.701 | 6140.333 | 22105.022 | 2512.167 | 9043.7289 | Distributed from 923 Generation And Fuel | 2011
8331 | 2022 | IN | BioTown Ag | 59774 | ENG2 |  | OP | IC | OBG | 1 | 0.701 | 6140.333 | 22105.022 | 2512.167 | 9043.7289 | Distributed from 923 Generation And Fuel | 2011
8332 | 2022 | IN | BioTown Ag | 59774 | ENG3 |  | OP | IC | OBG | 1 | 0.701 | 6140.333 | 22105.022 | 2512.167 | 9043.7289 | Distributed from 923 Generation And Fuel | 2011
8333 | 2022 | IN | BioTown Ag | 59774 | ENG4 |  | OP | IC | OBG | 1 | 0.701 | 6140.333 | 22105.022 | 2512.167 | 9043.7289 | Distributed from 923 Generation And Fuel | 2014
8334 | 2022 | IN | BioTown Ag | 59774 | ENG5 |  | OP | IC | OBG | 1 | 0.701 | 6140.333 | 22105.022 | 2512.167 | 9043.7289 | Distributed from 923 Generation And Fuel | 2014
8335 | 2022 | IN | BioTown Ag | 59774 | ENG6 |  | OP | IC | OBG | 1 | 0.701 | 6140.333 | 22105.022 | 2512.167 | 9043.7289 | Distributed from 923 Generation And Fuel | 2014
8336 | 2022 | IN | Bitter Ridge Wind Farm, LLC | 63666 | BIT |  | OP | WT | WND | 130 | 0.378 | 430644 | 1550305.9976 | 114463 | 412063.5035 | Distributed from 923 Generation And Fuel | 2020
8337 | 2022 | IN | Bluff Point Wind Facility | 61303 | BLUFF |  | OP | WT | WND | 119.7 | 0.402 | 421655 | 1517945.8564 | 120480 | 433724.5302 | Distributed from 923 Generation And Fuel | 2017
8338 | 2022 | IN | Bos Dairy, LLC | 57625 | BOS4 |  | OP | IC | NG | 1 | 0.86 | 7536 | 27129.383 | 3119 | 11228.3102 | Distributed from 923 Generation And Fuel | 2020
8339 | 2022 | IN | Bremen | 65086 | BREM |  | OP | PV | SUN | 6.8 | 0.009 | 524 | 1886.3849 | 0 | 0 | Distributed from 923 Generation And Fuel | 2022
8340 | 2022 | IN | Bunge North America East LLC | 50316 | 3516 |  | OP | ST | NG | 2 | 0.584 | 10234 | 36842.1053 | 3540 | 12743.898 | EIA-923 Generator File | 1950
8341 | 2022 | IN | Camp Atterbury Microgrid Hybrid | 63324 | ES1 |  | OP | BA | MWH | 5 | -0.007 | -323 | -1162.7907 | -141 | -507.5959 | Distributed from 923 Generation And Fuel | 2019
8342 | 2022 | IN | Camp Atterbury Microgrid Hybrid | 63324 | PV1 |  | OP | PV | SUN | 2 | 0.174 | 3045 | 10961.9123 | 1737 | 6253.15 | Distributed from 923 Generation And Fuel | 2019
8343 | 2022 | IN | Caterpillar | 50935 | 3512 |  | OP | IC | DFO | 0.9 | 0.202 | 1594.5 | 5740.1541 | 766.435 | 2759.1439 | Distributed from 923 Generation And Fuel | 1983
8344 | 2022 | IN | Caterpillar | 50935 | 3516 |  | SB | IC | DFO | 1.2 | 0.202 | 2126 | 7653.5388 | 1021.913 | 3678.8574 | Distributed from 923 Generation And Fuel | 1987
8345 | 2022 | IN | Caterpillar | 50935 | 516A |  | OP | IC | DFO | 1.8 | 0.202 | 3189 | 11480.3082 | 1532.87 | 5518.2879 | Distributed from 923 Generation And Fuel | 1996
8346 | 2022 | IN | Caterpillar | 50935 | ET1-1 |  | OP | IC | NG | 3 | 0.202 | 5315 | 19133.8469 | 2554.783 | 9197.1452 | Distributed from 923 Generation And Fuel | 2022
8347 | 2022 | IN | Caterpillar | 50935 | ET2 |  | OP | IC | NG | 2 | 0.202 | 3543.333 | 12755.8968 | 1703.188 | 6131.4277 | Distributed from 923 Generation And Fuel | 2011
8348 | 2022 | IN | Caterpillar | 50935 | ET4 |  | OP | IC | NG | 2.5 | 0.202 | 4429.167 | 15944.8736 | 2128.986 | 7664.2883 | Distributed from 923 Generation And Fuel | 2013
8349 | 2022 | IN | Caterpillar | 50935 | R12 |  | SB | IC | DFO | 0.4 | 0.202 | 708.667 | 2551.1808 | 340.638 | 1226.287 | Distributed from 923 Generation And Fuel | 2001
8350 | 2022 | IN | Caterpillar | 50935 | ET1 |  | RE | IC | NG | 2 | 0.202 | 3543.333 | 12755.8968 | 1703.188 | 6131.4277 | Distributed from 923 Generation And Fuel | 2011 | 2022
8351 | 2022 | IN | Cayuga | 1001 | 1 | 1 | OP | ST | BIT | 531 | 0.38 | 1768140 | 6365253.078 | 679645 | 2446702.4264 | EIA-923 Generator File | 1970
8352 | 2022 | IN | Cayuga | 1001 | 2 | 1 | OP | ST | BIT | 531 | 0.574 | 2669210 | 9609079.1274 | 1192806 | 4294067.2475 | EIA-923 Generator File | 1972
8353 | 2022 | IN | Cayuga | 1001 | 31 |  | OP | IC | DFO | 2.6 | 0.005 | 113.75 | 409.4967 | 61.75 | 222.2982 | Distributed from 923 Generation And Fuel | 1972
8354 | 2022 | IN | Cayuga | 1001 | 32 |  | OP | IC | DFO | 2.6 | 0.005 | 113.75 | 409.4967 | 61.75 | 222.2982 | Distributed from 923 Generation And Fuel | 1972
8355 | 2022 | IN | Cayuga | 1001 | 33 |  | OP | IC | DFO | 2.6 | 0.005 | 113.75 | 409.4967 | 61.75 | 222.2982 | Distributed from 923 Generation And Fuel | 1972
8356 | 2022 | IN | Cayuga | 1001 | 34 |  | OP | IC | DFO | 2.6 | 0.005 | 113.75 | 409.4967 | 61.75 | 222.2982 | Distributed from 923 Generation And Fuel | 1972
8357 | 2022 | IN | Cayuga | 1001 | 4 |  | OP | GT | NG | 112.5 | 0.013 | 12861 | 46299.2296 | 6789 | 24440.2045 | Distributed from 923 Generation And Fuel | 1993
8358 | 2022 | IN | CC Perry K | 992 | 6 | 8 | OP | ST | NG | 5 | 0.343 | 15035.97 | 54129.059 | 6620.25 | 23832.7093 | EIA-923 Generator File | 1938
8359 | 2022 | IN | CC Perry K | 992 | 7 | 2 | OP | ST | NG | 1.7 | 0 | 0 | 0 | 0 | 0 | EIA-923 Generator File | 2009
8360 | 2022 | IN | CC Perry K | 992 | 8 | 2 | OP | ST | NG | 1.7 | 0.142 | 2119.45 | 7629.959 | 178.48 | 642.5229 | EIA-923 Generator File | 2009
8361 | 2022 | IN | Centerville Solar Park | 62794 | SCENT |  | OP | PV | SUN | 1.1 | 0.217 | 2089 | 7520.3398 | 1192 | 4291.1657 | Distributed from 923 Generation And Fuel | 2020
8362 | 2022 | IN | Clifty Creek | 983 | 1 | 1 | OP | ST | BIT | 217.3 | 0.425 | 809572 | 2914435.8845 | 487798 | 1756058.7515 | EIA-923 Generator File | 1955
8363 | 2022 | IN | Clifty Creek | 983 | 2 | 1 | OP | ST | BIT | 217.3 | 0.62 | 1179993 | 4247940.8165 | 567912 | 2044466.8443 | EIA-923 Generator File | 1955
8364 | 2022 | IN | Clifty Creek | 983 | 3 | 1 | OP | ST | BIT | 217.3 | 0.508 | 967784 | 3483994.528 | 439909 | 1583659.7307 | EIA-923 Generator File | 1955
8365 | 2022 | IN | Clifty Creek | 983 | 4 | 1 | OP | ST | BIT | 217.3 | 0.54 | 1027038 | 3697307.2215 | 425869 | 1533116.1351 | EIA-923 Generator File | 1955
8366 | 2022 | IN | Clifty Creek | 983 | 5 | 1 | OP | ST | BIT | 217.3 | 0.686 | 1305218 | 4698747.21 | 585721 | 2108578.7314 | EIA-923 Generator File | 1955
8367 | 2022 | IN | Clifty Creek | 983 | 6 | 1 | OP | ST | BIT | 217.3 | 0.275 | 524136 | 1886874.505 | 10646 | 38325.2934 | EIA-923 Generator File | 1956
8368 | 2022 | IN | Columbia City Solar Park | 62769 | SCOLU |  | OP | PV | SUN | 4.3 | 0.2 | 7515 | 27053.7836 | 4288 | 15436.6765 | Distributed from 923 Generation And Fuel | 2021
8369 | 2022 | IN | Covanta Indianapolis Energy | 50647 | GEN1 |  | OP | ST | MSW | 6.5 | 0.396 | 22534 | 81121.751 | 7281 | 26211.3903 | EIA-923 Generator File | 1988
8370 | 2022 | IN | Crane Battery Energy Storage System | 64207 | ES1 |  | OP | BA | MWH | 5 |  | GENYRONL: 2020
8371 | 2022 | IN | Crane Solar Facility | 60435 | XXXXX |  | OP | PV | SUN | 17 | 0.188 | 28026 | 100892.7929 | 15991 | 57567.1395 | Distributed from 923 Generation And Fuel | 2017
8372 | 2022 | IN | Crawfordsville 2 Solar Park | 62484 | SCRA2 |  | OP | PV | SUN | 7.9 | 0.165 | 11393 | 41014.4719 | 6500 | 23399.8128 | Distributed from 923 Generation And Fuel | 2019
8373 | 2022 | IN | Crawfordsville 3 Solar Park | 62485 | SCRA3 |  | OP | PV | SUN | 4.8 | 0.201 | 8455 | 30437.7565 | 4824 | 17366.2611 | Distributed from 923 Generation And Fuel | 2019
8374 | 2022 | IN | Crawfordsville 5 Solar Park | 62793 | SCRA5 |  | OP | PV | SUN | 9.8 | 0.215 | 18457 | 66444.6684 | 10531 | 37911.2967 | Distributed from 923 Generation And Fuel | 2020
8375 | 2022 | IN | Crawfordsville Power Plant | 1024 | 4 | 1 | OS | ST | BIT | 11.5 | 0 | 0 | 0 | 0 | 0 | EIA-923 Generator File | 1955 | 2023
8376 | 2022 | IN | Crawfordsville Power Plant | 1024 | D1 |  | SB | IC | DFO | 0.8 | 0 | 0 | 0 | 0 | 0 | Distributed from 923 Generation And Fuel | 1994
8377 | 2022 | IN | Crawfordsville Solar Park 4 | 62776 | SCRA4 |  | OP | PV | SUN | 2.3 | 0.192 | 3870 | 13931.8885 | 2208 | 7948.7364 | Distributed from 923 Generation And Fuel | 2020
8378 | 2022 | IN | Decatur Co. Solar RES (IN) | 59988 | PV1 |  | OP | PV | SUN | 1.1 | 0.173 | 1668 | 6004.752 | 952 | 3427.1726 | Distributed from 923 Generation And Fuel | 2017
8379 | 2022 | IN | Deer Creek PV | 59855 | DCPV1 |  | OP | PV | SUN | 2.5 | 0.14 | 3064 | 11030.3118 | 1505 | 5417.9567 | Distributed from 923 Generation And Fuel | 2016
8380 | 2022 | IN | Deercroft I & II LFGTE | 54956 | I-1 |  | OP | IC | NG | 0.8 | 0.297 | 2081.375 | 7492.8901 | 851.5 | 3065.3755 | Distributed from 923 Generation And Fuel | 1999
8381 | 2022 | IN | Deercroft I & II LFGTE | 54956 | I-2 |  | OP | IC | NG | 0.8 | 0.297 | 2081.375 | 7492.8901 | 851.5 | 3065.3755 | Distributed from 923 Generation And Fuel | 1999
8382 | 2022 | IN | Deercroft I & II LFGTE | 54956 | I-3 |  | OP | IC | NG | 0.8 | 0.297 | 2081.375 | 7492.8901 | 851.5 | 3065.3755 | Distributed from 923 Generation And Fuel | 1999
8383 | 2022 | IN | Deercroft I & II LFGTE | 54956 | I-4 |  | OP | IC | NG | 0.8 | 0.297 | 2081.375 | 7492.8901 | 851.5 | 3065.3755 | Distributed from 923 Generation And Fuel | 1999
8384 | 2022 | IN | Deercroft I & II LFGTE | 54956 | II-1 |  | OP | IC | LFG | 0.8 | 0.297 | 2081.375 | 7492.8901 | 851.5 | 3065.3755 | Distributed from 923 Generation And Fuel | 2007
8385 | 2022 | IN | Deercroft I & II LFGTE | 54956 | II-2 |  | OP | IC | LFG | 0.8 | 0.297 | 2081.375 | 7492.8901 | 851.5 | 3065.3755 | Distributed from 923 Generation And Fuel | 2007
8386 | 2022 | IN | Deercroft I & II LFGTE | 54956 | II-3 |  | OP | IC | LFG | 0.8 | 0.297 | 2081.375 | 7492.8901 | 851.5 | 3065.3755 | Distributed from 923 Generation And Fuel | 2007
8387 | 2022 | IN | Deercroft I & II LFGTE | 54956 | II-4 |  | OP | IC | LFG | 0.8 | 0.297 | 2081.375 | 7492.8901 | 851.5 | 3065.3755 | Distributed from 923 Generation And Fuel | 2007
8388 | 2022 | IN | Duke Building 129 | 59434 | DU129 |  | OP | PV | SUN | 3.4 | 0.151 | 4486 | 16149.4708 | 2560 | 9215.9263 | Distributed from 923 Generation And Fuel | 2014
8389 | 2022 | IN | Duke Building 87 | 59432 | DUK87 |  | OP | PV | SUN | 2.7 | 0.136 | 3227 | 11617.1071 | 1841 | 6627.547 | Distributed from 923 Generation And Fuel | 2014
8390 | 2022 | IN | Duke Building 98 | 59433 | DUK98 |  | OP | PV | SUN | 2.7 | 0.163 | 3850 | 13859.8891 | 2197 | 7909.1367 | Distributed from 923 Generation And Fuel | 2014
8391 | 2022 | IN | Eagle Valley (IN) | 991 | GT1 |  | OP | CT | NG | 207 | 0.759 | 1376264 | 4954510.7639 | 704191 | 2535067.3195 | EIA-923 Generator File | 2018
8392 | 2022 | IN | Eagle Valley (IN) | 991 | GT2 |  | OP | CT | NG | 207 | 0.739 | 1340010 | 4823997.408 | 708888 | 2551976.3842 | EIA-923 Generator File | 2018
8393 | 2022 | IN | Eagle Valley (IN) | 991 | STG1 | 2 | OP | CA | NG | 230 | 0.784 | 1580219 | 5688742.8901 | 859710 | 3094931.2406 | EIA-923 Generator File | 2018
8394 | 2022 | IN | Earthmovers LFGTE | 57250 | 1 |  | OP | IC | LFG | 0.8 | 0.556 | 3895 | 14021.8878 | 1593.5 | 5736.5541 | Distributed from 923 Generation And Fuel | 2010
8395 | 2022 | IN | Earthmovers LFGTE | 57250 | 2 |  | OP | IC | LFG | 0.8 | 0.556 | 3895 | 14021.8878 | 1593.5 | 5736.5541 | Distributed from 923 Generation And Fuel | 2010
8396 | 2022 | IN | Earthmovers LFGTE | 57250 | 3 |  | OP | IC | LFG | 0.8 | 0.556 | 3895 | 14021.8878 | 1593.5 | 5736.5541 | Distributed from 923 Generation And Fuel | 2010
8397 | 2022 | IN | Earthmovers LFGTE | 57250 | 4 |  | OP | IC | LFG | 0.8 | 0.556 | 3895 | 14021.8878 | 1593.5 | 5736.5541 | Distributed from 923 Generation And Fuel | 2010
8398 | 2022 | IN | Earthmovers LFGTE | 57250 | 5 |  | OP | IC | LFG | 0.8 | 0.556 | 3895 | 14021.8878 | 1593.5 | 5736.5541 | Distributed from 923 Generation And Fuel | 2010
8399 | 2022 | IN | Earthmovers LFGTE | 57250 | 6 |  | OP | IC | LFG | 0.8 | 0.556 | 3895 | 14021.8878 | 1593.5 | 5736.5541 | Distributed from 923 Generation And Fuel | 2010
8400 | 2022 | IN | East Chicago | 59018 | 1 |  | OP | PV | SUN | 2 | 0.179 | 3132 | 11275.1098 | 1787 | 6433.1485 | Distributed from 923 Generation And Fuel | 2013
8401 | 2022 | IN | Edwardsport | 1004 | CT1 |  | OP | CT | SGC | 236.5 | 0.527 | 1091892 | 3930779.7538 | 467130 | 1681654.5468 | EIA-923 Generator File | 2013
8402 | 2022 | IN | Edwardsport | 1004 | CT2 |  | OP | CT | SGC | 236.5 | 0.526 | 1089415 | 3921862.6251 | 471036 | 1695716.0343 | EIA-923 Generator File | 2013
8403 | 2022 | IN | Edwardsport | 1004 | ST | 2 | OP | CA | SGC | 331.5 | 0.606 | 1760700 | 6338469.2922 | 820755 | 2954694.3624 | EIA-923 Generator File | 2013
8404 | 2022 | IN | Elkhart | 986 | 1 |  | OP | HY | WAT | 1.4 | 0.448 | 5495 | 19781.8417 | 2323.176 | 8363.3667 | Distributed from 923 Generation And Fuel | 1913
8405 | 2022 | IN | Elkhart | 986 | 2 |  | OP | HY | WAT | 1 | 0.448 | 3925 | 14129.887 | 1659.412 | 5973.8354 | Distributed from 923 Generation And Fuel | 1921
8406 | 2022 | IN | Elkhart | 986 | 3 |  | OP | HY | WAT | 1 | 0.448 | 3925 | 14129.887 | 1659.412 | 5973.8354 | Distributed from 923 Generation And Fuel | 1921
8407 | 2022 | IN | Ellettsville Solar RES | 59985 | PV1 |  | OP | PV | SUN | 1.1 | 0.178 | 1712 | 6163.1507 | 977 | 3517.1719 | Distributed from 923 Generation And Fuel | 2016
8408 | 2022 | IN | Evonik Industries AG | 54835 | T121 |  | SB | IC | DFO | 1.2 | 0 | 5 | 17.9999 | 0 | 0 | Distributed from 923 Generation And Fuel | 1992
8409 | 2022 | IN | Expander Turbine | 10475 | 16TG |  | OP | OT | BFG | 20 | 0.138 | 24190 | 87083.3033 | 11125 | 40049.6796 | Distributed from 923 Generation And Fuel | 1981
8410 | 2022 | IN | F B Culley | 1012 | 2 | 1 | OP | ST | BIT | 103.7 | 0.232 | 211078 | 759874.721 | 61666 | 221995.824 | EIA-923 Generator File | 1966 | 2025
8411 | 2022 | IN | F B Culley | 1012 | 3 | 1 | OP | ST | BIT | 265.2 | 0.277 | 644412 | 2319864.6411 | 299104 | 1076765.7859 | EIA-923 Generator File | 1973
8412 | 2022 | IN | Fowler Ridge IV Wind Farm LLC | 59547 | 1 |  | OP | WT | WND | 150 | 0.351 | 461700 | 1662106.7031 | 115608 | 416185.4705 | Distributed from 923 Generation And Fuel | 2016
8413 | 2022 | IN | Fowler Ridge Wind Farm LLC | 56777 | FIA |  | OP | WT | WND | 201.3 | 0.242 | 427534.642 | 1539112.3983 | 103167.34 | 371399.4528 | Distributed from 923 Generation And Fuel | 2009
8414 | 2022 | IN | Fowler Ridge Wind Farm LLC | 56777 | FIB |  | OP | WT | WND | 100 | 0.242 | 212386.807 | 764586.3885 | 51250.541 | 184500.4716 | Distributed from 923 Generation And Fuel | 2009
8415 | 2022 | IN | Fowler Ridge Wind Farm LLC | 56777 | FII |  | OP | WT | WND | 200 | 0.242 | 424773.613 | 1529172.7734 | 102501.083 | 369000.9468 | Distributed from 923 Generation And Fuel | 2009
8416 | 2022 | IN | Fowler Ridge Wind Farm LLC | 56777 | FIII |  | OP | WT | WND | 99 | 0.242 | 210262.939 | 756940.5249 | 50738.036 | 182655.4684 | Distributed from 923 Generation And Fuel | 2009
8417 | 2022 | IN | Gary Works | 50733 | STG1 | 9 | OP | ST | BFG | 161 | 0.73 | 1029555 | 3706368.3491 | 446489 | 1607347.5412 | EIA-923 Generator File | 1997
8418 | 2022 | IN | Gas City Solar Park | 62767 | SGASC |  | OP | PV | SUN | 2.5 | 0.197 | 4308 | 15508.6759 | 2458 | 8848.7292 | Distributed from 923 Generation And Fuel | 2020
8419 | 2022 | IN | Georgetown | 7759 | GT1 |  | OP | GT | NG | 85 | 0.062 | 46138.25 | 166096.3712 | 19098.5 | 68754.05 | Distributed from 923 Generation And Fuel | 2000
8420 | 2022 | IN | Georgetown | 7759 | GT2 |  | OP | GT | NG | 85 | 0.062 | 46138.25 | 166096.3712 | 19098.5 | 68754.05 | Distributed from 923 Generation And Fuel | 2000
8421 | 2022 | IN | Georgetown | 7759 | GT3 |  | OP | GT | NG | 85 | 0.062 | 46138.25 | 166096.3712 | 19098.5 | 68754.05 | Distributed from 923 Generation And Fuel | 2000
8422 | 2022 | IN | Georgetown | 7759 | GT4 |  | OP | GT | NG | 85 | 0.062 | 46138.25 | 166096.3712 | 19098.5 | 68754.05 | Distributed from 923 Generation And Fuel | 2001
8423 | 2022 | IN | Gibson | 6113 | 1 | 1 | OP | ST | BIT | 667.9 | 0.308 | 1803610 | 6492944.0564 | 910900 | 3279213.7663 | EIA-923 Generator File | 1976
8424 | 2022 | IN | Gibson | 6113 | 2 | 1 | OP | ST | BIT | 667.9 | 0.299 | 1750904 | 6303203.9744 | 680782 | 2450795.5936 | EIA-923 Generator File | 1975
8425 | 2022 | IN | Gibson | 6113 | 3 | 1 | OP | ST | BIT | 667.9 | 0.255 | 1492795 | 5374019.0078 | 552783 | 1990002.88 | EIA-923 Generator File | 1978
8426 | 2022 | IN | Gibson | 6113 | 4 | 1 | OP | ST | BIT | 667.9 | 0.345 | 2017308 | 7262250.702 | 959725 | 3454982.3601 | EIA-923 Generator File | 1979
8427 | 2022 | IN | Gibson | 6113 | 5 | 1 | OP | ST | BIT | 667.9 | 0.365 | 2135899 | 7689174.8866 | 799383 | 2877755.778 | EIA-923 Generator File | 1982
8428 | 2022 | IN | Green Cow Power | 60721 | ENG1 |  | OP | IC | OBG | 1 | 0.27 | 2361.628 | 8501.7928 | 966.279 | 3478.5766 | Distributed from 923 Generation And Fuel | 2015
8429 | 2022 | IN | Green Cow Power | 60721 | ENG2 |  | OP | IC | OBG | 1 | 0.27 | 2361.628 | 8501.7928 | 966.279 | 3478.5766 | Distributed from 923 Generation And Fuel | 2015
8430 | 2022 | IN | Green Cow Power | 60721 | ENG3 |  | OP | IC | OBG | 1 | 0.27 | 2361.628 | 8501.7928 | 966.279 | 3478.5766 | Distributed from 923 Generation And Fuel | 2015
8431 | 2022 | IN | Green Cow Power | 60721 | ENG4 |  | OP | IC | OBG | 1.3 | 0.27 | 3070.116 | 11052.3292 | 1256.163 | 4522.1506 | Distributed from 923 Generation And Fuel | 2021
8432 | 2022 | IN | Greenfield Solar Park | 61053 | SGREE |  | OP | PV | SUN | 2.8 | 0.212 | 5200 | 18719.8502 | 2967 | 10681.1146 | Distributed from 923 Generation And Fuel | 2017
8433 | 2022 | IN | Griffith | 59019 | 1 |  | OP | PV | SUN | 2 | 0.175 | 3069 | 11048.3116 | 1751 | 6303.5496 | Distributed from 923 Generation And Fuel | 2013
8434 | 2022 | IN | Harding Street | 990 | 5 | 1 | OP | ST | NG | 100 | 0.288 | 252649 | 909529.1238 | 82241 | 296065.2315 | EIA-923 Generator File | 1958
8435 | 2022 | IN | Harding Street | 990 | 6 | 1 | OP | ST | NG | 100 | 0.354 | 310152 | 1116538.2677 | 123653 | 445147.2388 | EIA-923 Generator File | 1961
8436 | 2022 | IN | Harding Street | 990 | 7 | 1 | OP | ST | NG | 463 | 0.136 | 553128 | 1991244.87 | 136375 | 490946.0724 | EIA-923 Generator File | 1973
8437 | 2022 | IN | Harding Street | 990 | BAT1 |  | OP | BA | MWH | 20 | 0 | 0 | 0 | 0 | 0 | Distributed from 923 Generation And Fuel | 2016
8438 | 2022 | IN | Harding Street | 990 | GT1 |  | OP | GT | DFO | 26 | 0.079 | 18087.356 | 65113.9607 | 9209.145 | 33152.6568 | Distributed from 923 Generation And Fuel | 1973
8439 | 2022 | IN | Harding Street | 990 | GT2 |  | OP | GT | DFO | 26 | 0.079 | 18087.356 | 65113.9607 | 9209.145 | 33152.6568 | Distributed from 923 Generation And Fuel | 1973
8440 | 2022 | IN | Harding Street | 990 | GT4 |  | OP | GT | NG | 83 | 0.079 | 57740.406 | 207863.7987 | 29398.425 | 105833.4833 | Distributed from 923 Generation And Fuel | 1994
8441 | 2022 | IN | Harding Street | 990 | GT5 |  | OP | GT | NG | 83 | 0.079 | 57740.406 | 207863.7987 | 29398.425 | 105833.4833 | Distributed from 923 Generation And Fuel | 1995
8442 | 2022 | IN | Harding Street | 990 | GT6 |  | OP | GT | NG | 161 | 0.079 | 112002.475 | 403205.6844 | 57025.86 | 205291.4537 | Distributed from 923 Generation And Fuel | 2002
8443 | 2022 | IN | Harding Street | 990 | IC1 |  | OP | IC | DFO | 2.7 | 0.004 | 103 | 370.797 | 33 | 118.799 | Distributed from 923 Generation And Fuel | 1967
8444 | 2022 | IN | Headwaters Wind Farm II LLC | 62592 | HWII |  | OP | WT | WND | 200 | 0.351 | 615065 | 2214216.2863 | 162365 | 584509.3239 | Distributed from 923 Generation And Fuel | 2021
8445 | 2022 | IN | Headwaters Wind Farm LLC | 58416 | 1 |  | OP | WT | WND | 200 | 0.39 | 683030 | 2458888.3289 | 185774 | 668781.0498 | Distributed from 923 Generation And Fuel | 2014
8446 | 2022 | IN | Heat Recovery Coke Facility | 55066 | TG18 |  | OP | ST | WH | 94.6 | 0.55 | 455440 | 1639570.8834 | 203726 | 733407.7327 | Distributed from 923 Generation And Fuel | 1998
8447 | 2022 | IN | Hendricks Regional Health | 54731 | GE06 |  | SB | IC | DFO | 1 | 0 | 2.791 | 10.0475 | 1.163 | 4.1868 | Distributed from 923 Generation And Fuel | 2010
8448 | 2022 | IN | Hendricks Regional Health | 54731 | GEO1 |  | SB | IC | DFO | 0.5 | 0 | 1.395 | 5.022 | 0.581 | 2.0916 | Distributed from 923 Generation And Fuel | 1992 | 2024
8449 | 2022 | IN | Hendricks Regional Health | 54731 | GEO2 |  | SB | IC | DFO | 0.5 | 0 | 1.395 | 5.022 | 0.581 | 2.0916 | Distributed from 923 Generation And Fuel | 1992 | 2024
8450 | 2022 | IN | Hendricks Regional Health | 54731 | GEO3 |  | SB | IC | DFO | 0.3 | 0 | 0.837 | 3.0132 | 0.349 | 1.2564 | Distributed from 923 Generation And Fuel | 1992 | 2024
8451 | 2022 | IN | Hendricks Regional Health | 54731 | GEO4 |  | SB | IC | DFO | 1 | 0 | 2.791 | 10.0475 | 1.163 | 4.1868 | Distributed from 923 Generation And Fuel | 2004
8452 | 2022 | IN | Hendricks Regional Health | 54731 | GEO5 |  | SB | IC | DFO | 1 | 0 | 2.791 | 10.0475 | 1.163 | 4.1868 | Distributed from 923 Generation And Fuel | 2004
8453 | 2022 | IN | Henry County | 7763 | 1 |  | OP | GT | NG | 60.5 | 0.12 | 63541.667 | 228748.1712 | 24597.333 | 88549.6904 | Distributed from 923 Generation And Fuel | 2001
8454 | 2022 | IN | Henry County | 7763 | 2 |  | OP | GT | NG | 60.5 | 0.12 | 63541.667 | 228748.1712 | 24597.333 | 88549.6904 | Distributed from 923 Generation And Fuel | 2001
8455 | 2022 | IN | Henry County | 7763 | 3 |  | OP | GT | NG | 60.5 | 0.12 | 63541.667 | 228748.1712 | 24597.333 | 88549.6904 | Distributed from 923 Generation And Fuel | 2001
8456 | 2022 | IN | Henryville Solar RES | 59986 | PV1 |  | OP | PV | SUN | 1.1 | 0.157 | 1514 | 5450.3564 | 864 | 3110.3751 | Distributed from 923 Generation And Fuel | 2016
8457 | 2022 | IN | Herrema Dairy | 65494 | HER1 |  | OP | IC | NG | 1.5 | 0.507 | 6664 | 23990.2081 | 3630 | 13067.8955 | Distributed from 923 Generation And Fuel | 2022
8458 | 2022 | IN | Hidden View Dairy, LLC | 59260 | HV3 |  | OP | IC | NG | 1 | 0.018 | 155 | 557.9955 | 0 | 0 | Distributed from 923 Generation And Fuel | 2022
8459 | 2022 | IN | Hobart Solar, LLC | 58795 | HS |  | OP | PV | SUN | 1 | 0.142 | 1240 | 4463.9643 | 708 | 2548.7796 | Distributed from 923 Generation And Fuel | 2012
8460 | 2022 | IN | Hoosier Wind Project LLC | 56878 | TBD |  | OP | WT | WND | 106 | 0.284 | 263732 | 949427.6046 | 71731 | 258229.5342 | Distributed from 923 Generation And Fuel | 2009
8461 | 2022 | IN | Hurricane Creek Lift Station | 61267 | HURR |  | SB | IC | DFO | 2 | 0.006 | 109 | 392.3969 | 42 | 151.1988 | Distributed from 923 Generation And Fuel | 2004
8462 | 2022 | IN | IMPA Anderson Solar Park | 60253 | SANDE |  | OP | PV | SUN | 5 | 0.062 | 2734 | 9842.3213 | 1560 | 5615.9551 | Distributed from 923 Generation And Fuel | 2017
8463 | 2022 | IN | IMPA Anderson Solar Park 2 | 61054 | SAND2 |  | OP | PV | SUN | 8.1 | 0.21 | 14904 | 53653.9708 | 8504 | 30614.1551 | Distributed from 923 Generation And Fuel | 2017
8464 | 2022 | IN | IMPA Crawfordsville Solar Park | 59483 | SCRAW |  | OP | PV | SUN | 3 | 0.157 | 4126 | 14853.4812 | 2354 | 8474.3322 | Distributed from 923 Generation And Fuel | 2015
8465 | 2022 | IN | IMPA Frankton Solar Park | 59479 | SFRAN |  | OP | PV | SUN | 1 | 0.143 | 1249 | 4496.364 | 713 | 2566.7795 | Distributed from 923 Generation And Fuel | 2014
8466 | 2022 | IN | IMPA Huntingburg Solar Park | 60251 | SHUNT |  | OP | PV | SUN | 2 | 0.103 | 1796 | 6465.5483 | 1025 | 3689.9705 | Distributed from 923 Generation And Fuel | 2016
8467 | 2022 | IN | IMPA Pendleton Solar Park | 59770 | SPEND |  | OP | PV | SUN | 2 | 0.179 | 3143 | 11314.7095 | 1793 | 6454.7484 | Distributed from 923 Generation And Fuel | 2015
8468 | 2022 | IN | IMPA Peru Solar Park | 59481 | SPERU |  | OP | PV | SUN | 3 | 0.152 | 3989 | 14360.2851 | 2276 | 8193.5345 | Distributed from 923 Generation And Fuel | 2015
8469 | 2022 | IN | IMPA Rensselaer Solar Park | 59480 | SRENS |  | OP | PV | SUN | 1 | 0.161 | 1413 | 5086.7593 | 806 | 2901.5768 | Distributed from 923 Generation And Fuel | 2014
8470 | 2022 | IN | IMPA Richmond Solar Park | 59478 | SRICH |  | OP | PV | SUN | 1 | 0.173 | 1515 | 5453.9564 | 864 | 3110.3751 | Distributed from 923 Generation And Fuel | 2014
8471 | 2022 | IN | IMPA Tell City Solar Park | 59482 | STELL |  | OP | PV | SUN | 1.1 | 0.576 | 5554 | 19994.24 | 3169 | 11408.3087 | Distributed from 923 Generation And Fuel | 2015
8472 | 2022 | IN | IMPA Washington Solar Park | 60252 | SWASH |  | OP | PV | SUN | 4 | 0.105 | 3677 | 13237.0941 | 2098 | 7552.7396 | Distributed from 923 Generation And Fuel | 2016
8473 | 2022 | IN | IND Community Solar Farm 1st Phase | 58391 | 1 |  | OP | PV | SUN | 10 | 0.17 | 14877 | 53556.7715 | 8488 | 30556.5555 | Distributed from 923 Generation And Fuel | 2013
8474 | 2022 | IN | IND Solar Farm (Phase IIA) | 59424 | IND2A |  | OP | PV | SUN | 7.5 | 0.179 | 11769 | 42368.0611 | 6715 | 24173.8066 | Distributed from 923 Generation And Fuel | 2014
8475 | 2022 | IN | Indiana Crossroads Wind Farm LLC | 64230 | GEN01 |  | OP | WT | WND | 302.4 | 0.318 | 841234 | 3028418.1727 | 243235 | 875638.9949 | Distributed from 923 Generation And Fuel | 2021
8476 | 2022 | IN | Indiana Harbor E 5 AC Station | 54995 | 17TG | 4 | OP | ST | BFG | 90 | 0.688 | 542398 | 1952617.1791 | 241619 | 869821.4414 | EIA-923 Generator File | 1996
8477 | 2022 | IN | Indiana Harbor West | 10397 | GEN5 | 5 | SB | ST | NG | 12.5 | 0 | 0 | 0 | 0 | 0 | EIA-923 Generator File | 1939
8478 | 2022 | IN | Indiana Harbor West | 10397 | GEN6 | 5 | SB | ST | NG | 12.5 | 0 | 0 | 0 | 0 | 0 | EIA-923 Generator File | 1953
8479 | 2022 | IN | Indiana Harbor West | 10397 | GEN7 | 5 | OP | ST | NG | 32 | 0 | 0 | 0 | 0 | 0 | EIA-923 Generator File | 1959
8480 | 2022 | IN | Indiana Harbor West | 10397 | GEN8 | 5 | OP | ST | NG | 40 | 0.317 | 110958 | 399445.6044 | 58417 | 210299.5176 | EIA-923 Generator File | 1961
8481 | 2022 | IN | Indiana Harbor West | 10397 | GEN9 | 5 | OP | ST | NG | 55 | 0.06 | 29063 | 104625.963 | 0 | 0 | EIA-923 Generator File | 2002
8482 | 2022 | IN | Indianapolis Motor Speedway Solar PV | 58615 | IMS |  | OP | PV | SUN | 9 | 0.162 | 12756 | 45921.2326 | 7278 | 26200.5904 | Distributed from 923 Generation And Fuel | 2014
8483 | 2022 | IN | Indy Grocers | 59834 | INGRO |  | OP | PV | SUN | 1 | 0.164 | 1436 | 5169.5586 | 819 | 2948.3764 | Distributed from 923 Generation And Fuel | 2015
8484 | 2022 | IN | INDY III | 59823 | INDY3 |  | OP | PV | SUN | 2.5 | 0.187 | 4106 | 14781.4817 | 2343 | 8434.7325 | Distributed from 923 Generation And Fuel | 2015
8485 | 2022 | IN | Indy Solar I, LLC | 58552 | 1 |  | OP | PV | SUN | 10 | 0.172 | 15105 | 54377.565 | 8048 | 28972.5682 | Distributed from 923 Generation And Fuel | 2013
8486 | 2022 | IN | Indy Solar II, LLC | 58556 | 1 |  | OP | PV | SUN | 10.1 | 0.164 | 14501 | 52203.1824 | 7879 | 28364.1731 | Distributed from 923 Generation And Fuel | 2013
8487 | 2022 | IN | Indy Solar III, LLC | 58553 | 1 |  | OP | PV | SUN | 8.6 | 0.159 | 12002 | 43206.8543 | 5722 | 20599.0352 | Distributed from 923 Generation And Fuel | 2013
8488 | 2022 | IN | Jackson Co. Solar RES | 59989 | PV1 |  | OP | PV | SUN | 1.1 | 0.191 | 1838 | 6616.7471 | 1049 | 3776.3698 | Distributed from 923 Generation And Fuel | 2017
8489 | 2022 | IN | Jay County LFGTE | 56464 | 1 |  | OP | IC | LFG | 0.8 | 0.581 | 4073 | 14662.6827 | 1666.25 | 5998.452 | Distributed from 923 Generation And Fuel | 2005
8490 | 2022 | IN | Jay County LFGTE | 56464 | 2 |  | OP | IC | LFG | 0.8 | 0.581 | 4073 | 14662.6827 | 1666.25 | 5998.452 | Distributed from 923 Generation And Fuel | 2005
8491 | 2022 | IN | Jay County LFGTE | 56464 | 3 |  | OP | IC | LFG | 0.8 | 0.581 | 4073 | 14662.6827 | 1666.25 | 5998.452 | Distributed from 923 Generation And Fuel | 2005
8492 | 2022 | IN | Jay County LFGTE | 56464 | 4 |  | OP | IC | LFG | 0.8 | 0.581 | 4073 | 14662.6827 | 1666.25 | 5998.452 | Distributed from 923 Generation And Fuel | 2005
8493 | 2022 | IN | Johnson Co. Solar RES | 59990 | PV1 |  | OP | PV | SUN | 1.1 | 0.182 | 1749 | 6296.3496 | 998 | 3592.7713 | Distributed from 923 Generation And Fuel | 2016
8494 | 2022 | IN | Jordan Creek Wind Farm, LLC | 63389 | JCW |  | OP | WT | WND | 398.6 | 0.39 | 1362147 | 4903689.9705 | 383497 | 1380578.1554 | Distributed from 923 Generation And Fuel | 2020
8495 | 2022 | IN | Kokomo Solar 1, LLC | 60864 | PV1 |  | OP | PV | SUN | 5.4 | 0.163 | 7694 | 27698.1784 | 4390 | 15803.8736 | Distributed from 923 Generation And Fuel | 2016
8496 | 2022 | IN | Lanesville Solar RES | 59984 | PV1 |  | OP | PV | SUN | 1.1 | 0.078 | 752 | 2707.1783 | 429 | 1544.3876 | Distributed from 923 Generation And Fuel | 2015
8497 | 2022 | IN | Lawrence County Station | 7948 | 1 |  | OP | GT | NG | 67 | 0.017 | 10058.333 | 36209.7091 | 7294.5 | 26259.9899 | Distributed from 923 Generation And Fuel | 2005
8498 | 2022 | IN | Lawrence County Station | 7948 | 2 |  | OP | GT | NG | 67 | 0.017 | 10058.333 | 36209.7091 | 7294.5 | 26259.9899 | Distributed from 923 Generation And Fuel | 2005
8499 | 2022 | IN | Lawrence County Station | 7948 | 3 |  | OP | GT | NG | 67 | 0.017 | 10058.333 | 36209.7091 | 7294.5 | 26259.9899 | Distributed from 923 Generation And Fuel | 2005
8500 | 2022 | IN | Lawrence County Station | 7948 | 4 |  | OP | GT | NG | 67 | 0.017 | 10058.333 | 36209.7091 | 7294.5 | 26259.9899 | Distributed from 923 Generation And Fuel | 2005
8501 | 2022 | IN | Lawrence County Station | 7948 | 5 |  | OP | GT | NG | 67 | 0.017 | 10058.333 | 36209.7091 | 7294.5 | 26259.9899 | Distributed from 923 Generation And Fuel | 2005
8502 | 2022 | IN | Lawrence County Station | 7948 | 6 |  | OP | GT | NG | 67 | 0.017 | 10058.333 | 36209.7091 | 7294.5 | 26259.9899 | Distributed from 923 Generation And Fuel | 2005
8503 | 2022 | IN | Lawrenceburg Power, LLC | 55502 | 0100 | 2 | OP | CA | NG | 268 | 0.698 | 1639674 | 5902779.1778 | 682214.5 | 2455952.5524 | Distributed from 923 Generation And Fuel | 2004
8504 | 2022 | IN | Lawrenceburg Power, LLC | 55502 | 0200 | 2 | OP | CA | NG | 268 | 0.698 | 1639674 | 5902779.1778 | 682214.5 | 2455952.5524 | Distributed from 923 Generation And Fuel | 2004
8505 | 2022 | IN | Lawrenceburg Power, LLC | 55502 | 1100 |  | OP | CT | NG | 174 | 0.844 | 1285770 | 4628734.9701 | 523416 | 1884282.5257 | EIA-923 Generator File | 2004
8506 | 2022 | IN | Lawrenceburg Power, LLC | 55502 | 1200 |  | OP | CT | NG | 174 | 0.864 | 1317224 | 4741968.4643 | 547951 | 1972607.8191 | EIA-923 Generator File | 2004
8507 | 2022 | IN | Lawrenceburg Power, LLC | 55502 | 2100 |  | OP | CT | NG | 174 | 0.861 | 1313011 | 4726801.7856 | 488676 | 1759219.5262 | EIA-923 Generator File | 2004
8508 | 2022 | IN | Lawrenceburg Power, LLC | 55502 | 2200 |  | OP | CT | NG | 174 | 0.867 | 1320882 | 4755137.1589 | 509837 | 1835398.5168 | EIA-923 Generator File | 2004
8509 | 2022 | IN | Lenape II | 58703 | 1 |  | OP | PV | SUN | 4 | 0.118 | 4142 | 14911.0807 | 2363 | 8506.7319 | Distributed from 923 Generation And Fuel | 2015
8510 | 2022 | IN | Liberty I & II LFGTE | 56465 | 1 |  | OP | IC | LFG | 0.8 | 0.79 | 5534 | 19922.2406 | 2264.062 | 8150.558 | Distributed from 923 Generation And Fuel | 2005
8511 | 2022 | IN | Liberty I & II LFGTE | 56465 | 1-II |  | OP | IC | LFG | 0.8 | 0.79 | 5534 | 19922.2406 | 2264.062 | 8150.558 | Distributed from 923 Generation And Fuel | 2010
8512 | 2022 | IN | Liberty I & II LFGTE | 56465 | 1-III |  | OP | IC | LFG | 1.6 | 0.79 | 11068 | 39844.4812 | 4528.125 | 16301.1196 | Distributed from 923 Generation And Fuel | 2017
8513 | 2022 | IN | Liberty I & II LFGTE | 56465 | 2 |  | OP | IC | LFG | 0.8 | 0.79 | 5534 | 19922.2406 | 2264.062 | 8150.558 | Distributed from 923 Generation And Fuel | 2005
8514 | 2022 | IN | Liberty I & II LFGTE | 56465 | 2-II |  | OP | IC | LFG | 0.8 | 0.79 | 5534 | 19922.2406 | 2264.062 | 8150.558 | Distributed from 923 Generation And Fuel | 2010
8515 | 2022 | IN | Liberty I & II LFGTE | 56465 | 2-III |  | OP | IC | LFG | 1.6 | 0.79 | 11068 | 39844.4812 | 4528.125 | 16301.1196 | Distributed from 923 Generation And Fuel | 2017
8516 | 2022 | IN | Liberty I & II LFGTE | 56465 | 3 |  | OP | IC | LFG | 0.8 | 0.79 | 5534 | 19922.2406 | 2264.062 | 8150.558 | Distributed from 923 Generation And Fuel | 2005
8517 | 2022 | IN | Liberty I & II LFGTE | 56465 | 3-II |  | OP | IC | LFG | 0.8 | 0.79 | 5534 | 19922.2406 | 2264.062 | 8150.558 | Distributed from 923 Generation And Fuel | 2010
8518 | 2022 | IN | Liberty I & II LFGTE | 56465 | 3-III |  | OP | IC | LFG | 1.6 | 0.79 | 11068 | 39844.4812 | 4528.125 | 16301.1196 | Distributed from 923 Generation And Fuel | 2017
8519 | 2022 | IN | Liberty I & II LFGTE | 56465 | 4 |  | OP | IC | LFG | 0.8 | 0.79 | 5534 | 19922.2406 | 2264.062 | 8150.558 | Distributed from 923 Generation And Fuel | 2005
8520 | 2022 | IN | Liberty I & II LFGTE | 56465 | 4-II |  | OP | IC | LFG | 0.8 | 0.79 | 5534 | 19922.2406 | 2264.062 | 8150.558 | Distributed from 923 Generation And Fuel | 2010
8521 | 2022 | IN | Liberty I & II LFGTE | 56465 | 4-III |  | OP | IC | LFG | 1.6 | 0.79 | 11068 | 39844.4812 | 4528.125 | 16301.1196 | Distributed from 923 Generation And Fuel | 2017
8522 | 2022 | IN | Lilly Technical Center | 58043 | 1 |  | SB | IC | DFO | 1 | 0 | 0 | 0 | 0 | 0 | Distributed from 923 Generation And Fuel | 1998
8523 | 2022 | IN | Lilly Technical Center | 58043 | 2 |  | SB | IC | DFO | 1 | 0 | 0 | 0 | 0 | 0 | Distributed from 923 Generation And Fuel | 2001
8524 | 2022 | IN | Lilly Technical Center | 58043 | 3 |  | SB | IC | DFO | 2 | 0 | 0 | 0 | 0 | 0 | Distributed from 923 Generation And Fuel | 2005
8525 | 2022 | IN | Lilly Technical Center | 58043 | 4 |  | SB | IC | DFO | 2 | 0 | 0 | 0 | 0 | 0 | Distributed from 923 Generation And Fuel | 2010
8526 | 2022 | IN | Lincoln Solar | 58496 | PV2 |  | OP | PV | SUN | 1.5 | 0.142 | 1860 | 6695.9464 | 1061 | 3819.5694 | Distributed from 923 Generation And Fuel | 2012
8527 | 2022 | IN | Linton | 65069 | LINT |  | OP | PV | SUN | 5.4 | 0.094 | 4463 | 16066.6715 | 2950 | 10619.915 | Distributed from 923 Generation And Fuel | 2022
8528 | 2022 | IN | Logansport Solar | 63861 | INLP |  | OP | PV | SUN | 16 | 0.158 | 22099 | 79555.7636 | 12609 | 45392.0369 | Distributed from 923 Generation And Fuel | 2021
8529 | 2022 | IN | M. G. Emmett J. Bean Federal Center | 58178 | 1 |  | OP | PV | SUN | 1.9 | 0.003 | 43 | 154.7988 | 25 | 89.9993 | Distributed from 923 Generation And Fuel | 2011
8530 | 2022 | IN | Marion Solar LNG | 59180 | PV1 |  | OP | PV | SUN | 1.5 | 0.155 | 2032 | 7315.1415 | 1159 | 4172.3666 | Distributed from 923 Generation And Fuel | 2015
8531 | 2022 | IN | Markland | 1005 | 1 |  | OP | HY | WAT | 25.9 | 0.419 | 95125.333 | 342448.4592 | 40217.667 | 144782.4429 | Distributed from 923 Generation And Fuel | 1967
8532 | 2022 | IN | Markland | 1005 | 2 |  | OP | HY | WAT | 25.9 | 0.419 | 95125.333 | 342448.4592 | 40217.667 | 144782.4429 | Distributed from 923 Generation And Fuel | 1967
8533 | 2022 | IN | Markland | 1005 | 3 |  | OP | HY | WAT | 25.9 | 0.419 | 95125.333 | 342448.4592 | 40217.667 | 144782.4429 | Distributed from 923 Generation And Fuel | 1967
8534 | 2022 | IN | Maywood Photovoltaic Project | 58770 | 1 |  | OP | PV | SUN | 8 | 0.131 | 9157 | 32964.9363 | 5224 | 18806.2496 | Distributed from 923 Generation And Fuel | 2014
8535 | 2022 | IN | McDonald Solar Farm, LLC | 60238 | PV1 |  | OP | PV | SUN | 5.2 | 0.191 | 8715 | 31373.749 | 4972 | 17899.0568 | Distributed from 923 Generation And Fuel | 2015
8536 | 2022 | IN | Meadow Lake Wind Farm II LLC | 57112 | GEN1 |  | OP | WT | WND | 102.3 | 0.274 | 245956 | 885434.5165 | 66897 | 240827.2734 | Distributed from 923 Generation And Fuel | 2010
8537 | 2022 | IN | Meadow Lake Wind Farm III LLC | 57115 | GEN 1 |  | OP | WT | WND | 103.5 | 0.307 | 278766 | 1003549.5716 | 75820 | 272949.8164 | Distributed from 923 Generation And Fuel | 2010
8538 | 2022 | IN | Meadow Lake Wind Farm IV | 57177 | GEN 1 |  | OP | WT | WND | 105.7 | 0.219 | 202332 | 728389.3729 | 55031 | 198110.0151 | Distributed from 923 Generation And Fuel | 2010
8539 | 2022 | IN | Meadow Lake Wind Farm LLC | 57109 | GEN 1 |  | OP | WT | WND | 199.7 | 0.263 | 460692 | 1658477.9322 | 125302 | 451083.5913 | Distributed from 923 Generation And Fuel | 2009
8540 | 2022 | IN | Meadow Lake Wind Farm V LLC | 57628 | GEN1 |  | OP | WT | WND | 100 | 0.399 | 349662 | 1258773.1298 | 100273 | 360979.9122 | Distributed from 923 Generation And Fuel | 2017
8541 | 2022 | IN | Meadow Lake Wind Farm VI LLC | 61756 | MWLVI |  | OP | WT | WND | 200.4 | 0.383 | 671626 | 2417834.2573 | 191440 | 689178.4866 | Distributed from 923 Generation And Fuel | 2018
8542 | 2022 | IN | Merom | 6213 | 1 | 1 | OP | ST | BIT | 540 | 0.527 | 2495020 | 8982000.144 | 1057506 | 3806991.1441 | EIA-923 Generator File | 1983
8543 | 2022 | IN | Merom | 6213 | 2 | 1 | OP | ST | BIT | 540 | 0.491 | 2323846 | 8365778.6738 | 1288700 | 4639282.8857 | EIA-923 Generator File | 1982
8544 | 2022 | IN | Michigan City | 997 | 12 | 1 | OP | ST | SUB | 540 | 0.299 | 1415875 | 5097109.2231 | 995031 | 3582082.9433 | EIA-923 Generator File | 1974 | 2028
8545 | 2022 | IN | Middlebury Solar | 60047 | PV6 |  | OP | PV | SUN | 1.5 | 0.111 | 1454 | 5234.3581 | 830 | 2987.9761 | Distributed from 923 Generation And Fuel | 2012
8546 | 2022 | IN | Montpelier Electric Generating Station | 55229 | GT1 |  | OP | GT | NG | 59 | 0.174 | 89895 | 323619.411 | 32818.75 | 118146.5548 | Distributed from 923 Generation And Fuel | 2001
8547 | 2022 | IN | Montpelier Electric Generating Station | 55229 | GT2 |  | OP | GT | NG | 59 | 0.174 | 89895 | 323619.411 | 32818.75 | 118146.5548 | Distributed from 923 Generation And Fuel | 2001
8548 | 2022 | IN | Montpelier Electric Generating Station | 55229 | GT3 |  | OP | GT | NG | 59 | 0.174 | 89895 | 323619.411 | 32818.75 | 118146.5548 | Distributed from 923 Generation And Fuel | 2001
8549 | 2022 | IN | Montpelier Electric Generating Station | 55229 | GT4 |  | OP | GT | NG | 59 | 0.174 | 89895 | 323619.411 | 32818.75 | 118146.5548 | Distributed from 923 Generation And Fuel | 2001
8550 | 2022 | IN | Munster Landfill Gas-to-Energy | 59808 | GEN1 |  | OP | IC | LFG | 1.1 | 0.358 | 3454 | 12434.3005 | 1413 | 5086.7593 | Distributed from 923 Generation And Fuel | 2012
8551 | 2022 | IN | Nabb Battery Energy Storage System | 62862 | ES1 |  | OP | BA | MWH | 5 |  | GENYRONL: 2020
8552 | 2022 | IN | New Castle Solar RES | 59981 | PV1 |  | OP | PV | SUN | 1.1 | 0.154 | 1482 | 5335.1573 | 846 | 3045.5756 | Distributed from 923 Generation And Fuel | 2016
8553 | 2022 | IN | New Haven Solar RES | 59983 | PV1 |  | OP | PV | SUN | 1.1 | 0.204 | 1964 | 7070.3434 | 1121 | 4035.5677 | Distributed from 923 Generation And Fuel | 2016
8554 | 2022 | IN | Noblesville | 1007 | 1 | 3 | OP | CA | NG | 50 | 0 | 0 | 0 | 0 | 0 | EIA-923 Generator File | 1950
8555 | 2022 | IN | Noblesville | 1007 | 2 | 3 | OP | CA | NG | 50 | 0 | 0 | 0 | 0 | 0 | EIA-923 Generator File | 1950
8556 | 2022 | IN | Noblesville | 1007 | 3 |  | OP | CT | NG | 61 | 0.968 | 517270 | 1862157.1027 | 257253 | 926103.3912 | EIA-923 Generator File | 2003
8557 | 2022 | IN | Noblesville | 1007 | 4 |  | OP | CT | NG | 61 | 0.968 | 517240 | 1862049.1036 | 257253 | 926103.3912 | EIA-923 Generator File | 2003
8558 | 2022 | IN | Noblesville | 1007 | 5 |  | OP | CT | NG | 61 | 0.968 | 517240 | 1862049.1036 | 257253 | 926103.3912 | EIA-923 Generator File | 2003
8559 | 2022 | IN | Norway (IN) | 998 | 1 |  | OP | HY | WAT | 2 | 0.301 | 5279.452 | 19005.8752 | 2232.055 | 8035.3337 | Distributed from 923 Generation And Fuel | 1923
8560 | 2022 | IN | Norway (IN) | 998 | 2 |  | OP | HY | WAT | 2 | 0.301 | 5279.452 | 19005.8752 | 2232.055 | 8035.3337 | Distributed from 923 Generation And Fuel | 1923
8561 | 2022 | IN | Norway (IN) | 998 | 3 |  | OP | HY | WAT | 2 | 0.301 | 5279.452 | 19005.8752 | 2232.055 | 8035.3337 | Distributed from 923 Generation And Fuel | 1923
8562 | 2022 | IN | Norway (IN) | 998 | 4 |  | OP | HY | WAT | 1.3 | 0.301 | 3431.644 | 12353.8196 | 1450.836 | 5222.9678 | Distributed from 923 Generation And Fuel | 1923
8563 | 2022 | IN | Notre Dame Hydro | 62918 | HYD1 |  | OP | HY | WAT | 2.5 | 0.166 | 3637 | 13093.0953 | 2295 | 8261.9339 | Distributed from 923 Generation And Fuel | 2022
8564 | 2022 | IN | Oak Hill Solar Array | 61333 | OHSA1 |  | OP | PV | SUN | 2 | 0.205 | 3589 | 12920.2966 | 2048 | 7372.741 | Distributed from 923 Generation And Fuel | 2018
8565 | 2022 | IN | Oak Ridge LFGTE | 56463 | 1 |  | OP | IC | LFG | 0.8 | 0.843 | 5908.75 | 21271.3298 | 2417.25 | 8702.0304 | Distributed from 923 Generation And Fuel | 2003
8566 | 2022 | IN | Oak Ridge LFGTE | 56463 | 2 |  | OP | IC | LFG | 0.8 | 0.843 | 5908.75 | 21271.3298 | 2417.25 | 8702.0304 | Distributed from 923 Generation And Fuel | 2003
8567 | 2022 | IN | Oak Ridge LFGTE | 56463 | 3 |  | OP | IC | LFG | 0.8 | 0.843 | 5908.75 | 21271.3298 | 2417.25 | 8702.0304 | Distributed from 923 Generation And Fuel | 2003
8568 | 2022 | IN | Oak Ridge LFGTE | 56463 | 4 |  | OP | IC | LFG | 0.8 | 0.843 | 5908.75 | 21271.3298 | 2417.25 | 8702.0304 | Distributed from 923 Generation And Fuel | 2003
8569 | 2022 | IN | Oakdale | 999 | 1 |  | OP | HY | WAT | 4.3 | 0.242 | 9115.636 | 32816.0271 | 3853.966 | 13874.1666 | Distributed from 923 Generation And Fuel | 1925
8570 | 2022 | IN | Oakdale | 999 | 2 |  | OP | HY | WAT | 3.2 | 0.242 | 6783.729 | 24421.229 | 2868.068 | 10324.9622 | Distributed from 923 Generation And Fuel | 1925
8571 | 2022 | IN | Oakdale | 999 | 3 |  | OP | HY | WAT | 4.3 | 0.242 | 9115.636 | 32816.0271 | 3853.966 | 13874.1666 | Distributed from 923 Generation And Fuel | 1925
8572 | 2022 | IN | OlivePV | 59854 | OLPV1 |  | OP | PV | SUN | 5 | 0.166 | 7276 | 26193.3905 | 4223 | 15202.6784 | Distributed from 923 Generation And Fuel | 2016
8573 | 2022 | IN | Osprey Point RES | 59255 | 1 |  | OS | IC | OG | 3.3 |  | GENYRONL: 2013
8574 | 2022 | IN | Osprey Point RES | 59255 | 2 |  | OS | IC | OG | 3.3 |  | GENYRONL: 2013
8575 | 2022 | IN | Osprey Point RES | 59255 | 3 |  | OS | IC | OG | 3.3 |  | GENYRONL: 2013
8576 | 2022 | IN | Osprey Point RES | 59255 | 4 |  | OS | IC | OG | 3.3 |  | GENYRONL: 2013
8577 | 2022 | IN | Pastime Farm, LLC | 60239 | PV1 |  | OP | PV | SUN | 5.2 | 0.19 | 8639 | 31100.1512 | 4929 | 17744.258 | Distributed from 923 Generation And Fuel | 2015
8578 | 2022 | IN | Peru (IN) | 1037 | D1 |  | SB | IC | DFO | 1.8 | 0 | 7 | 25.1998 | 3 | 10.7999 | Distributed from 923 Generation And Fuel | 2002
8579 | 2022 | IN | Peru 2 | 64246 | PERU2 |  | OP | PV | SUN | 9.5 | 0.221 | 18380 | 66167.4707 | 10487 | 37752.898 | Distributed from 923 Generation And Fuel | 2021
8580 | 2022 | IN | Peru 3 | 64250 | PERU3 |  | OP | PV | SUN | 2.9 | 0.031 | 786 | 2829.5774 | 0 | 0 | Distributed from 923 Generation And Fuel | 2022
8581 | 2022 | IN | POET Biorefining - North Manchester, LLC | 63852 | K745 |  | OP | ST | NG | 3.9 | 0.585 | 19978.12 | 71920.6566 | 8269.742 | 29770.833 | EIA-923 Generator File | 2017
8582 | 2022 | IN | POET Biorefining - Portland | 63922 | G-745 |  | OP | ST | NG | 3.5 | 0.596 | 18267 | 65760.6739 | 7561.441 | 27220.9698 | EIA-923 Generator File | 2017
8583 | 2022 | IN | POET Biorefining - Shelbyville | 63921 | 1 |  | OP | ST | NG | 6.1 | 0.618 | 33027 | 118896.2488 | 13671.194 | 49215.9047 | EIA-923 Generator File | 2020
8584 | 2022 | IN | POET Biorefining- Alexandria, LLC | 63924 | 1 |  | OP | ST | NG | 3.6 | 0.508 | 16033 | 57718.3383 | 6636.7 | 23891.9289 | EIA-923 Generator File | 2008
8585 | 2022 | IN | Portage Solar | 60046 | PV7 |  | OP | PV | SUN | 1.5 | 0.154 | 2029 | 7304.3416 | 1158 | 4168.7666 | Distributed from 923 Generation And Fuel | 2012
8586 | 2022 | IN | Portside Energy | 55096 | GT |  | OP | GT | NG | 42 | 0.601 | 221107 | 795978.8322 | 91525 | 329487.3641 | Distributed from 923 Generation And Fuel | 1997
8587 | 2022 | IN | Portside Energy | 55096 | ST | 1 | OP | ST | NG | 19 | 0.272 | 45250 | 162898.6968 | 15872 | 57138.7429 | EIA-923 Generator File | 1997
8588 | 2022 | IN | Prairie View I & II LFGTE | 54926 | I-1 |  | OP | IC | LFG | 0.8 | 0.685 | 4802.625 | 17289.3117 | 1964.875 | 7073.4934 | Distributed from 923 Generation And Fuel | 1994
8589 | 2022 | IN | Prairie View I & II LFGTE | 54926 | I-2 |  | OP | IC | LFG | 0.8 | 0.685 | 4802.625 | 17289.3117 | 1964.875 | 7073.4934 | Distributed from 923 Generation And Fuel | 1994
8590 | 2022 | IN | Prairie View I & II LFGTE | 54926 | I-3 |  | OP | IC | LFG | 0.8 | 0.685 | 4802.625 | 17289.3117 | 1964.875 | 7073.4934 | Distributed from 923 Generation And Fuel | 1994
8591 | 2022 | IN | Prairie View I & II LFGTE | 54926 | I-4 |  | OP | IC | LFG | 0.8 | 0.685 | 4802.625 | 17289.3117 | 1964.875 | 7073.4934 | Distributed from 923 Generation And Fuel | 1994
8592 | 2022 | IN | Prairie View I & II LFGTE | 54926 | II-1 |  | OP | IC | LFG | 0.8 | 0.685 | 4802.625 | 17289.3117 | 1964.875 | 7073.4934 | Distributed from 923 Generation And Fuel | 2007
8593 | 2022 | IN | Prairie View I & II LFGTE | 54926 | II-2 |  | OP | IC | LFG | 0.8 | 0.685 | 4802.625 | 17289.3117 | 1964.875 | 7073.4934 | Distributed from 923 Generation And Fuel | 2007
8594 | 2022 | IN | Prairie View I & II LFGTE | 54926 | II-3 |  | OP | IC | LFG | 0.8 | 0.685 | 4802.625 | 17289.3117 | 1964.875 | 7073.4934 | Distributed from 923 Generation And Fuel | 2007
8595 | 2022 | IN | Prairie View I & II LFGTE | 54926 | II-4 |  | OP | IC | LFG | 0.8 | 0.685 | 4802.625 | 17289.3117 | 1964.875 | 7073.4934 | Distributed from 923 Generation And Fuel | 2007
8596 | 2022 | IN | Prairies Edge Generating Facility | 58129 | GEN1 |  | RE | IC | NG | 1.1 | 0 | 0 | 0 | 0 | 0 | Distributed from 923 Generation And Fuel | 2011 | 2022
8597 | 2022 | IN | Primient | 64854 | GTG01 |  | OP | GT | NG | 30.9 | 0.621 | 168059 | 605007.5599 | 69566.5 | 250437.3965 | Distributed from 923 Generation And Fuel | 2021
8598 | 2022 | IN | Primient | 64854 | GTG02 |  | OP | GT | NG | 30.9 | 0.621 | 168059 | 605007.5599 | 69566.5 | 250437.3965 | Distributed from 923 Generation And Fuel | 2021
8599 | 2022 | IN | Purdue CHP | 65400 | PUCHP |  | OP | GT | NG | 13.3 | 0.846 | 98603 | 354967.9603 | 49134 | 176880.985 | Distributed from 923 Generation And Fuel | 2022
8600 | 2022 | IN | Purdue University | 50240 | GEN1 | 5 | OP | ST | NG | 30.8 | 0.316 | 85142.004 | 306508.7623 | 43903.034 | 158049.658 | EIA-923 Generator File | 1995
8601 | 2022 | IN | Purdue University | 50240 | GEN2 | 5 | OP | ST | NG | 10.6 | 0.523 | 48527.886 | 174698.992 | 18030.871 | 64910.6163 | EIA-923 Generator File | 1969
8602 | 2022 | IN | Purdue University | 50240 | GEN3 |  | SB | IC | DFO | 1.8 | 0 | 0 | 0 | 0 | 0 | Distributed from 923 Generation And Fuel | 2000
8603 | 2022 | IN | R M Schahfer | 6085 | 16A |  | OP | GT | NG | 129 | 0.008 | 9268 | 33364.5331 | 6734 | 24242.2061 | Distributed from 923 Generation And Fuel | 1979
8604 | 2022 | IN | R M Schahfer | 6085 | 16B |  | OP | GT | NG | 129 | 0.008 | 9268 | 33364.5331 | 6734 | 24242.2061 | Distributed from 923 Generation And Fuel | 1979
8605 | 2022 | IN | R M Schahfer | 6085 | 17 | 1 | OP | ST | BIT | 423.5 | 0.286 | 1062086.518 | 3823480.877 | 544649.502 | 1960722.5214 | Data from EIA-923 Generator File overwritten with distributed data from EIA-923 Generation and Fuel | 1983 | 2025
8606 | 2022 | IN | R M Schahfer | 6085 | 18 | 1 | OP | ST | BIT | 423.5 | 0.286 | 1062086.518 | 3823480.877 | 544649.502 | 1960722.5214 | Data from EIA-923 Generator File overwritten with distributed data from EIA-923 Generation and Fuel | 1986 | 2025
8607 | 2022 | IN | Randolph Eastern School Wind Turbine | 57638 | 1 |  | OS | WT | WND | 1 |  | GENYRONL: 2010
8608 | 2022 | IN | Rensselaer City Light Plant | 1038 | 10 |  | OS | IC | DFO | 2 | 0 | 0 | 0 | 0 | 0 | Distributed from 923 Generation And Fuel | 1971
8609 | 2022 | IN | Rensselaer City Light Plant | 1038 | 11 |  | OS | IC | DFO | 2 | 0 | 0 | 0 | 0 | 0 | Distributed from 923 Generation And Fuel | 1971
8610 | 2022 | IN | Rensselaer City Light Plant | 1038 | 14 |  | OS | IC | NG | 5 | 0 | 0 | 0 | 0 | 0 | Distributed from 923 Generation And Fuel | 1994
8611 | 2022 | IN | Rensselaer City Light Plant | 1038 | 15 |  | OP | IC | NG | 8.4 | 0 | 0 | 0 | 0 | 0 | Distributed from 923 Generation And Fuel | 2006
8612 | 2022 | IN | Rensselaer City Light Plant | 1038 | 5 |  | SB | IC | DFO | 1.9 | 0 | 0 | 0 | 0 | 0 | Distributed from 923 Generation And Fuel | 1950
8613 | 2022 | IN | Rensselaer City Light Plant | 1038 | 6 |  | SB | IC | DFO | 2.5 | 0 | 0 | 0 | 0 | 0 | Distributed from 923 Generation And Fuel | 1957
8614 | 2022 | IN | Rensselaer Solar Site 2 | 61799 | SREN2 |  | OP | PV | SUN | 3.8 | 0.226 | 7524 | 27086.1833 | 4293 | 15454.6764 | Distributed from 923 Generation And Fuel | 2018
8615 | 2022 | IN | Richmond | 7335 | RCT1 |  | OP | GT | NG | 41.4 | 0.018 | 6586 | 23709.4103 | 4447 | 16009.0719 | Distributed from 923 Generation And Fuel | 1992
8616 | 2022 | IN | Richmond | 7335 | RCT2 |  | OP | GT | NG | 41.4 | 0.018 | 6586 | 23709.4103 | 4447 | 16009.0719 | Distributed from 923 Generation And Fuel | 1992
8617 | 2022 | IN | Richmond 5 | 64247 | RICH5 |  | OP | PV | SUN | 9 | 0.228 | 17975 | 64709.4823 | 10256 | 36921.3046 | Distributed from 923 Generation And Fuel | 2021
8618 | 2022 | IN | Richmond Solar Park 3 | 62770 | SRIC3 |  | OP | PV | SUN | 6.5 | 0.206 | 11721 | 42195.2624 | 6688 | 24076.6074 | Distributed from 923 Generation And Fuel | 2019
8619 | 2022 | IN | Richmond Solar Park 4 | 62791 | SRIC4 |  | OP | PV | SUN | 7.1 | 0.217 | 13503 | 48610.4111 | 7704 | 27734.1781 | Distributed from 923 Generation And Fuel | 2020
8620 | 2022 | IN | Richmond Solar Site 2 | 61729 | SRIC2 |  | OP | PV | SUN | 7.4 | 0.214 | 13890 | 50003.6 | 7925 | 28529.7718 | Distributed from 923 Generation And Fuel | 2018
8621 | 2022 | IN | Riverstart Solar Park LLC | 64553 | GEN01 |  | OP | PV | SUN | 200 | 0.238 | 416876 | 1500741.5941 | 241505 | 869411.0447 | Distributed from 923 Generation And Fuel | 2021
8622 | 2022 | IN | Rockport | 6166 | 1 | 1 | OP | ST | SUB | 1300 | 0.095 | 1079884 | 3887551.2996 | 386689 | 1392069.2634 | EIA-923 Generator File | 1984 | 2028
8623 | 2022 | IN | Rockport | 6166 | 2 | 1 | OP | ST | SUB | 1300 | 0.3 | 3420617 | 12314122.687 | 1480116 | 5328374.973 | EIA-923 Generator File | 1989 | 2028
8624 | 2022 | IN | Rockville Solar I LLC | 58942 | RVSI |  | OP | PV | SUN | 2.8 | 0.084 | 2071 | 7455.5404 | 1182 | 4255.166 | Distributed from 923 Generation And Fuel | 2014
8625 | 2022 | IN | Rockville Solar II, LLC | 58953 | RVSII |  | OP | PV | SUN | 2.7 | 0.088 | 2071 | 7455.5404 | 1182 | 4255.166 | Distributed from 923 Generation And Fuel | 2014
8626 | 2022 | IN | Rosewater Wind Farm | 62891 | ROSEW |  | OP | WT | WND | 102 | 0.374 | 334621 | 1204625.963 | 98672 | 355216.3583 | Distributed from 923 Generation And Fuel | 2020
8627 | 2022 | IN | SABIC Innovative Plastics Mt. Vernon | 58063 | COGN1 |  | OP | GT | NG | 108 | 0.592 | 560332 | 2017179.0626 | 210838 | 759010.7279 | Distributed from 923 Generation And Fuel | 2017
8628 | 2022 | IN | Sagamore Plant Cogeneration | 50903 | GEN1 |  | OP | ST | NG | 7.4 | 0.492 | 31878.03 | 114759.9899 | 13419.9 | 48311.2535 | EIA-923 Generator File | 1984
8629 | 2022 | IN | Scotland Solar RES | 59982 | PV1 |  | OP | PV | SUN | 1.1 | 0.141 | 1354 | 4874.361 | 773 | 2782.7777 | Distributed from 923 Generation And Fuel | 2015
8630 | 2022 | IN | Scottsburg Solar Park | 62766 | SCCOT |  | OP | PV | SUN | 7.1 | 0.212 | 13180 | 47447.6204 | 7520 | 27071.7834 | Distributed from 923 Generation And Fuel | 2020
8631 | 2022 | IN | Sheridan School Corporation Solar | 63213 | 418ES |  | OP | PV | SUN | 0.6 | 0.111 | 582.8 | 2098.0632 | 332.4 | 1196.6304 | Distributed from 923 Generation And Fuel | 2016
8632 | 2022 | IN | Sheridan School Corporation Solar | 63213 | 418HS |  | OP | PV | SUN | 0.9 | 0.111 | 874.2 | 3147.0948 | 498.6 | 1794.9456 | Distributed from 923 Generation And Fuel | 2016
8633 | 2022 | IN | Spring Mill Solar RES | 59987 | PV1 |  | OP | PV | SUN | 1.1 | 0.153 | 1470 | 5291.9577 | 839 | 3020.3758 | Distributed from 923 Generation And Fuel | 2017
8634 | 2022 | IN | St Joseph Energy Center | 57794 | CT1 |  | OP | CT | NG | 260 | 0.72 | 1639752 | 5903059.9755 | 674567 | 2428421.7726 | EIA-923 Generator File | 2018
8635 | 2022 | IN | St Joseph Energy Center | 57794 | CT2 |  | OP | CT | NG | 260 | 0.711 | 1618832 | 5827748.578 | 673591 | 2424908.2007 | EIA-923 Generator File | 2018
8636 | 2022 | IN | St Joseph Energy Center | 57794 | ST1 | 4 | OP | CA | NG | 260 | 0.758 | 1725949 | 6213366.6931 | 745408 | 2683447.3324 | EIA-923 Generator File | 2018
8637 | 2022 | IN | St. Joseph Solar | 63801 | 1 |  | OP | PV | SUN | 20 | 0.134 | 23468 | 84484.1241 | 13390 | 48203.6144 | Distributed from 923 Generation And Fuel | 2021
8638 | 2022 | IN | Staunton | 61885 | GEN1 |  | OP | PV | SUN | 4 | 0.191 | 6690 | 24083.8073 | 3817 | 13741.0901 | Distributed from 923 Generation And Fuel | 2018
8639 | 2022 | IN | Sugar Creek Power | 55364 | CT01 |  | OP | CT | NG | 203.2 | 0.617 | 1099089 | 3956688.7465 | 436755 | 1572305.4216 | EIA-923 Generator File | 2002
8640 | 2022 | IN | Sugar Creek Power | 55364 | CT02 |  | OP | CT | NG | 203.2 | 0.626 | 1114434 | 4011930.3046 | 448225 | 1613597.0912 | EIA-923 Generator File | 2002
8641 | 2022 | IN | Sugar Creek Power | 55364 | ST1 | 2 | OP | CA | NG | 213 | 0.629 | 1174229 | 4227190.5825 | 495434 | 1783548.1316 | EIA-923 Generator File | 2003
8642 | 2022 | IN | Sullivan Solar, LLC | 60410 | SULPV |  | OP | PV | SUN | 5.2 | 0.19 | 8650 | 31139.7509 | 4935 | 17765.8579 | Distributed from 923 Generation And Fuel | 2016
8643 | 2022 | IN | Tell City Solar Park | 62790 | STEL2 |  | OP | PV | SUN | 3.2 | 0.059 | 1642 | 5911.1527 | 937 | 3373.173 | Distributed from 923 Generation And Fuel | 2020
8644 | 2022 | IN | Tippecanoe Solar Power Plant | 63137 | PV1 |  | OP | PV | SUN | 1.6 | 0.202 | 2832 | 10195.1184 | 1616 | 5817.5535 | Distributed from 923 Generation And Fuel | 2019
8645 | 2022 | IN | Tipton Solar Park | 62305 | STIP |  | OP | PV | SUN | 5.3 | 0.204 | 9486 | 34149.3268 | 5412 | 19483.0441 | Distributed from 923 Generation And Fuel | 2019
8646 | 2022 | IN | Troy Solar | 63929 | TROY1 |  | OP | PV | SUN | 50.4 | 0.234 | 103416 | 372294.6216 | 58185 | 209464.3243 | Distributed from 923 Generation And Fuel | 2021
8647 | 2022 | IN | Twin Branch | 989 | H1E |  | OP | HY | WAT | 0.6 | 0.575 | 3023 | 10882.7129 | 1278.125 | 4601.2132 | Distributed from 923 Generation And Fuel | 1989
8648 | 2022 | IN | Twin Branch | 989 | H1W |  | OP | HY | WAT | 0.6 | 0.575 | 3023 | 10882.7129 | 1278.125 | 4601.2132 | Distributed from 923 Generation And Fuel | 1989
8649 | 2022 | IN | Twin Branch | 989 | H2W |  | OP | HY | WAT | 0.6 | 0.575 | 3023 | 10882.7129 | 1278.125 | 4601.2132 | Distributed from 923 Generation And Fuel | 1989
8650 | 2022 | IN | Twin Branch | 989 | H3W |  | OP | HY | WAT | 0.6 | 0.575 | 3023 | 10882.7129 | 1278.125 | 4601.2132 | Distributed from 923 Generation And Fuel | 1989
8651 | 2022 | IN | Twin Branch | 989 | H4W |  | OP | HY | WAT | 0.6 | 0.575 | 3023 | 10882.7129 | 1278.125 | 4601.2132 | Distributed from 923 Generation And Fuel | 1989
8652 | 2022 | IN | Twin Branch | 989 | H5W |  | OP | HY | WAT | 0.6 | 0.575 | 3023 | 10882.7129 | 1278.125 | 4601.2132 | Distributed from 923 Generation And Fuel | 1989
8653 | 2022 | IN | Twin Branch | 989 | H6E |  | OP | HY | WAT | 0.6 | 0.575 | 3023 | 10882.7129 | 1278.125 | 4601.2132 | Distributed from 923 Generation And Fuel | 1989
8654 | 2022 | IN | Twin Branch | 989 | H6W |  | OP | HY | WAT | 0.6 | 0.575 | 3023 | 10882.7129 | 1278.125 | 4601.2132 | Distributed from 923 Generation And Fuel | 1989
8655 | 2022 | IN | Twin Branch PV | 59861 | TBPV1 |  | OP | PV | SUN | 2.6 | 0.16 | 3638 | 13096.6952 | 2105 | 7577.9394 | Distributed from 923 Generation And Fuel | 2016
8656 | 2022 | IN | Twin Bridges LFGTE | 54925 | I-1 |  | OP | IC | LFG | 0.8 | 0.514 | 3599.563 | 12958.3231 | 1472.625 | 5301.4076 | Distributed from 923 Generation And Fuel | 1994
8657 | 2022 | IN | Twin Bridges LFGTE | 54925 | I-2 |  | OP | IC | LFG | 0.8 | 0.514 | 3599.563 | 12958.3231 | 1472.625 | 5301.4076 | Distributed from 923 Generation And Fuel | 1994
8658 | 2022 | IN | Twin Bridges LFGTE | 54925 | I-3 |  | OP | IC | LFG | 0.8 | 0.514 | 3599.563 | 12958.3231 | 1472.625 | 5301.4076 | Distributed from 923 Generation And Fuel | 1994
8659 | 2022 | IN | Twin Bridges LFGTE | 54925 | I-4 |  | OP | IC | LFG | 0.8 | 0.514 | 3599.563 | 12958.3231 | 1472.625 | 5301.4076 | Distributed from 923 Generation And Fuel | 1994
8660 | 2022 | IN | Twin Bridges LFGTE | 54925 | II-1 |  | OP | IC | LFG | 0.8 | 0.514 | 3599.563 | 12958.3231 | 1472.625 | 5301.4076 | Distributed from 923 Generation And Fuel | 2002
8661 | 2022 | IN | Twin Bridges LFGTE | 54925 | II-2 |  | OP | IC | LFG | 0.8 | 0.514 | 3599.563 | 12958.3231 | 1472.625 | 5301.4076 | Distributed from 923 Generation And Fuel | 2002
8662 | 2022 | IN | Twin Bridges LFGTE | 54925 | II-3 |  | OP | IC | LFG | 0.8 | 0.514 | 3599.563 | 12958.3231 | 1472.625 | 5301.4076 | Distributed from 923 Generation And Fuel | 2002
8663 | 2022 | IN | Twin Bridges LFGTE | 54925 | II-4 |  | OP | IC | LFG | 0.8 | 0.514 | 3599.563 | 12958.3231 | 1472.625 | 5301.4076 | Distributed from 923 Generation And Fuel | 2002
8664 | 2022 | IN | Twin Bridges LFGTE | 54925 | III-1 |  | OP | IC | LFG | 0.8 | 0.514 | 3599.563 | 12958.3231 | 1472.625 | 5301.4076 | Distributed from 923 Generation And Fuel | 2009
8665 | 2022 | IN | Twin Bridges LFGTE | 54925 | III-2 |  | OP | IC | LFG | 0.8 | 0.514 | 3599.563 | 12958.3231 | 1472.625 | 5301.4076 | Distributed from 923 Generation And Fuel | 2009
8666 | 2022 | IN | Twin Bridges LFGTE | 54925 | III-3 |  | OP | IC | LFG | 0.8 | 0.514 | 3599.563 | 12958.3231 | 1472.625 | 5301.4076 | Distributed from 923 Generation And Fuel | 2009
8667 | 2022 | IN | Twin Bridges LFGTE | 54925 | III-4 |  | OP | IC | LFG | 0.8 | 0.514 | 3599.563 | 12958.3231 | 1472.625 | 5301.4076 | Distributed from 923 Generation And Fuel | 2009
8668 | 2022 | IN | Twin Bridges LFGTE | 54925 | IV-1 |  | OP | IC | LFG | 1.6 | 0.514 | 7199.125 | 25916.6427 | 2945.25 | 10602.8152 | Distributed from 923 Generation And Fuel | 2012
8669 | 2022 | IN | Twin Bridges LFGTE | 54925 | IV-2 |  | OP | IC | LFG | 1.6 | 0.514 | 7199.125 | 25916.6427 | 2945.25 | 10602.8152 | Distributed from 923 Generation And Fuel | 2012
8670 | 2022 | IN | Union City Wind Turbine | 57637 | 1 |  | OP | WT | WND | 1 | 0 | 0 | 0 | 0 | 0 | Distributed from 923 Generation And Fuel | 2010
8671 | 2022 | IN | University of Notre Dame | 50366 | GEN1 | 8 | OP | ST | NG | 3 | 0.497 | 13065.843 | 47036.6585 | 6826.773 | 24576.1862 | EIA-923 Generator File | 1962
8672 | 2022 | IN | University of Notre Dame | 50366 | GEN2 | 8 | OP | ST | NG | 1.7 | 0.024 | 357.232 | 1286.0249 | 206.465 | 743.2681 | EIA-923 Generator File | 1952
8673 | 2022 | IN | University of Notre Dame | 50366 | GEN3 |  | SB | IC | DFO | 1 | 0.004 | 31.688 | 114.0759 | 9.61 | 34.5957 | Distributed from 923 Generation And Fuel | 1952
8674 | 2022 | IN | University of Notre Dame | 50366 | GEN4 |  | SB | IC | DFO | 1 | 0.004 | 31.688 | 114.0759 | 9.61 | 34.5957 | Distributed from 923 Generation And Fuel | 1952
8675 | 2022 | IN | University of Notre Dame | 50366 | GEN5 | 8 | OP | ST | NG | 2 | 0.264 | 4619.043 | 16628.4218 | 3416.747 | 12300.1908 | EIA-923 Generator File | 1956
8676 | 2022 | IN | University of Notre Dame | 50366 | GEN6 | 8 | OP | ST | NG | 5 | 0.315 | 13813.915 | 49729.6962 | 7645.908 | 27525.0486 | EIA-923 Generator File | 1967
8677 | 2022 | IN | University of Notre Dame | 50366 | GEN7 | 8 | OP | ST | NG | 9.4 | 0.295 | 24261.019 | 87338.9697 | 9727.839 | 35019.9402 | EIA-923 Generator File | 2000
8678 | 2022 | IN | University of Notre Dame | 50366 | GEN8 |  | OP | IC | DFO | 1.9 | 0.004 | 60.208 | 216.7471 | 18.26 | 65.7355 | Distributed from 923 Generation And Fuel | 2006
8679 | 2022 | IN | University of Notre Dame | 50366 | GEN9 |  | OP | IC | DFO | 1.9 | 0.004 | 60.208 | 216.7471 | 18.26 | 65.7355 | Distributed from 923 Generation And Fuel | 2006
8680 | 2022 | IN | University of Notre Dame | 50366 | GN10 |  | OP | IC | DFO | 1.9 | 0.004 | 60.208 | 216.7471 | 18.26 | 65.7355 | Distributed from 923 Generation And Fuel | 2006
8681 | 2022 | IN | University of Notre Dame | 50366 | GT1 |  | OP | GT | NG | 5.4 | 0.238 | 11282 | 40614.8751 | 3898.5 | 14034.4877 | Distributed from 923 Generation And Fuel | 2019
8682 | 2022 | IN | University of Notre Dame | 50366 | GT2 |  | OP | GT | NG | 5.4 | 0.238 | 11282 | 40614.8751 | 3898.5 | 14034.4877 | Distributed from 923 Generation And Fuel | 2019
8683 | 2022 | IN | Valparaiso Solar, LLC | 58797 | VS |  | OP | PV | SUN | 1 | 0.113 | 992 | 3571.1714 | 566 | 2037.5837 | Distributed from 923 Generation And Fuel | 2012
8684 | 2022 | IN | Veolia ES Blackfoot Landfill Facility | 58577 | BLG1 |  | OP | IC | LFG | 1.6 | 0.35 | 4905 | 17657.8587 | 2006.5 | 7223.3422 | Distributed from 923 Generation And Fuel | 2009
8685 | 2022 | IN | Veolia ES Blackfoot Landfill Facility | 58577 | BLG2 |  | OP | IC | LFG | 1.6 | 0.35 | 4905 | 17657.8587 | 2006.5 | 7223.3422 | Distributed from 923 Generation And Fuel | 2009
8686 | 2022 | IN | Vermillion Energy Facility | 55111 | CT1 |  | OP | GT | NG | 86.5 | 0.078 | 59364.875 | 213711.8403 | 24573.5 | 88463.8923 | Distributed from 923 Generation And Fuel | 2000
8687 | 2022 | IN | Vermillion Energy Facility | 55111 | CT2 |  | OP | GT | NG | 86.5 | 0.078 | 59364.875 | 213711.8403 | 24573.5 | 88463.8923 | Distributed from 923 Generation And Fuel | 2000
8688 | 2022 | IN | Vermillion Energy Facility | 55111 | CT3 |  | OP | GT | NG | 86.5 | 0.078 | 59364.875 | 213711.8403 | 24573.5 | 88463.8923 | Distributed from 923 Generation And Fuel | 2000
8689 | 2022 | IN | Vermillion Energy Facility | 55111 | CT4 |  | OP | GT | NG | 86.5 | 0.078 | 59364.875 | 213711.8403 | 24573.5 | 88463.8923 | Distributed from 923 Generation And Fuel | 2000
8690 | 2022 | IN | Vermillion Energy Facility | 55111 | CT5 |  | OP | GT | NG | 86.5 | 0.078 | 59364.875 | 213711.8403 | 24573.5 | 88463.8923 | Distributed from 923 Generation And Fuel | 2000
8691 | 2022 | IN | Vermillion Energy Facility | 55111 | CT6 |  | OP | GT | NG | 86.5 | 0.078 | 59364.875 | 213711.8403 | 24573.5 | 88463.8923 | Distributed from 923 Generation And Fuel | 2000
8692 | 2022 | IN | Vermillion Energy Facility | 55111 | CT7 |  | OP | GT | NG | 86.5 | 0.078 | 59364.875 | 213711.8403 | 24573.5 | 88463.8923 | Distributed from 923 Generation And Fuel | 2000
8693 | 2022 | IN | Vermillion Energy Facility | 55111 | CT8 |  | OP | GT | NG | 86.5 | 0.078 | 59364.875 | 213711.8403 | 24573.5 | 88463.8923 | Distributed from 923 Generation And Fuel | 2000
8694 | 2022 | IN | Volkman Road Solar Array Hybrid | 61334 | VRSA1 |  | OP | PV | SUN | 2 | 0.217 | 3806 | 13701.4904 | 2172 | 7819.1374 | Distributed from 923 Generation And Fuel | 2018
8695 | 2022 | IN | Volkman Road Solar Array Hybrid | 61334 | VRSA2 |  | OP | BA | MWH | 1 | -0.005 | -46 | -165.5987 | -20 | -71.9994 | Distributed from 923 Generation And Fuel | 2019
8696 | 2022 | IN | Wabash Valley Power IGCC | 57842 | 1A |  | OP | GT | NG | 192 | 0.067 | 112765 | 405950.7524 | 31964 | 115069.4794 | Distributed from 923 Generation And Fuel | 1995
8697 | 2022 | IN | Walkerton | 65068 | WALK |  | OP | PV | SUN | 1.1 | 0.077 | 742 | 2671.1786 | 490 | 1763.9859 | Distributed from 923 Generation And Fuel | 2022
8698 | 2022 | IN | Warrick | 6705 | 1 | 1 | OP | ST | BIT | 166.6 | 0.699 | 1019744 | 3671049.0316 | 452906 | 1630448.5564 | EIA-923 Generator File | 1960
8699 | 2022 | IN | Warrick | 6705 | 2 | 1 | OP | ST | BIT | 166.6 | 0.514 | 750073 | 2700241.1981 | 236147 | 850122.399 | EIA-923 Generator File | 1964
8700 | 2022 | IN | Warrick | 6705 | 3 | 1 | OP | ST | BIT | 166.6 | 0.672 | 981231 | 3532403.3408 | 438592 | 1578918.5687 | EIA-923 Generator File | 1965
8701 | 2022 | IN | Warrick | 6705 | 4 | 1 | OP | ST | BIT | 323 | 0.626 | 1770386 | 6373338.6133 | 895918 | 3225278.9978 | EIA-923 Generator File | 1970
8702 | 2022 | IN | Waterloo Solar, LLC | 58796 | WS |  | OP | PV | SUN | 1 | 0.137 | 1202 | 4327.1654 | 686 | 2469.5802 | Distributed from 923 Generation And Fuel | 2012
8703 | 2022 | IN | Wheatland Generating Facility | 55224 | CTG1 |  | OP | GT | NG | 125.1 | 0.013 | 14263.75 | 51349.0892 | 10908 | 39268.4859 | Distributed from 923 Generation And Fuel | 2000
8704 | 2022 | IN | Wheatland Generating Facility | 55224 | CTG2 |  | OP | GT | NG | 125.1 | 0.013 | 14263.75 | 51349.0892 | 10908 | 39268.4859 | Distributed from 923 Generation And Fuel | 2000
8705 | 2022 | IN | Wheatland Generating Facility | 55224 | CTG3 |  | OP | GT | NG | 125.1 | 0.013 | 14263.75 | 51349.0892 | 10908 | 39268.4859 | Distributed from 923 Generation And Fuel | 2000
8706 | 2022 | IN | Wheatland Generating Facility | 55224 | CTG4 |  | OP | GT | NG | 125.1 | 0.013 | 14263.75 | 51349.0892 | 10908 | 39268.4859 | Distributed from 923 Generation And Fuel | 2000
8707 | 2022 | IN | Whitewater Valley | 1040 | 1 | 1 | OP | ST | BIT | 33 | 0.051 | 14887 | 53592.7713 | 11423 | 41122.471 | EIA-923 Generator File | 1955
8708 | 2022 | IN | Whitewater Valley | 1040 | 2 | 1 | OP | ST | BIT | 60.9 | 0.067 | 35483 | 127737.7781 | 26617 | 95820.4334 | EIA-923 Generator File | 1973
8709 | 2022 | IN | Whiting Clean Energy | 55259 | CT1 |  | OP | CT | NG | 181.9 | 0.564 | 899035 | 3236500.108 | 296776 | 1068385.0529 | EIA-923 Generator File | 2002
8710 | 2022 | IN | Whiting Clean Energy | 55259 | CT2 |  | OP | CT | NG | 181.9 | 0.664 | 1058034 | 3808891.9289 | 362806 | 1306091.1513 | EIA-923 Generator File | 2002
8711 | 2022 | IN | Whiting Clean Energy | 55259 | ST1 | 2 | OP | CA | NG | 213 | 0.256 | 478532 | 1722701.4184 | 239456 | 862034.7037 | EIA-923 Generator File | 2002
8712 | 2022 | IN | Whiting Refinery | 52130 | 31TG | 5 | OP | ST | OG | 12.5 | 0.703 | 77004 | 277212.1823 | 28031 | 100910.7927 | EIA-923 Generator File | 1948
8713 | 2022 | IN | Whiting Refinery | 52130 | 32TG | 5 | OP | ST | OG | 12.5 | 0.611 | 66867 | 240719.2742 | 27199 | 97915.6167 | EIA-923 Generator File | 1948
8714 | 2022 | IN | Whiting Refinery | 52130 | 33TG | 5 | OP | ST | OG | 18.8 | 0 | 0 | 0 | 0 | 0 | EIA-923 Generator File | 1955
8715 | 2022 | IN | Whiting Refinery | 52130 | 34TG | 5 | OP | ST | OG | 10 | 0.511 | 44730 | 161026.7118 | 19229 | 69223.8462 | EIA-923 Generator File | 1955
8716 | 2022 | IN | Whiting Refinery | 52130 | 35TG | 10 | OP | ST | OG | 30 | 1.035 | 272023 | 979274.9658 | 113021 | 406872.345 | EIA-923 Generator File | 1980
8717 | 2022 | IN | Wildcat Wind Farm I, LLC | 57862 | 1 |  | OP | WT | WND | 200 | 0.41 | 718706 | 2587320.9014 | 195478 | 703715.1703 | Distributed from 923 Generation And Fuel | 2012
8718 | 2022 | IN | Worthington Generation LLC | 55148 | 1 |  | OP | GT | NG | 60.5 | 0.036 | 19236.75 | 69251.746 | 13909.5 | 50073.7994 | Distributed from 923 Generation And Fuel | 2000
8719 | 2022 | IN | Worthington Generation LLC | 55148 | 2 |  | OP | GT | NG | 60.5 | 0.036 | 19236.75 | 69251.746 | 13909.5 | 50073.7994 | Distributed from 923 Generation And Fuel | 2000
8720 | 2022 | IN | Worthington Generation LLC | 55148 | 3 |  | OP | GT | NG | 60.5 | 0.036 | 19236.75 | 69251.746 | 13909.5 | 50073.7994 | Distributed from 923 Generation And Fuel | 2000
8721 | 2022 | IN | Worthington Generation LLC | 55148 | 4 |  | OP | GT | NG | 60.5 | 0.036 | 19236.75 | 69251.746 | 13909.5 | 50073.7994 | Distributed from 923 Generation And Fuel | 2000
8722 | 2022 | IN | Zimmerman Energy | 59425 | ZE#4 |  | OP | IC | LFG | 1.6 | 0.766 | 10729.895 | 38627.313 | 4539.789 | 16343.1097 | Distributed from 923 Generation And Fuel | 2020
8723 | 2022 | IN | Zimmerman Energy | 59425 | ZE-#1 |  | OP | IC | LFG | 2 | 0.766 | 13412.368 | 48284.1385 | 5674.737 | 20428.8898 | Distributed from 923 Generation And Fuel | 2014
8724 | 2022 | IN | Zimmerman Energy | 59425 | ZE-#2 |  | OP | IC | LFG | 2 | 0.766 | 13412.368 | 48284.1385 | 5674.737 | 20428.8898 | Distributed from 923 Generation And Fuel | 2014
8725 | 2022 | IN | Zimmerman Energy | 59425 | ZE-#3 |  | OP | IC | LFG | 2 | 0.766 | 13412.368 | 48284.1385 | 5674.737 | 20428.8898 | Distributed from 923 Generation And Fuel | 2014
8726 | 2022 | KS | Alexander Wind Farm LLC | 58666 | 1 |  | OP | WT | WND | 50.7 | 0.485 | 215438 | 775570.5954 | 79851 | 287461.3003 | Distributed from 923 Generation And Fuel | 2015
8727 | 2022 | KS | Americus | 66587 | SOL |  | OP | PV | SUN | 1 | 0.282 | 2468 | 8884.7289 | 1437 | 5173.1586 | Distributed from 923 Generation And Fuel | 2021
8728 | 2022 | KS | Anthony | 1258 | IC1 |  | OP | IC | NG | 4.1 | 0 | 3.694 | 13.2983 | 1.477 | 5.3172 | Distributed from 923 Generation And Fuel | 1972
8729 | 2022 | KS | Anthony | 1258 | IC2 |  | OP | IC | NG | 3 | 0 | 2.703 | 9.7307 | 1.081 | 3.8916 | Distributed from 923 Generation And Fuel | 1976
8730 | 2022 | KS | Anthony | 1258 | IC3 |  | OP | IC | NG | 4 | 0 | 3.604 | 12.9743 | 1.441 | 5.1876 | Distributed from 923 Generation And Fuel | 1981
8731 | 2022 | KS | Arkalon Ethanol LLC | 58192 | ST961 |  | OP | ST | NG | 3 | 0.123 | 3233 | 11638.7069 | 1472.833 | 5302.1564 | EIA-923 Generator File | 2008
8732 | 2022 | KS | Ashland | 1259 | 1 |  | SB | IC | NG | 0.6 | 0 | 2.036 | 7.3295 | 0.75 | 2.7 | Distributed from 923 Generation And Fuel | 1953
8733 | 2022 | KS | Ashland | 1259 | 2 |  | SB | IC | NG | 0.9 | 0 | 3.054 | 10.9943 | 1.125 | 4.05 | Distributed from 923 Generation And Fuel | 1974
8734 | 2022 | KS | Ashland | 1259 | 3 |  | SB | IC | DFO | 1.2 | 0 | 4.071 | 14.6555 | 1.5 | 5.4 | Distributed from 923 Generation And Fuel | 1963
8735 | 2022 | KS | Ashland | 1259 | 4B |  | SB | IC | DFO | 2 | 0 | 6.786 | 24.4294 | 2.5 | 8.9999 | Distributed from 923 Generation And Fuel | 2014
8736 | 2022 | KS | Ashland | 1259 | 5 |  | SB | IC | DFO | 0.9 | 0 | 3.054 | 10.9943 | 1.125 | 4.05 | Distributed from 923 Generation And Fuel | 1971
8737 | 2022 | KS | Augusta Electric Plant No 1 | 1261 | 1 |  | SB | IC | NG | 1.1 | -0.002 | -16.07 | -57.8515 | 0 | 0 | Distributed from 923 Generation And Fuel | 1954
8738 | 2022 | KS | Augusta Electric Plant No 1 | 1261 | 2 |  | SB | IC | DFO | 0.3 | -0.002 | -4.383 | -15.7787 | 0 | 0 | Distributed from 923 Generation And Fuel | 1929
8739 | 2022 | KS | Augusta Electric Plant No 1 | 1261 | 3 |  | SB | IC | NG | 1 | -0.002 | -14.609 | -52.592 | 0 | 0 | Distributed from 923 Generation And Fuel | 1949
8740 | 2022 | KS | Augusta Electric Plant No 1 | 1261 | 4 |  | SB | IC | DFO | 0.7 | -0.002 | -10.226 | -36.8133 | 0 | 0 | Distributed from 923 Generation And Fuel | 1939
8741 | 2022 | KS | Augusta Electric Plant No 1 | 1261 | 5 |  | SB | IC | NG | 2.2 | -0.002 | -32.139 | -115.6995 | 0 | 0 | Distributed from 923 Generation And Fuel | 1956
8742 | 2022 | KS | Augusta Electric Plant No 1 | 1261 | 6 |  | SB | IC | NG | 2.2 | -0.002 | -32.139 | -115.6995 | 0 | 0 | Distributed from 923 Generation And Fuel | 1956
8743 | 2022 | KS | Augusta Electric Plant No 1 | 1261 | 7 |  | SB | IC | NG | 2 | -0.002 | -29.217 | -105.1804 | 0 | 0 | Distributed from 923 Generation And Fuel | 1964
8744 | 2022 | KS | Augusta Electric Plant No 1 | 1261 | 8 |  | SB | IC | DFO | 2 | -0.002 | -29.217 | -105.1804 | 0 | 0 | Distributed from 923 Generation And Fuel | 2016
8745 | 2022 | KS | Augusta Electric Plant No 2 | 6791 | 1 |  | OP | IC | NG | 4 | 0.011 | 369.469 | 1330.0778 | 164.831 | 593.3869 | Distributed from 923 Generation And Fuel | 1968
8746 | 2022 | KS | Augusta Electric Plant No 2 | 6791 | 2 |  | OP | IC | NG | 4 | 0.011 | 369.469 | 1330.0778 | 164.831 | 593.3869 | Distributed from 923 Generation And Fuel | 1968
8747 | 2022 | KS | Augusta Electric Plant No 2 | 6791 | 3 |  | OP | IC | NG | 6 | 0.011 | 554.203 | 1995.1148 | 247.246 | 890.0785 | Distributed from 923 Generation And Fuel | 1981
8748 | 2022 | KS | Augusta Electric Plant No 2 | 6791 | 4 |  | OP | IC | NG | 6.7 | 0.011 | 618.86 | 2227.8782 | 276.092 | 993.9232 | Distributed from 923 Generation And Fuel | 2005
8749 | 2022 | KS | Baldwin City Plant No 1 | 1262 | 4 |  | OP | IC | DFO | 2 | 0 | 8.095 | 29.1418 | 2.857 | 10.2851 | Distributed from 923 Generation And Fuel | 1970
8750 | 2022 | KS | Baldwin City Plant No 1 | 1262 | 5 |  | OP | IC | DFO | 1.1 | 0 | 4.452 | 16.0271 | 1.571 | 5.6556 | Distributed from 923 Generation And Fuel | 1964
8751 | 2022 | KS | Baldwin City Plant No 1 | 1262 | 6 |  | OP | IC | DFO | 1.1 | 0 | 4.452 | 16.0271 | 1.571 | 5.6556 | Distributed from 923 Generation And Fuel | 1964
8752 | 2022 | KS | Baldwin City Plant No 2 | 8020 | 7 |  | OP | IC | NG | 3.2 | 0.008 | 218 | 784.7937 | 96 | 345.5972 | Distributed from 923 Generation And Fuel | 2004
8753 | 2022 | KS | Baldwin City Plant No 2 | 8020 | 8 |  | OP | IC | NG | 3.2 | 0.008 | 218 | 784.7937 | 96 | 345.5972 | Distributed from 923 Generation And Fuel | 2004
8754 | 2022 | KS | Belleville | 1263 | 4 |  | OP | IC | NG | 1 | 0.003 | 22.867 | 82.3205 | 8.671 | 31.2154 | Distributed from 923 Generation And Fuel | 1955
8755 | 2022 | KS | Belleville | 1263 | 5 |  | OP | IC | NG | 1.7 | 0.003 | 38.874 | 139.9453 | 14.741 | 53.0672 | Distributed from 923 Generation And Fuel | 1961
8756 | 2022 | KS | Belleville | 1263 | 6 |  | OP | IC | NG | 3.7 | 0.003 | 84.608 | 304.5864 | 32.084 | 115.5015 | Distributed from 923 Generation And Fuel | 1966
8757 | 2022 | KS | Belleville | 1263 | 7 |  | OP | IC | NG | 5.1 | 0.003 | 116.622 | 419.8358 | 44.224 | 159.2051 | Distributed from 923 Generation And Fuel | 1971
8758 | 2022 | KS | Belleville | 1263 | 8 |  | OP | IC | DFO | 2.8 | 0.003 | 64.028 | 230.499 | 24.28 | 87.4073 | Distributed from 923 Generation And Fuel | 2005
8759 | 2022 | KS | Beloit | 1264 | 1 |  | OP | IC | NG | 1.5 | 0.001 | 16.321 | 58.7551 | 6.995 | 25.1818 | Distributed from 923 Generation And Fuel | 1951
8760 | 2022 | KS | Beloit | 1264 | 2 |  | OP | IC | NG | 1.5 | 0.001 | 16.321 | 58.7551 | 6.995 | 25.1818 | Distributed from 923 Generation And Fuel | 1951
8761 | 2022 | KS | Beloit | 1264 | 3 |  | OP | IC | NG | 2 | 0.001 | 21.762 | 78.3426 | 9.326 | 33.5733 | Distributed from 923 Generation And Fuel | 1961
8762 | 2022 | KS | Beloit | 1264 | 4 |  | OP | IC | NG | 3.5 | 0.001 | 38.083 | 137.0977 | 16.321 | 58.7551 | Distributed from 923 Generation And Fuel | 1964
8763 | 2022 | KS | Beloit | 1264 | 5 |  | OP | IC | NG | 0.7 | 0.001 | 7.617 | 27.421 | 3.264 | 11.7503 | Distributed from 923 Generation And Fuel | 1950
8764 | 2022 | KS | Beloit | 1264 | 6 |  | OP | IC | NG | 4.1 | 0.001 | 44.611 | 160.5983 | 19.119 | 68.8278 | Distributed from 923 Generation And Fuel | 1971
8765 | 2022 | KS | Beloit | 1264 | 7 |  | OP | IC | NG | 6 | 0.001 | 65.285 | 235.0241 | 27.979 | 100.7236 | Distributed from 923 Generation And Fuel | 1980
8766 | 2022 | KS | Beloit Solar LLC | 65391 | BS1 |  | OP | PV | SUN | 2 | 0.156 | 2725 | 9809.9215 | 2068 | 7444.7404 | Distributed from 923 Generation And Fuel | 2022
8767 | 2022 | KS | Bird City | 1224 | 1 |  | OP | IC | DFO | 2 | 0 | 0 | 0 | 0 | 0 | Distributed from 923 Generation And Fuel | 1965
8768 | 2022 | KS | Bird City | 1224 | 2 |  | OS | IC | DFO | 2 | 0 | 0 | 0 | 0 | 0 | Distributed from 923 Generation And Fuel | 1966
8769 | 2022 | KS | Bloom Wind | 59888 | GEN |  | OP | WT | WND | 178.2 | 0.439 | 685446 | 2467585.8593 | 258547 | 930761.7539 | Distributed from 923 Generation And Fuel | 2017
8770 | 2022 | KS | Bonanza BioEnergy LLC | 58193 | ST96 |  | OP | ST | NG | 2 | 0.229 | 4012 | 14443.0845 | 1927 | 6937.1445 | EIA-923 Generator File | 2008
8771 | 2022 | KS | BPU Solar Farm | 61313 | BPU1 |  | OP | PV | SUN | 1 | 0.208 | 1819 | 6548.3476 | 1059 | 3812.3695 | Distributed from 923 Generation And Fuel | 2017
8772 | 2022 | KS | Buckeye Wind Energy Center | 58767 | 1 |  | OP | WT | WND | 200.5 | 0.45 | 789592 | 2842508.4599 | 298063 | 1073018.2159 | Distributed from 923 Generation And Fuel | 2015
8773 | 2022 | KS | Buffalo Dunes Wind Project | 58474 | GE1 |  | OP | WT | WND | 249.8 | 0.442 | 968001 | 3484775.7218 | 368862 | 1327892.5769 | Distributed from 923 Generation And Fuel | 2013
8774 | 2022 | KS | Burlingame | 1265 | 1 |  | OP | IC | NG | 1.1 | 0.001 | 6.325 | 22.7698 | 2.75 | 9.8999 | Distributed from 923 Generation And Fuel | 1973
8775 | 2022 | KS | Burlingame | 1265 | 3 |  | OP | IC | NG | 0.9 | 0.001 | 5.175 | 18.6299 | 2.25 | 8.0999 | Distributed from 923 Generation And Fuel | 1963
8776 | 2022 | KS | Burlingame | 1265 | 4 |  | OP | IC | NG | 1.1 | 0.001 | 6.325 | 22.7698 | 2.75 | 9.8999 | Distributed from 923 Generation And Fuel | 1969
8777 | 2022 | KS | Burlingame | 1265 | 5 |  | OP | IC | NG | 0.9 | 0.001 | 5.175 | 18.6299 | 2.25 | 8.0999 | Distributed from 923 Generation And Fuel | 1980
8778 | 2022 | KS | Burlington (KS) | 1266 | 1A |  | SB | IC | DFO | 2 | 0.001 | 19.084 | 68.7019 | 7.182 | 25.855 | Data from EIA-923 Generator File overwritten with distributed data from EIA-923 Generation and Fuel | 2003
8779 | 2022 | KS | Burlington (KS) | 1266 | 2 |  | SB | IC | DFO | 1.3 | 0.001 | 12.405 | 44.6576 | 4.668 | 16.8047 | Data from EIA-923 Generator File overwritten with distributed data from EIA-923 Generation and Fuel | 1962
8780 | 2022 | KS | Burlington (KS) | 1266 | 4A |  | SB | IC | DFO | 2.3 | 0.001 | 21.947 | 79.0086 | 8.259 | 29.7322 | Data from EIA-923 Generator File overwritten with distributed data from EIA-923 Generation and Fuel | 2005
8781 | 2022 | KS | Burlington (KS) | 1266 | IC6 |  | SB | IC | NG | 4.8 | 0.001 | 45.802 | 164.8859 | 17.237 | 62.0527 | Data from EIA-923 Generator File overwritten with distributed data from EIA-923 Generation and Fuel | 1983
8782 | 2022 | KS | Burlington (KS) | 1266 | 5 |  | RE | IC | NG | 1 | 0.001 | 9.542 | 34.3509 | 3.591 | 12.9275 | Data from EIA-923 Generator File overwritten with distributed data from EIA-923 Generation and Fuel | 1955 | 2022
8783 | 2022 | KS | Caney River Wind Project | 57858 | 1 |  | OP | WT | WND | 200 | 0.43 | 754083 | 2714677.0826 | 249502 | 898200.0144 | Distributed from 923 Generation And Fuel | 2011
8784 | 2022 | KS | Cedar Bluff Wind, LLC | 60069 | CBLF1 |  | OP | WT | WND | 198.6 | 0.506 | 881085 | 3171880.625 | 326569 | 1175638.9949 | Distributed from 923 Generation And Fuel | 2015
8785 | 2022 | KS | Central Plains Wind Farm | 56818 | 1 |  | OP | WT | WND | 99 | 0.18 | 156235 | 562441.5005 | 57908 | 208467.1323 | Distributed from 923 Generation And Fuel | 2009
8786 | 2022 | KS | Chanute 2 | 1268 | 14 |  | OP | GT | NG | 60 | 0.488 | 256643 | 923907.4087 | 92250 | 332097.3432 | Distributed from 923 Generation And Fuel | 2002
8787 | 2022 | KS | Chanute 2 | 1268 | 7 |  | OP | IC | NG | 2 | 0.001 | 14 | 50.3996 | 4 | 14.3999 | Distributed from 923 Generation And Fuel | 1965
8788 | 2022 | KS | Chanute 2 | 1268 | 8 |  | OP | IC | NG | 2 | 0.001 | 14 | 50.3996 | 4 | 14.3999 | Distributed from 923 Generation And Fuel | 1965
8789 | 2022 | KS | Chanute 3 | 7018 | 10 |  | OP | IC | NG | 7.6 | 0.014 | 916.149 | 3298.11 | 409.92 | 1475.7002 | Distributed from 923 Generation And Fuel | 1986
8790 | 2022 | KS | Chanute 3 | 7018 | 11 |  | OP | IC | NG | 7.6 | 0.014 | 916.149 | 3298.11 | 409.92 | 1475.7002 | Distributed from 923 Generation And Fuel | 1986
8791 | 2022 | KS | Chanute 3 | 7018 | 12 |  | OP | IC | DFO | 6 | 0.014 | 723.276 | 2603.7728 | 323.621 | 1165.0263 | Distributed from 923 Generation And Fuel | 1991
8792 | 2022 | KS | Chanute 3 | 7018 | 13 |  | OP | IC | DFO | 6 | 0.014 | 723.276 | 2603.7728 | 323.621 | 1165.0263 | Distributed from 923 Generation And Fuel | 1991
8793 | 2022 | KS | Chanute 3 | 7018 | 9 |  | OP | IC | NG | 7.6 | 0.014 | 916.149 | 3298.11 | 409.92 | 1475.7002 | Distributed from 923 Generation And Fuel | 1985
8794 | 2022 | KS | Cheney Solar | 66591 | SOL |  | OP | PV | SUN | 1 | 0.293 | 2570 | 9251.926 | 1496 | 5385.5569 | Distributed from 923 Generation And Fuel | 2021
8795 | 2022 | KS | Cimarron Bend III | 64074 | 3 |  | OP | WT | WND | 198.8 | 0.47 | 818623 | 2947019.2238 | 319021 | 1148466.4123 | Distributed from 923 Generation And Fuel | 2021
8796 | 2022 | KS | Cimarron Bend Wind Project I, LLC | 60687 | 1 |  | OP | WT | WND | 200 | 0.512 | 896379 | 3226938.5845 | 346746 | 1248275.6138 | Distributed from 923 Generation And Fuel | 2016
8797 | 2022 | KS | Cimarron Bend Wind Project II, LLC | 60688 | 1 |  | OP | WT | WND | 200 | 0.496 | 869723 | 3130977.7522 | 336796 | 1212455.9004 | Distributed from 923 Generation And Fuel | 2017
8798 | 2022 | KS | Cimarron River | 1230 | 1 | 1 | OP | ST | NG | 50 | 0.01 | 4578 | 16480.6682 | 4578 | 16480.6682 | EIA-923 Generator File | 1963
8799 | 2022 | KS | Cimarron River | 1230 | 2 |  | SB | GT | NG | 15 | 0 | 0 | 0 | 0 | 0 | Distributed from 923 Generation And Fuel | 1968
8800 | 2022 | KS | Cimarron Wind Energy LLC | 57762 | CPV1 |  | OP | WT | WND | 165.6 | 0.416 | 603138 | 2171279.4298 | 258101 | 929156.1668 | Distributed from 923 Generation And Fuel | 2012
8801 | 2022 | KS | Cimarron Windpower II | 57663 | 1 |  | OP | WT | WND | 131 | 0.399 | 457610 | 1647382.8209 | 169611 | 610594.7152 | Distributed from 923 Generation And Fuel | 2012
8802 | 2022 | KS | City of Pratt Solar | 62931 | PRATT |  | OP | PV | SUN | 6 | 0.217 | 11415 | 41093.6713 | 6645 | 23921.8086 | Distributed from 923 Generation And Fuel | 2019
8803 | 2022 | KS | Clay Center | 1270 | 5 |  | OP | ST | NG | 3 | 0 | 0 | 0 | 0 | 0 | EIA-923 Generator File | 1948
8804 | 2022 | KS | Clay Center | 1270 | 6 |  | OP | ST | NG | 5 | 0 | 0 | 0 | 0 | 0 | EIA-923 Generator File | 1961
8805 | 2022 | KS | Clay Center | 1270 | IC1 |  | OP | IC | NG | 0.9 | 0.002 | 19.027 | 68.4967 | 8.014 | 28.8502 | Distributed from 923 Generation And Fuel | 1958
8806 | 2022 | KS | Clay Center | 1270 | IC2 |  | OP | IC | NG | 2.1 | 0.002 | 44.397 | 159.8279 | 18.699 | 67.3159 | Distributed from 923 Generation And Fuel | 1966
8807 | 2022 | KS | Clay Center | 1270 | IC3 |  | OP | IC | NG | 5.1 | 0.002 | 107.822 | 388.1561 | 45.411 | 163.4783 | Distributed from 923 Generation And Fuel | 1972
8808 | 2022 | KS | Clay Center | 1270 | IC4 |  | OP | IC | NG | 3.5 | 0.002 | 73.995 | 266.3799 | 31.164 | 112.1895 | Distributed from 923 Generation And Fuel | 1996
8809 | 2022 | KS | Clay Center | 1270 | IC5 |  | OP | IC | NG | 3.5 | 0.002 | 73.995 | 266.3799 | 31.164 | 112.1895 | Distributed from 923 Generation And Fuel | 1996
8810 | 2022 | KS | Clay Center | 1270 | IC6 |  | OP | IC | NG | 6.8 | 0.002 | 143.763 | 517.5427 | 60.548 | 217.9711 | Distributed from 923 Generation And Fuel | 2005
8811 | 2022 | KS | Clifton | 8037 | 1 |  | OP | GT | NG | 85 | 0.019 | 14408 | 51868.3851 | 12709 | 45752.034 | Distributed from 923 Generation And Fuel | 1974
8812 | 2022 | KS | Clifton | 8037 | 2 |  | SB | IC | DFO | 2.5 | 0 | 8 | 28.7998 | 7 | 25.1998 | Distributed from 923 Generation And Fuel | 1974
8813 | 2022 | KS | Cloud County Wind Farm | 56784 | 1 |  | OP | WT | WND | 105 | 0.219 | 201874.776 | 726743.3797 | 81251.194 | 292501.9584 | Distributed from 923 Generation And Fuel | 2008
8814 | 2022 | KS | Cloud County Wind Farm | 56784 | 2 |  | OP | WT | WND | 96 | 0.219 | 184571.224 | 664451.0908 | 74286.806 | 267430.3622 | Distributed from 923 Generation And Fuel | 2008
8815 | 2022 | KS | CML&P Generating Facility No. 2 | 59726 | 10 |  | OP | IC | NG | 18.7 | 0.188 | 30817 | 110940.3125 | 14039 | 50539.9957 | Distributed from 923 Generation And Fuel | 2017
8816 | 2022 | KS | CML&P Generating Facility No. 2 | 59726 | 8 |  | OP | IC | NG | 18.7 | 0.188 | 30817 | 110940.3125 | 14039 | 50539.9957 | Distributed from 923 Generation And Fuel | 2017
8817 | 2022 | KS | CML&P Generating Facility No. 2 | 59726 | 9 |  | OP | IC | NG | 18.7 | 0.188 | 30817 | 110940.3125 | 14039 | 50539.9957 | Distributed from 923 Generation And Fuel | 2017
8818 | 2022 | KS | Coffeyville | 1271 | 1 |  | OP | IC | DFO | 2 | 0 | 1.5 | 5.4 | 0 | 0 | Distributed from 923 Generation And Fuel | 2007
8819 | 2022 | KS | Coffeyville | 1271 | 2 |  | OP | IC | DFO | 2 | 0 | 1.5 | 5.4 | 0 | 0 | Distributed from 923 Generation And Fuel | 2007
8820 | 2022 | KS | Coffeyville | 1271 | 7 | 1 | OP | ST | NG | 40 | 0.005 | 1771 | 6375.549 | 639 | 2300.3816 | EIA-923 Generator File | 1973
8821 | 2022 | KS | Colby | 1225 | GT1 |  | OP | GT | NG | 16 | 0.002 | 264 | 950.3924 | 120 | 431.9965 | Distributed from 923 Generation And Fuel | 1970
8822 | 2022 | KS | Colby City of | 1272 | 4 |  | OP | IC | DFO | 1.7 | 0 | 0 | 0 | 0 | 0 | Distributed from 923 Generation And Fuel | 1958
8823 | 2022 | KS | Colby City of | 1272 | 5 |  | OP | IC | DFO | 1.3 | 0 | 0 | 0 | 0 | 0 | Distributed from 923 Generation And Fuel | 1958
8824 | 2022 | KS | Colby City of | 1272 | 6 |  | OA | IC | DFO | 4.5 | 0 | 0 | 0 | 0 | 0 | Distributed from 923 Generation And Fuel | 1971
8825 | 2022 | KS | Colby City of | 1272 | 7 |  | OP | IC | DFO | 4.5 | 0 | 0 | 0 | 0 | 0 | Distributed from 923 Generation And Fuel | 1971
8826 | 2022 | KS | Colby City of | 1272 | 8 |  | OP | IC | DFO | 2.7 | 0 | 0 | 0 | 0 | 0 | Distributed from 923 Generation And Fuel | 1965
8827 | 2022 | KS | Colby City of | 1272 | 9 |  | OP | IC | DFO | 3 | 0 | 0 | 0 | 0 | 0 | Distributed from 923 Generation And Fuel | 2019
8828 | 2022 | KS | Corvias - Fort Riley II | 65804 | 13191 |  | OP | PV | SUN | 1.3 | 0.211 | 2408 | 8668.7307 | 1466 | 5277.5578 | Distributed from 923 Generation And Fuel | 2022
8829 | 2022 | KS | DeGraff Butler Electric | 66609 | SOL |  | OP | PV | SUN | 1 | 0.297 | 2606 | 9381.5249 | 1517 | 5461.1563 | Distributed from 923 Generation And Fuel | 2021
8830 | 2022 | KS | Diamond Vista Wind Project, LLC | 61789 | DV |  | OP | WT | WND | 299.3 | 0.467 | 1224092 | 4406695.9464 | 446840 | 1608611.1311 | Distributed from 923 Generation And Fuel | 2019
8831 | 2022 | KS | East 12th Street | 7013 | 4 | 1 | OP | ST | NG | 26.5 | 0.007 | 1560 | 5615.9551 | 1560 | 5615.9551 | EIA-923 Generator File | 1970
8832 | 2022 | KS | East 12th Street | 7013 | 5 |  | SB | IC | DFO | 1.6 | 0 | 2 | 7.1999 | 0 | 0 | Distributed from 923 Generation And Fuel | 2002
8833 | 2022 | KS | East Fork Wind Project, LLC | 62220 | WTGS |  | OP | WT | WND | 195.8 | 0.476 | 815802 | 2936863.7051 | 310226 | 1116804.6656 | Distributed from 923 Generation And Fuel | 2020
8834 | 2022 | KS | East Kansas Agri-Energy, LLC | 59383 | KATO |  | OP | ST | WH | 2 | 0.047 | 829 | 2984.3761 | 0 | 0 | Distributed from 923 Generation And Fuel | 2005
8835 | 2022 | KS | El Dorado Refinery | 58075 | L3804 |  | SB | GT | NG | 38.9 | 0.39 | 132895 | 478418.1727 | 60083 | 216297.0696 | Distributed from 923 Generation And Fuel | 1996
8836 | 2022 | KS | Elk River Wind | 56303 | 1 |  | OP | WT | WND | 150 | 0.233 | 306487 | 1103344.3732 | 113598 | 408949.5284 | Distributed from 923 Generation And Fuel | 2005
8837 | 2022 | KS | Ellinwood | 1274 | 1 |  | OP | IC | NG | 2.1 | 0 | 7.659 | 27.5722 | 3.459 | 12.4523 | Distributed from 923 Generation And Fuel | 1965
8838 | 2022 | KS | Ellinwood | 1274 | 2 |  | OP | IC | NG | 1.4 | 0 | 5.106 | 18.3815 | 2.306 | 8.3015 | Distributed from 923 Generation And Fuel | 1957
8839 | 2022 | KS | Ellinwood | 1274 | 3 |  | SB | IC | DFO | 0.6 | 0 | 2.188 | 7.8767 | 0.988 | 3.5568 | Distributed from 923 Generation And Fuel | 1948
8840 | 2022 | KS | Ellinwood | 1274 | 4 |  | OP | IC | NG | 1.1 | 0 | 4.012 | 14.4431 | 1.812 | 6.5231 | Distributed from 923 Generation And Fuel | 1953
8841 | 2022 | KS | Ellinwood | 1274 | 5 |  | OP | IC | NG | 3.3 | 0 | 12.035 | 43.3257 | 5.435 | 19.5658 | Distributed from 923 Generation And Fuel | 1971
8842 | 2022 | KS | Emporia Energy Center | 56502 | 1 |  | OP | GT | NG | 54 | 0.055 | 25943.591 | 93396.1804 | 14805.85 | 53300.6336 | Distributed from 923 Generation And Fuel | 2008
8843 | 2022 | KS | Emporia Energy Center | 56502 | 2 |  | OP | GT | NG | 54 | 0.055 | 25943.591 | 93396.1804 | 14805.85 | 53300.6336 | Distributed from 923 Generation And Fuel | 2008
8844 | 2022 | KS | Emporia Energy Center | 56502 | 3 |  | OP | GT | NG | 54 | 0.055 | 25943.591 | 93396.1804 | 14805.85 | 53300.6336 | Distributed from 923 Generation And Fuel | 2008
8845 | 2022 | KS | Emporia Energy Center | 56502 | 4 |  | OP | GT | NG | 54 | 0.055 | 25943.591 | 93396.1804 | 14805.85 | 53300.6336 | Distributed from 923 Generation And Fuel | 2008
8846 | 2022 | KS | Emporia Energy Center | 56502 | 5 |  | OP | GT | NG | 171.4 | 0.055 | 82346.879 | 296446.3928 | 46994.866 | 169180.1642 | Distributed from 923 Generation And Fuel | 2008
8847 | 2022 | KS | Emporia Energy Center | 56502 | 6 |  | OP | GT | NG | 171.4 | 0.055 | 82346.879 | 296446.3928 | 46994.866 | 169180.1642 | Distributed from 923 Generation And Fuel | 2009
8848 | 2022 | KS | Emporia Energy Center | 56502 | 7 |  | OP | GT | NG | 171.4 | 0.055 | 82346.879 | 296446.3928 | 46994.866 | 169180.1642 | Distributed from 923 Generation And Fuel | 2009
8849 | 2022 | KS | Ensign Wind LLC | 58137 | 1 |  | OP | WT | WND | 98.9 | 0.566 | 490285 | 1765011.8799 | 181721 | 654190.3665 | Distributed from 923 Generation And Fuel | 2012
8850 | 2022 | KS | Erie | 1276 | 3 |  | OP | IC | DFO | 1 | 0 | 2.791 | 10.0475 | 0.93 | 3.348 | Distributed from 923 Generation And Fuel | 1958
8851 | 2022 | KS | Erie | 1276 | 6 |  | OP | IC | DFO | 1.1 | 0 | 3.07 | 11.0519 | 1.023 | 3.6828 | Distributed from 923 Generation And Fuel | 2005
8852 | 2022 | KS | Erie | 1276 | 7 |  | OP | IC | DFO | 1.1 | 0 | 3.07 | 11.0519 | 1.023 | 3.6828 | Distributed from 923 Generation And Fuel | 2005
8853 | 2022 | KS | Erie | 1276 | 8 |  | OP | IC | DFO | 1.1 | 0 | 3.07 | 11.0519 | 1.023 | 3.6828 | Distributed from 923 Generation And Fuel | 2005
8854 | 2022 | KS | Erie Energy Center | 7766 | 1 |  | OP | IC | DFO | 2.5 | 0.02 | 432 | 1555.1876 | 160.5 | 577.7954 | Distributed from 923 Generation And Fuel | 1999
8855 | 2022 | KS | Erie Energy Center | 7766 | 2 |  | OP | IC | DFO | 2.5 | 0.02 | 432 | 1555.1876 | 160.5 | 577.7954 | Distributed from 923 Generation And Fuel | 1999
8856 | 2022 | KS | Erie Energy Center | 7766 | 3 |  | OP | IC | DFO | 2.5 | 0.02 | 432 | 1555.1876 | 160.5 | 577.7954 | Distributed from 923 Generation And Fuel | 1999
8857 | 2022 | KS | Erie Energy Center | 7766 | 4 |  | OP | IC | DFO | 2.5 | 0.02 | 432 | 1555.1876 | 160.5 | 577.7954 | Distributed from 923 Generation And Fuel | 1999
8858 | 2022 | KS | Erie Energy Center | 7766 | 5 |  | OP | IC | DFO | 2.5 | 0.02 | 432 | 1555.1876 | 160.5 | 577.7954 | Distributed from 923 Generation And Fuel | 1999
8859 | 2022 | KS | Erie Energy Center | 7766 | 6 |  | OP | IC | DFO | 2.5 | 0.02 | 432 | 1555.1876 | 160.5 | 577.7954 | Distributed from 923 Generation And Fuel | 1999
8860 | 2022 | KS | Erie Energy Center | 7766 | 7 |  | OP | IC | DFO | 2.5 | 0.02 | 432 | 1555.1876 | 160.5 | 577.7954 | Distributed from 923 Generation And Fuel | 1999
8861 | 2022 | KS | Erie Energy Center | 7766 | 8 |  | OP | IC | DFO | 2.5 | 0.02 | 432 | 1555.1876 | 160.5 | 577.7954 | Distributed from 923 Generation And Fuel | 1999
8862 | 2022 | KS | Flat Ridge 2 Wind Energy LLC | 57787 | 1 |  | OP | WT | WND | 470.4 | 0.414 | 1704077 | 6134628.123 | 652593 | 2349316.0055 | Distributed from 923 Generation And Fuel | 2012
8863 | 2022 | KS | Flat Ridge 3 | 64407 | FRW3 |  | OP | WT | WND | 128 | 0.469 | 525421 | 1891500.468 | 201985 | 727140.1829 | Distributed from 923 Generation And Fuel | 2021
8864 | 2022 | KS | Flat Ridge Wind Energy LLC | 56879 | 1 |  | OP | WT | WND | 44 | 0.441 | 169990 | 611959.1043 | 63006 | 226819.7854 | Distributed from 923 Generation And Fuel | 2009
8865 | 2022 | KS | Flat Ridge Wind Farm | 56819 | 1 |  | OP | WT | WND | 50 | 0.103 | 45332 | 163193.8944 | 16802 | 60486.7161 | Distributed from 923 Generation And Fuel | 2009
8866 | 2022 | KS | Fort Dodge | 1233 | 4 | 1 | OP | ST | NG | 149 | 0.005 | 6244 | 22478.2202 | 3549 | 12776.2978 | EIA-923 Generator File | 1969
8867 | 2022 | KS | Fort Hays State University Wind Farm | 61540 | WIND1 |  | OP | WT | WND | 2 | 0.453 | 7930 | 28547.7716 | 2939 | 10580.3154 | Distributed from 923 Generation And Fuel | 2013
8868 | 2022 | KS | Fort Hays State University Wind Farm | 61540 | WIND2 |  | OP | WT | WND | 2 | 0.453 | 7930 | 28547.7716 | 2939 | 10580.3154 | Distributed from 923 Generation And Fuel | 2013
8869 | 2022 | KS | Garden City | 1336 | S2 | 1 | OP | ST | NG | 97.9 | 0.006 | 5552 | 19987.0401 | 5792 | 20851.0332 | EIA-923 Generator File | 1973
8870 | 2022 | KS | Garden City | 1336 | S3 |  | SB | GT | NG | 16 | 0.017 | 2316.97 | 8341.0253 | 1055.556 | 3799.9712 | Distributed from 923 Generation And Fuel | 1968
8871 | 2022 | KS | Garden City | 1336 | S4 |  | OP | GT | NG | 71.2 | 0.017 | 10310.515 | 37117.5571 | 4697.222 | 16909.8639 | Distributed from 923 Generation And Fuel | 1976
8872 | 2022 | KS | Garden City | 1336 | S5 |  | OP | GT | NG | 71.2 | 0.017 | 10310.515 | 37117.5571 | 4697.222 | 16909.8639 | Distributed from 923 Generation And Fuel | 1979
8873 | 2022 | KS | Gardner Energy Center | 7281 | CT1 |  | OP | GT | NG | 19.6 | 0 | 20 | 71.9994 | 9 | 32.3997 | Distributed from 923 Generation And Fuel | 1990
8874 | 2022 | KS | Gardner Energy Center | 7281 | CT2 |  | OP | GT | NG | 19.6 | 0 | 20 | 71.9994 | 9 | 32.3997 | Distributed from 923 Generation And Fuel | 1990
8875 | 2022 | KS | Garnett Municipal | 1278 | 1 |  | OP | IC | DFO | 1.5 | 0 | 0 | 0 | 0 | 0 | Distributed from 923 Generation And Fuel | 1961
8876 | 2022 | KS | Garnett Municipal | 1278 | 2 |  | OP | IC | DFO | 0.4 | 0 | 0 | 0 | 0 | 0 | Distributed from 923 Generation And Fuel | 1930
8877 | 2022 | KS | Garnett Municipal | 1278 | 3 |  | OP | IC | DFO | 1.5 | 0 | 0 | 0 | 0 | 0 | Distributed from 923 Generation And Fuel | 1955
8878 | 2022 | KS | Garnett Municipal | 1278 | 4 |  | OP | IC | DFO | 0.9 | 0 | 0 | 0 | 0 | 0 | Distributed from 923 Generation And Fuel | 1948
8879 | 2022 | KS | Garnett Municipal | 1278 | 7 |  | OP | IC | DFO | 2.5 | 0 | 0 | 0 | 0 | 0 | Distributed from 923 Generation And Fuel | 2000
8880 | 2022 | KS | Garnett Municipal | 1278 | IC5 |  | OP | IC | DFO | 2.4 | 0 | 0 | 0 | 0 | 0 | Distributed from 923 Generation And Fuel | 1981
8881 | 2022 | KS | Garnett Municipal | 1278 | IC6 |  | OP | IC | DFO | 2.5 | 0 | 0 | 0 | 0 | 0 | Distributed from 923 Generation And Fuel | 1978
8882 | 2022 | KS | Girard | 1279 | 1 |  | OP | IC | NG | 1.4 | 0.004 | 50.944 | 183.3969 | 21.389 | 76.9998 | Distributed from 923 Generation And Fuel | 1955
8883 | 2022 | KS | Girard | 1279 | 4 |  | OP | IC | NG | 2.2 | 0.004 | 80.056 | 288.1993 | 33.611 | 120.9986 | Distributed from 923 Generation And Fuel | 1962
8884 | 2022 | KS | Girard | 1279 | 6 |  | OP | IC | NG | 3.5 | 0.004 | 127.361 | 458.4959 | 53.472 | 192.4977 | Distributed from 923 Generation And Fuel | 1997
8885 | 2022 | KS | Girard | 1279 | 7 |  | OP | IC | NG | 3.7 | 0.004 | 134.639 | 484.6965 | 56.528 | 203.4992 | Distributed from 923 Generation And Fuel | 1997
8886 | 2022 | KS | Goodland | 1280 | 10 |  | OP | IC | NG | 2 | -0.018 | -321.711 | -1158.1503 | -142.567 | -513.2371 | Distributed from 923 Generation And Fuel | 1971
8887 | 2022 | KS | Goodland | 1280 | 11 |  | OP | IC | NG | 4.3 | -0.018 | -691.679 | -2490.0245 | -306.519 | -1103.4596 | Distributed from 923 Generation And Fuel | 1978
8888 | 2022 | KS | Goodland | 1280 | 12 |  | OP | IC | NG | 1 | -0.018 | -160.856 | -579.077 | -71.283 | -256.6167 | Distributed from 923 Generation And Fuel | 1995
8889 | 2022 | KS | Goodland | 1280 | 13 |  | OP | IC | NG | 1.3 | -0.018 | -209.112 | -752.7972 | -92.668 | -333.6021 | Distributed from 923 Generation And Fuel | 1999
8890 | 2022 | KS | Goodland | 1280 | 3 |  | OP | IC | DFO | 0.7 | -0.018 | -112.599 | -405.3532 | -49.898 | -179.6314 | Distributed from 923 Generation And Fuel | 1939
8891 | 2022 | KS | Goodland | 1280 | 6 |  | OP | IC | NG | 2.2 | -0.018 | -353.882 | -1273.965 | -156.824 | -564.5619 | Distributed from 923 Generation And Fuel | 1962
8892 | 2022 | KS | Goodland | 1280 | 7 |  | OP | IC | NG | 2.2 | -0.018 | -353.882 | -1273.965 | -156.824 | -564.5619 | Distributed from 923 Generation And Fuel | 1966
8893 | 2022 | KS | Goodland | 1280 | 8 |  | OP | IC | NG | 5 | -0.018 | -804.278 | -2895.3776 | -356.417 | -1283.0909 | Distributed from 923 Generation And Fuel | 1975
8894 | 2022 | KS | Goodman Energy Center | 56497 | 1 |  | OP | IC | NG | 8.4 | 0.108 | 7944.777 | 28600.9684 | 3619.304 | 13029.3902 | Distributed from 923 Generation And Fuel | 2008
8895 | 2022 | KS | Goodman Energy Center | 56497 | 10 |  | OP | IC | NG | 9.3 | 0.108 | 8796.003 | 31665.3575 | 4007.087 | 14425.3978 | Distributed from 923 Generation And Fuel | 2016
8896 | 2022 | KS | Goodman Energy Center | 56497 | 11 |  | OP | IC | NG | 9.3 | 0.108 | 8796.003 | 31665.3575 | 4007.087 | 14425.3978 | Distributed from 923 Generation And Fuel | 2016
8897 | 2022 | KS | Goodman Energy Center | 56497 | 12 |  | OP | IC | NG | 9.3 | 0.108 | 8796.003 | 31665.3575 | 4007.087 | 14425.3978 | Distributed from 923 Generation And Fuel | 2016
8898 | 2022 | KS | Goodman Energy Center | 56497 | 2 |  | OP | IC | NG | 8.4 | 0.108 | 7944.777 | 28600.9684 | 3619.304 | 13029.3902 | Distributed from 923 Generation And Fuel | 2008
8899 | 2022 | KS | Goodman Energy Center | 56497 | 3 |  | OP | IC | NG | 8.4 | 0.108 | 7944.777 | 28600.9684 | 3619.304 | 13029.3902 | Distributed from 923 Generation And Fuel | 2008
8900 | 2022 | KS | Goodman Energy Center | 56497 | 4 |  | OP | IC | NG | 8.4 | 0.108 | 7944.777 | 28600.9684 | 3619.304 | 13029.3902 | Distributed from 923 Generation And Fuel | 2008
8901 | 2022 | KS | Goodman Energy Center | 56497 | 5 |  | OP | IC | NG | 8.4 | 0.108 | 7944.777 | 28600.9684 | 3619.304 | 13029.3902 | Distributed from 923 Generation And Fuel | 2008
8902 | 2022 | KS | Goodman Energy Center | 56497 | 6 |  | OP | IC | NG | 8.4 | 0.108 | 7944.777 | 28600.9684 | 3619.304 | 13029.3902 | Distributed from 923 Generation And Fuel | 2008
8903 | 2022 | KS | Goodman Energy Center | 56497 | 7 |  | OP | IC | NG | 8.4 | 0.108 | 7944.777 | 28600.9684 | 3619.304 | 13029.3902 | Distributed from 923 Generation And Fuel | 2008
8904 | 2022 | KS | Goodman Energy Center | 56497 | 8 |  | OP | IC | NG | 8.4 | 0.108 | 7944.777 | 28600.9684 | 3619.304 | 13029.3902 | Distributed from 923 Generation And Fuel | 2008
8905 | 2022 | KS | Goodman Energy Center | 56497 | 9 |  | OP | IC | NG | 8.4 | 0.108 | 7944.777 | 28600.9684 | 3619.304 | 13029.3902 | Distributed from 923 Generation And Fuel | 2008
8906 | 2022 | KS | Gordon Evans Energy Center | 1240 | 5 |  | SB | IC | DFO | 2.9 | 0.001 | 19 | 68.3995 | 7 | 25.1998 | Distributed from 923 Generation And Fuel | 1969
8907 | 2022 | KS | Gordon Evans Energy Center | 1240 | GT1 |  | OP | GT | NG | 98.3 | 0.058 | 49671.506 | 178815.9911 | 35976.857 | 129515.6491 | Distributed from 923 Generation And Fuel | 2000
8908 | 2022 | KS | Gordon Evans Energy Center | 1240 | GT2 |  | OP | GT | NG | 98.3 | 0.058 | 49671.506 | 178815.9911 | 35976.857 | 129515.6491 | Distributed from 923 Generation And Fuel | 2000
8909 | 2022 | KS | Gordon Evans Energy Center | 1240 | GT3 |  | OP | GT | NG | 178.5 | 0.058 | 90196.987 | 324706.5555 | 65329.287 | 235183.5517 | Distributed from 923 Generation And Fuel | 2001
8910 | 2022 | KS | Gray County Wind Energy | 55734 | V47 |  | OP | WT | WND | 112.2 | 0.353 | 346922 | 1248909.2087 | 128585 | 462902.2968 | Distributed from 923 Generation And Fuel | 2001
8911 | 2022 | KS | Great Bend - Sunflower | 1235 | 3 | 1 | OP | ST | NG | 81.6 | 0.024 | 17263 | 62146.3028 | 17263 | 62146.3028 | EIA-923 Generator File | 1963
8912 | 2022 | KS | Greensburg | 57118 | GEN 1 |  | OP | WT | WND | 12.5 | 0.104 | 11383 | 40978.4722 | 4219 | 15188.2785 | Distributed from 923 Generation And Fuel | 2010
8913 | 2022 | KS | Herington | 1283 | 4B |  | SB | IC | DFO | 1.6 | 0 | 0 | 0 | 0 | 0 | Distributed from 923 Generation And Fuel | 2001
8914 | 2022 | KS | Hill City | 1285 | 1 |  | OP | IC | DFO | 1.3 | 0 | 2.216 | 7.9775 | 0 | 0 | Data from EIA-923 Generator File overwritten with distributed data from EIA-923 Generation and Fuel | 1962
8915 | 2022 | KS | Hill City | 1285 | 2 |  | OP | IC | DFO | 1.3 | 0 | 2.216 | 7.9775 | 0 | 0 | Data from EIA-923 Generator File overwritten with distributed data from EIA-923 Generation and Fuel | 1962
8916 | 2022 | KS | Hill City | 1285 | 3 |  | OP | IC | DFO | 0.6 | 0 | 1.023 | 3.6828 | 0 | 0 | Data from EIA-923 Generator File overwritten with distributed data from EIA-923 Generation and Fuel | 1952
8917 | 2022 | KS | Hill City | 1285 | 4 |  | OP | IC | DFO | 1.1 | 0 | 1.875 | 6.7499 | 0 | 0 | Data from EIA-923 Generator File overwritten with distributed data from EIA-923 Generation and Fuel | 1967
8918 | 2022 | KS | Hill City | 1285 | 5 |  | OP | IC | DFO | 1.3 | 0 | 2.216 | 7.9775 | 0 | 0 | Data from EIA-923 Generator File overwritten with distributed data from EIA-923 Generation and Fuel | 1974
8919 | 2022 | KS | Hill City | 1285 | 6 |  | OP | IC | DFO | 1.3 | 0 | 2.216 | 7.9775 | 0 | 0 | Data from EIA-923 Generator File overwritten with distributed data from EIA-923 Generation and Fuel | 1974
8920 | 2022 | KS | Hoisington | 1286 | 2A |  | OP | IC | DFO | 1 | 0 | 4.143 | 14.9147 | 1.714 | 6.1704 | Distributed from 923 Generation And Fuel | 1996
8921 | 2022 | KS | Hoisington | 1286 | 6 |  | OP | IC | NG | 2 | 0 | 8.286 | 29.8294 | 3.429 | 12.3443 | Distributed from 923 Generation And Fuel | 1961
8922 | 2022 | KS | Hoisington | 1286 | 7 |  | OP | IC | NG | 4 | 0 | 16.571 | 59.6551 | 6.857 | 24.685 | Distributed from 923 Generation And Fuel | 1966
8923 | 2022 | KS | Holcomb | 108 | 1 | 1 | OP | ST | SUB | 348.7 | 0.544 | 1663202 | 5987479.3002 | 799704 | 2878911.3687 | EIA-923 Generator File | 1983
8924 | 2022 | KS | Holton | 1287 | 10 |  | OP | IC | DFO | 2 | 0.005 | 89.767 | 323.1586 | 40.093 | 144.3336 | Distributed from 923 Generation And Fuel | 1970
8925 | 2022 | KS | Holton | 1287 | 11 |  | OP | IC | DFO | 2.4 | 0.005 | 107.721 | 387.7925 | 48.112 | 173.2018 | Distributed from 923 Generation And Fuel | 1994
8926 | 2022 | KS | Holton | 1287 | 12 |  | OP | IC | NG | 3.1 | 0.005 | 139.14 | 500.9 | 62.144 | 223.7166 | Distributed from 923 Generation And Fuel | 2001
8927 | 2022 | KS | Holton | 1287 | 13 |  | OP | IC | NG | 3.1 | 0.005 | 139.14 | 500.9 | 62.144 | 223.7166 | Distributed from 923 Generation And Fuel | 2001
8928 | 2022 | KS | Holton | 1287 | 6 |  | OP | IC | DFO | 1.8 | 0.005 | 80.791 | 290.8453 | 36.084 | 129.9014 | Distributed from 923 Generation And Fuel | 1958
8929 | 2022 | KS | Holton | 1287 | 7 |  | OP | IC | DFO | 2.8 | 0.005 | 125.674 | 452.4228 | 56.13 | 202.0664 | Distributed from 923 Generation And Fuel | 1963
8930 | 2022 | KS | Holton | 1287 | 8 |  | OP | IC | DFO | 4.3 | 0.005 | 193 | 694.7944 | 86.2 | 310.3175 | Distributed from 923 Generation And Fuel | 1969
8931 | 2022 | KS | Holton | 1287 | 9 |  | OP | IC | DFO | 2 | 0.005 | 89.767 | 323.1586 | 40.093 | 144.3336 | Distributed from 923 Generation And Fuel | 1970
8932 | 2022 | KS | Hugoton 2 | 7011 | 10 |  | OP | IC | DFO | 4.3 |  | GENYRONL: 1983
8933 | 2022 | KS | Hugoton 2 | 7011 | 11 |  | OP | IC | DFO | 2.5 |  | GENYRONL: 1997
8934 | 2022 | KS | Hugoton 2 | 7011 | 12 |  | OP | IC | DFO | 3 |  | GENYRONL: 1997
8935 | 2022 | KS | Hugoton 2 | 7011 | 13 |  | OP | IC | NG | 0.8 |  | GENYRONL: 1998
8936 | 2022 | KS | Hugoton 2 | 7011 | 7 |  | OP | IC | DFO | 2.3 |  | GENYRONL: 1964
8937 | 2022 | KS | Hugoton 2 | 7011 | 8 |  | OP | IC | DFO | 2 |  | GENYRONL: 1971
8938 | 2022 | KS | Hugoton 2 | 7011 | 9A |  | OP | IC | DFO | 4.3 |  | GENYRONL: 1994
8939 | 2022 | KS | Hutchinson Energy Center | 1248 | GT1 |  | OP | GT | NG | 71 | 0.014 | 8811.527 | 31721.2434 | 3908.011 | 14068.7271 | Distributed from 923 Generation And Fuel | 1974
8940 | 2022 | KS | Hutchinson Energy Center | 1248 | GT2 |  | OP | GT | NG | 71 | 0.014 | 8811.527 | 31721.2434 | 3908.011 | 14068.7271 | Distributed from 923 Generation And Fuel | 1974
8941 | 2022 | KS | Hutchinson Energy Center | 1248 | GT3 |  | OP | GT | NG | 71 | 0.014 | 8811.527 | 31721.2434 | 3908.011 | 14068.7271 | Distributed from 923 Generation And Fuel | 1974
8942 | 2022 | KS | Hutchinson Energy Center | 1248 | GT4 |  | OP | GT | DFO | 70 | 0.014 | 8687.42 | 31274.4618 | 3852.968 | 13870.5738 | Distributed from 923 Generation And Fuel | 1975
8943 | 2022 | KS | Hutchinson Energy Center | 1248 | H1DG |  | SB | IC | DFO | 2.7 | 0 | 0 | 0 | 0 | 0 | Distributed from 923 Generation And Fuel | 1983
8944 | 2022 | KS | Iola | 1291 | 1 |  | OP | IC | NG | 5 | 0.006 | 261.604 | 941.7669 | 118.771 | 427.5722 | Distributed from 923 Generation And Fuel | 1998
8945 | 2022 | KS | Iola | 1291 | 10 |  | OP | IC | DFO | 2.7 | 0.006 | 141.266 | 508.5535 | 64.137 | 230.8914 | Distributed from 923 Generation And Fuel | 1981
8946 | 2022 | KS | Iola | 1291 | 14 |  | OP | IC | DFO | 2 | 0.006 | 104.642 | 376.7082 | 47.509 | 171.031 | Distributed from 923 Generation And Fuel | 2020
8947 | 2022 | KS | Iola | 1291 | 15 |  | OP | IC | DFO | 2 | 0.006 | 104.642 | 376.7082 | 47.509 | 171.031 | Distributed from 923 Generation And Fuel | 2020
8948 | 2022 | KS | Iola | 1291 | 16 |  | OP | IC | DFO | 1.8 | 0.006 | 94.177 | 339.0345 | 42.758 | 153.9276 | Distributed from 923 Generation And Fuel | 2021
8949 | 2022 | KS | Iola | 1291 | 2 |  | OP | IC | NG | 5 | 0.006 | 261.604 | 941.7669 | 118.771 | 427.5722 | Distributed from 923 Generation And Fuel | 2000
8950 | 2022 | KS | Iola | 1291 | 6 |  | OP | IC | DFO | 2.7 | 0.006 | 141.266 | 508.5535 | 64.137 | 230.8914 | Distributed from 923 Generation And Fuel | 1969
8951 | 2022 | KS | Iola | 1291 | 7 |  | OP | IC | DFO | 2.7 | 0.006 | 141.266 | 508.5535 | 64.137 | 230.8914 | Distributed from 923 Generation And Fuel | 1971
8952 | 2022 | KS | Iola | 1291 | 8 |  | OP | IC | DFO | 2.7 | 0.006 | 141.266 | 508.5535 | 64.137 | 230.8914 | Distributed from 923 Generation And Fuel | 1976
8953 | 2022 | KS | Iola | 1291 | 9 |  | OP | IC | DFO | 2.7 | 0.006 | 141.266 | 508.5535 | 64.137 | 230.8914 | Distributed from 923 Generation And Fuel | 1977
8954 | 2022 | KS | Irish Creek Wind | 64138 | ICW1 |  | OP | WT | WND | 300.6 | 0.442 | 1164817 | 4193307.6535 | 385363 | 1387295.7016 | Distributed from 923 Generation And Fuel | 2021
8955 | 2022 | KS | Iron Star Wind Project | 64003 | WTG1 |  | OP | WT | WND | 297.6 | 0.403 | 1050280 | 3780977.7522 | 414396 | 1491813.6655 | Distributed from 923 Generation And Fuel | 2021
8956 | 2022 | KS | Ironwood Wind | 57639 | 1 |  | OP | WT | WND | 167.9 | 0.349 | 512866 | 1846302.8296 | 190091 | 684322.1254 | Distributed from 923 Generation And Fuel | 2012
8957 | 2022 | KS | Jameson Energy Center | 59045 | JEC1 |  | OP | IC | NG | 9.2 | 0.019 | 1570 | 5651.9548 | 715.333 | 2575.1782 | Distributed from 923 Generation And Fuel | 2014
8958 | 2022 | KS | Jameson Energy Center | 59045 | JEC2 |  | OP | IC | NG | 9.2 | 0.019 | 1570 | 5651.9548 | 715.333 | 2575.1782 | Distributed from 923 Generation And Fuel | 2014
8959 | 2022 | KS | Jameson Energy Center | 59045 | JEC3 |  | OP | IC | NG | 9.2 | 0.019 | 1570 | 5651.9548 | 715.333 | 2575.1782 | Distributed from 923 Generation And Fuel | 2014
8960 | 2022 | KS | Jayhawk Wind Energy Center | 65129 | 65010 |  | OP | WT | WND | 197.4 | 0.391 | 675827 | 2432957.7363 | 266461 | 959251.926 | Distributed from 923 Generation And Fuel | 2022
8961 | 2022 | KS | Jeffrey Energy Center | 6068 | 1 | 1 | OP | ST | SUB | 720 | 0.583 | 3678561 | 13242713.6583 | 1886633 | 6791824.4654 | EIA-923 Generator File | 1978
8962 | 2022 | KS | Jeffrey Energy Center | 6068 | 2 | 1 | OP | ST | SUB | 720 | 0.494 | 3113010 | 11206746.346 | 1742999 | 6274746.202 | EIA-923 Generator File | 1980
8963 | 2022 | KS | Jeffrey Energy Center | 6068 | 3 | 1 | OP | ST | SUB | 720 | 0.346 | 2184516 | 7864194.6864 | 1790650 | 6446288.4297 | EIA-923 Generator File | 1983
8964 | 2022 | KS | Jetmore | 1292 | 8 |  | SB | IC | DFO | 2.5 | 0.009 | 205 | 737.9941 | 76 | 273.5978 | Distributed from 923 Generation And Fuel | 2015
8965 | 2022 | KS | Johnson | 6579 | CAT8 |  | OP | IC | DFO | 3 | 0.001 | 14.5 | 52.1996 | 5.5 | 19.7998 | Distributed from 923 Generation And Fuel | 2017
8966 | 2022 | KS | Johnson | 6579 | CAT9 |  | OP | IC | DFO | 3 | 0.001 | 14.5 | 52.1996 | 5.5 | 19.7998 | Distributed from 923 Generation And Fuel | 2017
8967 | 2022 | KS | Johnson Corner Solar 1 | 62993 | KSJC1 |  | OP | PV | SUN | 20 | 0.251 | 43947 | 158207.9343 | 25769 | 92767.6579 | Distributed from 923 Generation And Fuel | 2020
8968 | 2022 | KS | Kansas Ethanol, LLC | 65512 | KSET |  | OP | GT | NG | 13.5 | 0.967 | 114332 | 411591.9073 | 52085 | 187504.5 | Distributed from 923 Generation And Fuel | 2020
8969 | 2022 | KS | Kansas River Project | 10279 | 1 |  | OP | HY | WAT | 0.3 | 0.386 | 1014.343 | 3651.6056 | 585.729 | 2108.6075 | Distributed from 923 Generation And Fuel | 1920
8970 | 2022 | KS | Kansas River Project | 10279 | 10 |  | OP | HY | WAT | 1.3 | 0.386 | 4395.486 | 15823.623 | 2538.157 | 9137.2921 | Distributed from 923 Generation And Fuel | 2012
8971 | 2022 | KS | Kansas River Project | 10279 | 11 |  | OP | HY | WAT | 1 | 0.386 | 3381.143 | 12172.0174 | 1952.429 | 7028.6882 | Distributed from 923 Generation And Fuel | 2012
8972 | 2022 | KS | Kansas River Project | 10279 | 2 |  | OP | HY | WAT | 0.3 | 0.386 | 1014.343 | 3651.6056 | 585.729 | 2108.6075 | Distributed from 923 Generation And Fuel | 1922
8973 | 2022 | KS | Kansas River Project | 10279 | 3 |  | OP | HY | WAT | 0.3 | 0.386 | 1014.343 | 3651.6056 | 585.729 | 2108.6075 | Distributed from 923 Generation And Fuel | 1922
8974 | 2022 | KS | Kansas River Project | 10279 | 4 |  | OP | HY | WAT | 0.3 | 0.386 | 1014.343 | 3651.6056 | 585.729 | 2108.6075 | Distributed from 923 Generation And Fuel | 1922
8975 | 2022 | KS | Kansas River Project | 10279 | 5 |  | OP | HY | WAT | 0.4 | 0.386 | 1352.457 | 4868.8062 | 780.971 | 2811.4731 | Distributed from 923 Generation And Fuel | 1922
8976 | 2022 | KS | Kansas River Project | 10279 | 6 |  | OP | HY | WAT | 0.4 | 0.386 | 1352.457 | 4868.8062 | 780.971 | 2811.4731 | Distributed from 923 Generation And Fuel | 1925
8977 | 2022 | KS | Kansas River Project | 10279 | 7 |  | OP | HY | WAT | 0.4 | 0.386 | 1352.457 | 4868.8062 | 780.971 | 2811.4731 | Distributed from 923 Generation And Fuel | 1925
8978 | 2022 | KS | Kansas River Project | 10279 | 8 |  | OP | HY | WAT | 1 | 0.386 | 3381.143 | 12172.0174 | 1952.429 | 7028.6882 | Distributed from 923 Generation And Fuel | 2012
8979 | 2022 | KS | Kansas River Project | 10279 | 9 |  | OP | HY | WAT | 1.3 | 0.386 | 4395.486 | 15823.623 | 2538.157 | 9137.2921 | Distributed from 923 Generation And Fuel | 2012
8980 | 2022 | KS | Kaw | 1294 | 1 | 1 | OS | ST | NG | 50.1 |  | GENYRONL: 1955
8981 | 2022 | KS | Kaw | 1294 | 2 | 1 | OS | ST | NG | 50.1 |  | GENYRONL: 1957
8982 | 2022 | KS | Kaw | 1294 | 3 | 1 | OS | ST | NG | 65.5 |  | GENYRONL: 1962
8983 | 2022 | KS | Kingman Municipal Power and Light Plant | 1296 | 2 |  | SB | IC | NG | 2.2 | 0.028 | 537.33 | 1934.3725 | 242.23 | 872.021 | Distributed from 923 Generation And Fuel | 1962
8984 | 2022 | KS | Kingman Municipal Power and Light Plant | 1296 | 4 |  | OP | IC | NG | 2.2 | 0.028 | 537.33 | 1934.3725 | 242.23 | 872.021 | Distributed from 923 Generation And Fuel | 1977
8985 | 2022 | KS | Kingman Municipal Power and Light Plant | 1296 | 6 |  | OP | IC | NG | 3.5 | 0.028 | 854.843 | 3077.4102 | 385.366 | 1387.3065 | Distributed from 923 Generation And Fuel | 1969
8986 | 2022 | KS | Kingman Municipal Power and Light Plant | 1296 | 7 |  | OP | IC | NG | 2.4 | 0.028 | 586.178 | 2110.2239 | 264.251 | 951.296 | Distributed from 923 Generation And Fuel | 1979
8987 | 2022 | KS | Kingman Municipal Power and Light Plant | 1296 | 8 |  | OP | IC | NG | 2.5 | 0.028 | 610.602 | 2198.1496 | 275.262 | 990.9353 | Distributed from 923 Generation And Fuel | 1984
8988 | 2022 | KS | Kingman Municipal Power and Light Plant | 1296 | 9 |  | OP | IC | NG | 6.3 | 0.028 | 1538.717 | 5539.3369 | 693.66 | 2497.156 | Distributed from 923 Generation And Fuel | 1993
8989 | 2022 | KS | Kingman Wind | 60639 | KMW1 |  | OP | WT | WND | 107.4 | 0.441 | 414839 | 1493408.4527 | 156775 | 564385.4849 | Distributed from 923 Generation And Fuel | 2016
8990 | 2022 | KS | Kingman Wind | 60639 | KMW2 |  | OP | WT | WND | 107.4 | 0.441 | 414839 | 1493408.4527 | 156775 | 564385.4849 | Distributed from 923 Generation And Fuel | 2016
8991 | 2022 | KS | La Crosse | 1297 | 1 |  | OP | IC | DFO | 1.1 | 0.002 | 17 | 61.1995 | 6.4 | 23.0398 | Distributed from 923 Generation And Fuel | 1962
8992 | 2022 | KS | La Crosse | 1297 | 2 |  | OP | IC | DFO | 1.1 | 0.002 | 17 | 61.1995 | 6.4 | 23.0398 | Distributed from 923 Generation And Fuel | 1964
8993 | 2022 | KS | La Crosse | 1297 | 5 |  | OP | IC | DFO | 1.5 | 0.002 | 23.182 | 83.4545 | 8.727 | 31.4169 | Distributed from 923 Generation And Fuel | 1969
8994 | 2022 | KS | La Crosse | 1297 | 6 |  | OP | IC | DFO | 1.8 | 0.002 | 27.818 | 100.144 | 10.473 | 37.7025 | Distributed from 923 Generation And Fuel | 1975
8995 | 2022 | KS | La Cygne | 1241 | 1 | 1 | OP | ST | SUB | 873 | 0.43 | 3287698 | 11835618.1151 | 1956559 | 7043556.0516 | EIA-923 Generator File | 1973
8996 | 2022 | KS | La Cygne | 1241 | 2 | 1 | OP | ST | SUB | 725.9 | 0.513 | 3264618 | 11752530.7798 | 1451918 | 5226862.9851 | EIA-923 Generator File | 1977
8997 | 2022 | KS | Larned | 1299 | CAT |  | OP | IC | DFO | 2 | -2.17 | -38024.39 | -136886.7089 | -14121.951 | -50838.6169 | Distributed from 923 Generation And Fuel | 2004
8998 | 2022 | KS | Larned | 1299 | CAT1 |  | OP | IC | DFO | 2 | -2.17 | -38024.39 | -136886.7089 | -14121.951 | -50838.6169 | Distributed from 923 Generation And Fuel | 2004
8999 | 2022 | KS | Larned | 1299 | CAT2 |  | OP | IC | DFO | 2 | -2.17 | -38024.39 | -136886.7089 | -14121.951 | -50838.6169 | Distributed from 923 Generation And Fuel | 2004
9000 | 2022 | KS | Larned | 1299 | CAT3 |  | OP | IC | DFO | 2 | -2.17 | -38024.39 | -136886.7089 | -14121.951 | -50838.6169 | Distributed from 923 Generation And Fuel | 2004
9001 | 2022 | KS | Larned | 1299 | CAT4 |  | OP | IC | DFO | 2 | -2.17 | -38024.39 | -136886.7089 | -14121.951 | -50838.6169 | Distributed from 923 Generation And Fuel | 2004
9002 | 2022 | KS | Larned | 1299 | IC5 |  | OP | IC | DFO | 6.4 | -2.17 | -121678.049 | -438037.4721 | -45190.244 | -162683.5769 | Distributed from 923 Generation And Fuel | 1976
9003 | 2022 | KS | Lawrence Energy Center | 1250 | 4 | 1 | OP | ST | SUB | 114 | 0.441 | 440059 | 1584199.7264 | 212205 | 763931.8885 | EIA-923 Generator File | 1960
9004 | 2022 | KS | Lawrence Energy Center | 1250 | 5 | 1 | OP | ST | SUB | 403 | 0.44 | 1552226 | 5587968.8962 | 712781 | 2565991.0721 | EIA-923 Generator File | 1971
9005 | 2022 | KS | Lincoln | 1300 | 1 |  | SB | IC | DFO | 1.3 | 0 | 5.614 | 20.2102 | 2.216 | 7.9775 | Distributed from 923 Generation And Fuel | 1964
9006 | 2022 | KS | Lincoln | 1300 | 2 |  | SB | IC | DFO | 1.3 | 0 | 5.614 | 20.2102 | 2.216 | 7.9775 | Distributed from 923 Generation And Fuel | 1964
9007 | 2022 | KS | Lincoln | 1300 | 4 |  | SB | IC | DFO | 0.7 | 0 | 3.023 | 10.8827 | 1.193 | 4.2948 | Distributed from 923 Generation And Fuel | 1958
9008 | 2022 | KS | Lincoln | 1300 | 7 |  | SB | IC | DFO | 3.5 | 0 | 15.114 | 54.41 | 5.966 | 21.4774 | Distributed from 923 Generation And Fuel | 1974
9009 | 2022 | KS | Lincoln | 1300 | 8 |  | SB | IC | DFO | 2 | 0 | 8.636 | 31.0894 | 3.409 | 12.2723 | Distributed from 923 Generation And Fuel | 2017
9010 | 2022 | KS | Marshall Wind Farm | 59084 | RPMA |  | OP | WT | WND | 73.8 | 0.494 | 319129 | 1148855.2092 | 118283 | 425815.3935 | Distributed from 923 Generation And Fuel | 2016
9011 | 2022 | KS | McPherson 2 | 1305 | GT1 |  | OP | GT | NG | 72.4 | 0.008 | 5203.497 | 18732.4393 | 3555.285 | 12798.9236 | Distributed from 923 Generation And Fuel | 1973
9012 | 2022 | KS | McPherson 2 | 1305 | GT2 |  | OP | GT | DFO | 71.2 | 0.008 | 5117.251 | 18421.9562 | 3496.358 | 12586.7881 | Distributed from 923 Generation And Fuel | 1976
9013 | 2022 | KS | McPherson 2 | 1305 | GT3 |  | OP | GT | NG | 71.2 | 0.008 | 5117.251 | 18421.9562 | 3496.358 | 12586.7881 | Distributed from 923 Generation And Fuel | 1979
9014 | 2022 | KS | McPherson 3 | 7515 | NA1 |  | OP | GT | NG | 115.6 | 0.024 | 24522 | 88278.4938 | 17138 | 61696.3064 | Distributed from 923 Generation And Fuel | 1998
9015 | 2022 | KS | Meade | 1306 | 2 |  | OP | IC | NG | 0.9 | 0.001 | 8.561 | 30.8194 | 3.841 | 13.8275 | Distributed from 923 Generation And Fuel | 1951
9016 | 2022 | KS | Meade | 1306 | 3 |  | OP | IC | NG | 1.1 | 0.001 | 10.463 | 37.6665 | 4.695 | 16.9019 | Distributed from 923 Generation And Fuel | 1957
9017 | 2022 | KS | Meade | 1306 | 4 |  | OP | IC | NG | 1.4 | 0.001 | 13.317 | 47.9408 | 5.976 | 21.5134 | Distributed from 923 Generation And Fuel | 1961
9018 | 2022 | KS | Meade | 1306 | 5 |  | OP | IC | NG | 2.1 | 0.001 | 19.976 | 71.913 | 8.963 | 32.2665 | Distributed from 923 Generation And Fuel | 1965
9019 | 2022 | KS | Meade | 1306 | 6 |  | OP | IC | NG | 2.7 | 0.001 | 25.683 | 92.4581 | 11.524 | 41.4861 | Distributed from 923 Generation And Fuel | 1972
9020 | 2022 | KS | Midwest Energy Community Solar Array | 59632 | 1036 |  | OP | PV | SUN | 1 | 0 | 0 | 0 | 0 | 0 | Distributed from 923 Generation And Fuel | 2015
9021 | 2022 | KS | Minneapolis City of | 1307 | 3 |  | OP | IC | NG | 1.3 | 0.001 | 11.857 | 42.6849 | 5.286 | 19.0294 | Distributed from 923 Generation And Fuel | 1961
9022 | 2022 | KS | Minneapolis City of | 1307 | 4 |  | OP | IC | NG | 0.7 | 0.001 | 6.385 | 22.9858 | 2.846 | 10.2455 | Distributed from 923 Generation And Fuel | 1955
9023 | 2022 | KS | Minneapolis City of | 1307 | 5 |  | OP | IC | NG | 2.1 | 0.001 | 19.154 | 68.9538 | 8.538 | 30.7366 | Distributed from 923 Generation And Fuel | 1966
9024 | 2022 | KS | Minneapolis City of | 1307 | 6 |  | OP | IC | NG | 3 | 0.001 | 27.363 | 98.506 | 12.198 | 43.9124 | Distributed from 923 Generation And Fuel | 1972
9025 | 2022 | KS | Minneapolis City of | 1307 | 7 |  | OP | IC | DFO | 2 | 0.001 | 18.242 | 65.6707 | 8.132 | 29.275 | Distributed from 923 Generation And Fuel | 1989
9026 | 2022 | KS | Mulvane 2 | 7976 | 10 |  | OP | IC | DFO | 4.1 | 0 | 11.141 | 40.1073 | 4.011 | 14.4395 | Distributed from 923 Generation And Fuel | 2003
9027 | 2022 | KS | Mulvane 2 | 7976 | 11 |  | OS | IC | DFO | 4.1 | 0 | 11.141 | 40.1073 | 4.011 | 14.4395 | Distributed from 923 Generation And Fuel | 2003
9028 | 2022 | KS | Mulvane 2 | 7976 | 9 |  | OP | IC | DFO | 1 | 0 | 2.717 | 9.7811 | 0.978 | 3.5208 | Distributed from 923 Generation And Fuel | 2003
9029 | 2022 | KS | Nearman Creek | 6064 | 1 | 1 | OP | ST | SUB | 261 | 0.52 | 1189220 | 4281157.7507 | 522877 | 1882342.1413 | EIA-923 Generator File | 1981
9030 | 2022 | KS | Nearman Creek | 6064 | CT4 |  | OP | GT | NG | 104 | 0.04 | 36671 | 132014.5439 | 36970 | 133090.9353 | Distributed from 923 Generation And Fuel | 2006
9031 | 2022 | KS | Neosho Ridge Wind Energy Center | 62481 | NRW1 |  | OP | WT | WND | 301 | 0.191 | 504331 | 1815577.0754 | 127213 | 457963.1363 | Distributed from 923 Generation And Fuel | 2021
9032 | 2022 | KS | Ninnescah Wind Energy, LLC | 60620 | NSW |  | OP | WT | WND | 208.3 | 0.461 | 840857 | 3027060.9835 | 332417 | 1196691.6265 | Distributed from 923 Generation And Fuel | 2016
9033 | 2022 | KS | Oak Grove Power Producers | 57489 | G1 |  | OP | IC | LFG | 1.6 | 0.477 | 6684.444 | 24063.8059 | 2984.444 | 10743.9124 | Distributed from 923 Generation And Fuel | 2010
9034 | 2022 | KS | Oak Grove Power Producers | 57489 | G2 |  | OP | IC | LFG | 2 | 0.477 | 8355.556 | 30079.761 | 3730.556 | 13429.8942 | Distributed from 923 Generation And Fuel | 2013
9035 | 2022 | KS | Oberlin (KS) | 1312 | 1 |  | SB | IC | DFO | 1.1 | 0.001 | 6.249 | 22.4962 | 2.321 | 8.3555 | Data from EIA-923 Generator File overwritten with distributed data from EIA-923 Generation and Fuel | 1956 | 2026
9036 | 2022 | KS | Oberlin (KS) | 1312 | 2 |  | SB | IC | DFO | 0.8 | 0.001 | 4.545 | 16.3619 | 1.688 | 6.0768 | Data from EIA-923 Generator File overwritten with distributed data from EIA-923 Generation and Fuel | 1954 | 2026
9037 | 2022 | KS | Oberlin (KS) | 1312 | 4 |  | SB | IC | DFO | 1.5 | 0.001 | 8.522 | 30.679 | 3.165 | 11.3939 | Data from EIA-923 Generator File overwritten with distributed data from EIA-923 Generation and Fuel | 1967 | 2026
9038 | 2022 | KS | Oberlin (KS) | 1312 | 5 |  | SB | IC | DFO | 2 | 0.001 | 11.362 | 40.9029 | 4.22 | 15.1919 | Data from EIA-923 Generator File overwritten with distributed data from EIA-923 Generation and Fuel | 1973 | 2026
9039 | 2022 | KS | Oberlin (KS) | 1312 | 6 |  | SB | IC | DFO | 1.5 | 0.001 | 8.522 | 30.679 | 3.165 | 11.3939 | Data from EIA-923 Generator File overwritten with distributed data from EIA-923 Generation and Fuel | 1963 | 2026
9040 | 2022 | KS | Osage City | 1313 | 1 |  | OP | IC | NG | 1.1 | -0.001 | -4.856 | -17.4815 | -2.18 | -7.8479 | Distributed from 923 Generation And Fuel | 1955
9041 | 2022 | KS | Osage City | 1313 | 2 |  | OP | IC | NG | 1.2 | -0.001 | -5.297 | -19.069 | -2.378 | -8.5607 | Distributed from 923 Generation And Fuel | 1960
9042 | 2022 | KS | Osage City | 1313 | 4 |  | OP | IC | NG | 2 | -0.001 | -8.829 | -31.7841 | -3.964 | -14.2703 | Distributed from 923 Generation And Fuel | 1967
9043 | 2022 | KS | Osage City | 1313 | 5 |  | OP | IC | NG | 2 | -0.001 | -8.829 | -31.7841 | -3.964 | -14.2703 | Distributed from 923 Generation And Fuel | 1970
9044 | 2022 | KS | Osage City | 1313 | 7 |  | OP | IC | NG | 1.7 | -0.001 | -7.505 | -27.0178 | -3.369 | -12.1283 | Distributed from 923 Generation And Fuel | 1984
9045 | 2022 | KS | Osage City | 1313 | IC3 |  | OP | IC | NG | 2 | -0.001 | -8.829 | -31.7841 | -3.964 | -14.2703 | Distributed from 923 Generation And Fuel | 2011
9046 | 2022 | KS | Osage City | 1313 | IC6 |  | OP | IC | NG | 1.1 | -0.001 | -4.856 | -17.4815 | -2.18 | -7.8479 | Distributed from 923 Generation And Fuel | 1983
9047 | 2022 | KS | Osawatomie | 7928 | 1 |  | OP | GT | NG | 102 | 0.052 | 46835 | 168604.6512 | 21336 | 76808.9855 | Distributed from 923 Generation And Fuel | 2003
9048 | 2022 | KS | Osawatomie City of | 1314 | 2 |  | SB | IC | DFO | 2.3 | 0 | 8.712 | 31.3629 | 3.136 | 11.2895 | Distributed from 923 Generation And Fuel | 1957
9049 | 2022 | KS | Osawatomie City of | 1314 | 4 |  | SB | IC | DFO | 1.2 | 0 | 4.545 | 16.3619 | 1.636 | 5.8896 | Distributed from 923 Generation And Fuel | 1950
9050 | 2022 | KS | Osawatomie City of | 1314 | 5 |  | SB | IC | DFO | 3.1 | 0 | 11.742 | 42.2709 | 4.227 | 15.2171 | Distributed from 923 Generation And Fuel | 1966
9051 | 2022 | KS | Osawatomie Power Plant North Sub | 60751 | CAT1 |  | OP | IC | DFO | 2 | 0 | 7.333 | 26.3986 | 2.667 | 9.6011 | Distributed from 923 Generation And Fuel | 2018
9052 | 2022 | KS | Osawatomie Power Plant North Sub | 60751 | CAT2 |  | OP | IC | DFO | 2 | 0 | 7.333 | 26.3986 | 2.667 | 9.6011 | Distributed from 923 Generation And Fuel | 2018
9053 | 2022 | KS | Osawatomie Power Plant North Sub | 60751 | CAT3 |  | OP | IC | DFO | 2 | 0 | 7.333 | 26.3986 | 2.667 | 9.6011 | Distributed from 923 Generation And Fuel | 2018
9054 | 2022 | KS | Osawatomie Power Plant South Sub | 60750 | CAT4 |  | OP | IC | DFO | 2 | 0 | 6.333 | 22.7986 | 2.333 | 8.3987 | Distributed from 923 Generation And Fuel | 2017
9055 | 2022 | KS | Osawatomie Power Plant South Sub | 60750 | CAT5 |  | OP | IC | DFO | 2 | 0 | 6.333 | 22.7986 | 2.333 | 8.3987 | Distributed from 923 Generation And Fuel | 2017
9056 | 2022 | KS | Osawatomie Power Plant South Sub | 60750 | CAT6 |  | OP | IC | DFO | 2 | 0 | 6.333 | 22.7986 | 2.333 | 8.3987 | Distributed from 923 Generation And Fuel | 2017
9057 | 2022 | KS | Osborne | 1315 | 1 |  | SB | IC | DFO | 2.3 | 0 | 9.206 | 33.1413 | 3.711 | 13.3595 | Data from EIA-923 Generator File overwritten with distributed data from EIA-923 Generation and Fuel | 1967
9058 | 2022 | KS | Osborne | 1315 | 2 |  | SB | IC | DFO | 2 | 0 | 8.006 | 28.8214 | 3.227 | 11.6171 | Data from EIA-923 Generator File overwritten with distributed data from EIA-923 Generation and Fuel | 1963
9059 | 2022 | KS | Osborne | 1315 | 3 |  | SB | IC | DFO | 1.1 | 0 | 4.403 | 15.8507 | 1.775 | 6.3899 | Data from EIA-923 Generator File overwritten with distributed data from EIA-923 Generation and Fuel | 1957
9060 | 2022 | KS | Osborne | 1315 | 6 |  | SB | IC | NG | 0.5 | 0 | 2.001 | 7.2035 | 0.807 | 2.9052 | Data from EIA-923 Generator File overwritten with distributed data from EIA-923 Generation and Fuel | 1992
9061 | 2022 | KS | Osborne | 1315 | 7 |  | SB | IC | NG | 0.5 | 0 | 2.001 | 7.2035 | 0.807 | 2.9052 | Data from EIA-923 Generator File overwritten with distributed data from EIA-923 Generation and Fuel | 1992
9062 | 2022 | KS | Osborne | 1315 | 8 |  | SB | IC | NG | 0.7 | 0 | 2.802 | 10.0871 | 1.13 | 4.068 | Data from EIA-923 Generator File overwritten with distributed data from EIA-923 Generation and Fuel | 1994
9063 | 2022 | KS | Ottawa | 1316 | IC3 |  | OP | IC | NG | 3.7 | 0.003 | 97.318 | 350.342 | 42.781 | 154.0104 | Distributed from 923 Generation And Fuel | 1962
9064 | 2022 | KS | Ottawa | 1316 | IC4 |  | OP | IC | NG | 3.5 | 0.003 | 92.057 | 331.4025 | 40.469 | 145.6872 | Distributed from 923 Generation And Fuel | 1958
9065 | 2022 | KS | Ottawa | 1316 | IC6 |  | OP | IC | NG | 6 | 0.003 | 157.812 | 568.1187 | 69.375 | 249.748 | Distributed from 923 Generation And Fuel | 1981
9066 | 2022 | KS | Ottawa | 1316 | IC7 |  | OP | IC | NG | 6 | 0.003 | 157.812 | 568.1187 | 69.375 | 249.748 | Distributed from 923 Generation And Fuel | 1981
9067 | 2022 | KS | Ottawa | 1316 | GT1 |  | RE | GT | NG | 11.5
9068 | 2022 | KS | Oxford (KS) | 7432 | 1A |  | OP | IC | DFO | 1.7 | 0 | 2 | 7.1999 | 0.667 | 2.4012 | Distributed from 923 Generation And Fuel | 1999
9069 | 2022 | KS | Oxford (KS) | 7432 | 2A |  | OP | IC | DFO | 1.7 | 0 | 2 | 7.1999 | 0.667 | 2.4012 | Distributed from 923 Generation And Fuel | 1999
9070 | 2022 | KS | Oxford (KS) | 7432 | 3A |  | OP | IC | DFO | 1.7 | 0 | 2 | 7.1999 | 0.667 | 2.4012 | Distributed from 923 Generation And Fuel | 2007
9071 | 2022 | KS | Post Rock Wind Power Project, LLC | 57678 | 1 |  | OP | WT | WND | 201 | 0.421 | 742087 | 2671491.8281 | 302536 | 1089120.887 | Distributed from 923 Generation And Fuel | 2012
9072 | 2022 | KS | Prairie Horizon Agri Energy | 58183 | T5741 |  | OP | ST | NG | 1.7 | 0.052 | 781.82 | 2814.5295 | 368.6 | 1326.9494 | EIA-923 Generator File | 2006
9073 | 2022 | KS | Prairie Queen Wind Farm | 62488 | WT |  | OP | WT | WND | 199.3 | 0.356 | 622333 | 2240380.877 | 231611 | 833792.9297 | Distributed from 923 Generation And Fuel | 2019
9074 | 2022 | KS | Prairie Sky Solar Farm | 61798 | 1 |  | OP | PV | SUN | 1 | 0.224 | 1962 | 7063.1435 | 1142 | 4111.1671 | Distributed from 923 Generation And Fuel | 2017
9075 | 2022 | KS | Pratt | 1317 | 5 | 1 | OP | ST | NG | 14 | 0.01 | 1251 | 4503.564 | 334 | 1202.3904 | EIA-923 Generator File | 1965
9076 | 2022 | KS | Pratt | 1317 | IC1 |  | OP | IC | DFO | 1.5 | 0 | 3 | 10.7999 | 0 | 0 | Distributed from 923 Generation And Fuel | 1958
9077 | 2022 | KS | Pratt 2 | 7447 | IC2 |  | OP | IC | NG | 8 | 0.002 | 165.5 | 595.7952 | 72 | 259.1979 | Distributed from 923 Generation And Fuel | 1994
9078 | 2022 | KS | Pratt 2 | 7447 | IC3 |  | OP | IC | NG | 8 | 0.002 | 165.5 | 595.7952 | 72 | 259.1979 | Distributed from 923 Generation And Fuel | 2004
9079 | 2022 | KS | Pratt Wind, LLC | 61957 | PW |  | OP | WT | WND | 243.5 | 0.499 | 1065175 | 3834599.3232 | 392854 | 1414263.0859 | Distributed from 923 Generation And Fuel | 2018
9080 | 2022 | KS | Quindaro | 1295 | GT2 |  | OP | GT | DFO | 72.4 | 0.008 | 4802.298 | 17288.1345 | 1783.783 | 6421.5674 | Distributed from 923 Generation And Fuel | 1974
9081 | 2022 | KS | Quindaro | 1295 | GT3 |  | OP | GT | DFO | 71.2 | 0.008 | 4722.702 | 17001.5912 | 1754.217 | 6315.1307 | Distributed from 923 Generation And Fuel | 1977
9082 | 2022 | KS | Quindaro | 1295 | ST1 | 1 | OS | ST | NG | 81.6 | 0 | 0 | 0 | 0 | 0 | EIA-923 Generator File | 1965
9083 | 2022 | KS | Quindaro | 1295 | ST2 | 1 | OS | ST | NG | 157.5 | 0 | 0 | 0 | 0 | 0 | EIA-923 Generator File | 1971
9084 | 2022 | KS | Reading Wind Project | 60999 | READW |  | OP | WT | WND | 200.1 | 0.404 | 707818 | 2548124.415 | 232505 | 837011.3039 | Distributed from 923 Generation And Fuel | 2020
9085 | 2022 | KS | Riverton | 1239 | 10 |  | OS | GT | NG | 16.3 | 0.017 | 2432 | 8755.13 | 1151 | 4143.5669 | Distributed from 923 Generation And Fuel | 1988
9086 | 2022 | KS | Riverton | 1239 | 11 |  | OP | GT | NG | 16.3 | 0.017 | 2432 | 8755.13 | 1151 | 4143.5669 | Distributed from 923 Generation And Fuel | 1988
9087 | 2022 | KS | Riverton | 1239 | 12 |  | OP | CT | NG | 148.8 | 0.759 | 989889 | 3563571.8914 | 439461 | 1582046.9436 | EIA-923 Generator File | 2007
9088 | 2022 | KS | Riverton | 1239 | 12-2 | 1 | OP | CA | NG | 118.8 | 0.458 | 476554 | 1715580.6754 | 200843 | 723029.0158 | EIA-923 Generator File | 2016
9089 | 2022 | KS | Rubart | 58255 | 01 |  | OP | IC | NG | 10 | 0.125 | 10913.083 | 39286.7845 | 4971.583 | 17897.5556 | Distributed from 923 Generation And Fuel | 2014
9090 | 2022 | KS | Rubart | 58255 | 02 |  | OP | IC | NG | 10 | 0.125 | 10913.083 | 39286.7845 | 4971.583 | 17897.5556 | Distributed from 923 Generation And Fuel | 2014
9091 | 2022 | KS | Rubart | 58255 | 03 |  | OP | IC | NG | 10 | 0.125 | 10913.083 | 39286.7845 | 4971.583 | 17897.5556 | Distributed from 923 Generation And Fuel | 2014
9092 | 2022 | KS | Rubart | 58255 | 04 |  | OP | IC | NG | 10 | 0.125 | 10913.083 | 39286.7845 | 4971.583 | 17897.5556 | Distributed from 923 Generation And Fuel | 2014
9093 | 2022 | KS | Rubart | 58255 | 05 |  | OP | IC | NG | 10 | 0.125 | 10913.083 | 39286.7845 | 4971.583 | 17897.5556 | Distributed from 923 Generation And Fuel | 2014
9094 | 2022 | KS | Rubart | 58255 | 06 |  | OP | IC | NG | 10 | 0.125 | 10913.083 | 39286.7845 | 4971.583 | 17897.5556 | Distributed from 923 Generation And Fuel | 2014
9095 | 2022 | KS | Rubart | 58255 | 07 |  | OP | IC | NG | 10 | 0.125 | 10913.083 | 39286.7845 | 4971.583 | 17897.5556 | Distributed from 923 Generation And Fuel | 2014
9096 | 2022 | KS | Rubart | 58255 | 08 |  | OP | IC | NG | 10 | 0.125 | 10913.083 | 39286.7845 | 4971.583 | 17897.5556 | Distributed from 923 Generation And Fuel | 2014
9097 | 2022 | KS | Rubart | 58255 | 09 |  | OP | IC | NG | 10 | 0.125 | 10913.083 | 39286.7845 | 4971.583 | 17897.5556 | Distributed from 923 Generation And Fuel | 2014
9098 | 2022 | KS | Rubart | 58255 | 10 |  | OP | IC | NG | 10 | 0.125 | 10913.083 | 39286.7845 | 4971.583 | 17897.5556 | Distributed from 923 Generation And Fuel | 2014
9099 | 2022 | KS | Rubart | 58255 | 11 |  | OP | IC | NG | 10 | 0.125 | 10913.083 | 39286.7845 | 4971.583 | 17897.5556 | Distributed from 923 Generation And Fuel | 2014
9100 | 2022 | KS | Rubart | 58255 | 12 |  | OP | IC | NG | 10 | 0.125 | 10913.083 | 39286.7845 | 4971.583 | 17897.5556 | Distributed from 923 Generation And Fuel | 2014
9101 | 2022 | KS | Russell Downtown | 1319 | 11 |  | OP | IC | NG | 3.6 | 0 | 11.236 | 40.4493 | 4.815 | 17.3339 | Distributed from 923 Generation And Fuel | 1994
9102 | 2022 | KS | Russell Downtown | 1319 | 12 |  | OP | IC | NG | 3.6 | 0 | 11.236 | 40.4493 | 4.815 | 17.3339 | Distributed from 923 Generation And Fuel | 1994
9103 | 2022 | KS | Russell Downtown | 1319 | 7 |  | OP | IC | NG | 3.5 | 0 | 10.924 | 39.3261 | 4.682 | 16.8551 | Distributed from 923 Generation And Fuel | 1971
9104 | 2022 | KS | Russell Downtown | 1319 | 8 |  | OP | IC | DFO | 2.5 | 0 | 7.803 | 28.0906 | 3.344 | 12.0383 | Distributed from 923 Generation And Fuel | 1978
9105 | 2022 | KS | Russell Downtown | 1319 | 9 |  | OP | IC | DFO | 2.5 | 0 | 7.803 | 28.0906 | 3.344 | 12.0383 | Distributed from 923 Generation And Fuel | 1981
9106 | 2022 | KS | Russell Energy Center | 7930 | T-1 |  | OP | GT | NG | 7.5 | 0.018 | 1165 | 4193.9664 | 530.5 | 1909.7847 | Distributed from 923 Generation And Fuel | 2002
9107 | 2022 | KS | Russell Energy Center | 7930 | T-2 |  | OP | GT | NG | 7.5 | 0.018 | 1165 | 4193.9664 | 530.5 | 1909.7847 | Distributed from 923 Generation And Fuel | 2002
9108 | 2022 | KS | Sabetha Power Plant | 1320 | 11 |  | OP | IC | DFO | 3 | -0.002 | -52.844 | -190.2369 | -20.367 | -73.3206 | Distributed from 923 Generation And Fuel | 1992
9109 | 2022 | KS | Sabetha Power Plant | 1320 | 12 |  | OP | IC | NG | 4.4 | -0.002 | -77.505 | -279.0158 | -29.872 | -107.5383 | Distributed from 923 Generation And Fuel | 2001
9110 | 2022 | KS | Sabetha Power Plant | 1320 | 2 |  | OP | IC | DFO | 1.5 | -0.002 | -26.422 | -95.1184 | -10.183 | -36.6585 | Distributed from 923 Generation And Fuel | 1957
9111 | 2022 | KS | Sabetha Power Plant | 1320 | 3 |  | OP | IC | DFO | 0.8 | -0.002 | -14.092 | -50.7308 | -5.431 | -19.5514 | Distributed from 923 Generation And Fuel | 1947
9112 | 2022 | KS | Sabetha Power Plant | 1320 | 4 |  | OP | IC | DFO | 1 | -0.002 | -17.615 | -63.4135 | -6.789 | -24.4402 | Distributed from 923 Generation And Fuel | 1950
9113 | 2022 | KS | Sabetha Power Plant | 1320 | 5 |  | OP | IC | DFO | 1.4 | -0.002 | -24.661 | -88.7789 | -9.505 | -34.2177 | Distributed from 923 Generation And Fuel | 1961
9114 | 2022 | KS | Sabetha Power Plant | 1320 | 6 |  | OP | IC | DFO | 1.4 | -0.002 | -24.661 | -88.7789 | -9.505 | -34.2177 | Distributed from 923 Generation And Fuel | 1967
9115 | 2022 | KS | Sabetha Power Plant | 1320 | 7 |  | OP | IC | DFO | 2.2 | -0.002 | -38.752 | -139.5061 | -14.936 | -53.7692 | Distributed from 923 Generation And Fuel | 1970
9116 | 2022 | KS | Sabetha Power Plant | 1320 | 8 |  | OP | IC | DFO | 2.5 | -0.002 | -44.037 | -158.5319 | -16.972 | -61.0987 | Distributed from 923 Generation And Fuel | 1978
9117 | 2022 | KS | Sabetha Power Plant | 1320 | IC10 |  | OP | IC | DFO | 2.5 | -0.002 | -44.037 | -158.5319 | -16.972 | -61.0987 | Distributed from 923 Generation And Fuel | 1990
9118 | 2022 | KS | Sabetha Power Plant | 1320 | IC9 |  | OP | IC | DFO | 1.1 | -0.002 | -19.376 | -69.753 | -7.468 | -26.8846 | Distributed from 923 Generation And Fuel | 1985
9119 | 2022 | KS | Sharon Spring | 1324 | 1 |  | OP | IC | NG | 1 | 0.001 | 6.533 | 23.5186 | 2.916 | 10.4975 | Data from EIA-923 Generator File overwritten with distributed data from EIA-923 Generation and Fuel | 1970
9120 | 2022 | KS | Sharon Spring | 1324 | 2 |  | OP | IC | NG | 1 | 0.001 | 6.533 | 23.5186 | 2.916 | 10.4975 | Data from EIA-923 Generator File overwritten with distributed data from EIA-923 Generation and Fuel | 1964
9121 | 2022 | KS | Sharon Spring | 1324 | 3 |  | OP | IC | NG | 0.4 | 0.001 | 2.613 | 9.4067 | 1.167 | 4.2012 | Data from EIA-923 Generator File overwritten with distributed data from EIA-923 Generation and Fuel | 1958
9122 | 2022 | KS | Sharon Spring | 1324 | 4 |  | OP | IC | NG | 0.6 | 0.001 | 3.92 | 14.1119 | 1.75 | 6.2999 | Data from EIA-923 Generator File overwritten with distributed data from EIA-923 Generation and Fuel | 1951
9123 | 2022 | KS | Sharpe | 7973 | 1 |  | OP | IC | DFO | 2 | 0.009 | 150.7 | 542.5157 | 56 | 201.5984 | Distributed from 923 Generation And Fuel | 2002
9124 | 2022 | KS | Sharpe | 7973 | 10 |  | OP | IC | DFO | 2 | 0.009 | 150.7 | 542.5157 | 56 | 201.5984 | Distributed from 923 Generation And Fuel | 2002
9125 | 2022 | KS | Sharpe | 7973 | 2 |  | OP | IC | DFO | 2 | 0.009 | 150.7 | 542.5157 | 56 | 201.5984 | Distributed from 923 Generation And Fuel | 2002
9126 | 2022 | KS | Sharpe | 7973 | 3 |  | OP | IC | DFO | 2 | 0.009 | 150.7 | 542.5157 | 56 | 201.5984 | Distributed from 923 Generation And Fuel | 2002
9127 | 2022 | KS | Sharpe | 7973 | 4 |  | OP | IC | DFO | 2 | 0.009 | 150.7 | 542.5157 | 56 | 201.5984 | Distributed from 923 Generation And Fuel | 2002
9128 | 2022 | KS | Sharpe | 7973 | 5 |  | OP | IC | DFO | 2 | 0.009 | 150.7 | 542.5157 | 56 | 201.5984 | Distributed from 923 Generation And Fuel | 2002
9129 | 2022 | KS | Sharpe | 7973 | 6 |  | OP | IC | DFO | 2 | 0.009 | 150.7 | 542.5157 | 56 | 201.5984 | Distributed from 923 Generation And Fuel | 2002
9130 | 2022 | KS | Sharpe | 7973 | 7 |  | OP | IC | DFO | 2 | 0.009 | 150.7 | 542.5157 | 56 | 201.5984 | Distributed from 923 Generation And Fuel | 2002
9131 | 2022 | KS | Sharpe | 7973 | 8 |  | OP | IC | DFO | 2 | 0.009 | 150.7 | 542.5157 | 56 | 201.5984 | Distributed from 923 Generation And Fuel | 2002
9132 | 2022 | KS | Sharpe | 7973 | 9 |  | OP | IC | DFO | 2 | 0.009 | 150.7 | 542.5157 | 56 | 201.5984 | Distributed from 923 Generation And Fuel | 2002
9133 | 2022 | KS | Shooting Star | 58018 | 1 |  | OP | WT | WND | 104 | 0.426 | 387800 | 1396068.8314 | 143736 | 517445.4604 | Distributed from 923 Generation And Fuel | 2012
9134 | 2022 | KS | Slate Creek Wind Project LLC | 59837 | GEN1 |  | OP | WT | WND | 150 | 0.428 | 562979 | 2026708.1863 | 208665 | 751187.9905 | Distributed from 923 Generation And Fuel | 2015
9135 | 2022 | KS | Smoky Hills Wind Project Phase I | 56488 | 1 |  | OP | WT | WND | 100.8 | 0.362 | 319570 | 1150442.7965 | 118447 | 426405.7888 | Distributed from 923 Generation And Fuel | 2008
9136 | 2022 | KS | Smoky Hills Wind Project Phase II | 56985 | SMKII |  | OP | WT | WND | 148.5 | 0.377 | 490485 | 1765731.8741 | 181795 | 654456.7643 | Distributed from 923 Generation And Fuel | 2008
9137 | 2022 | KS | Soldier Creek Wind | 64309 | SCWKS |  | OP | WT | WND | 300 | 0.468 | 1231201 | 4432288.1417 | 390876 | 1407142.3429 | Distributed from 923 Generation And Fuel | 2020
9138 | 2022 | KS | Solomon Forks Wind Project, LLC | 61984 | WTGS |  | OP | WT | WND | 275.6 | 0.405 | 976979 | 3517096.2632 | 282231 | 1016023.4718 | Distributed from 923 Generation And Fuel | 2019
9139 | 2022 | KS | Spearville | 56351 | 1 |  | OP | WT | WND | 100.5 | 0.175 | 154420.788 | 555910.3895 | 57234.919 | 206044.06 | Distributed from 923 Generation And Fuel | 2006
9140 | 2022 | KS | Spearville | 56351 | 2 |  | OP | WT | WND | 48 | 0.175 | 73753.212 | 265509.4391 | 27336.081 | 98409.1043 | Distributed from 923 Generation And Fuel | 2010
9141 | 2022 | KS | Spearville 3 LLC | 57975 | GEN1 |  | OP | WT | WND | 108 | 0.402 | 380172 | 1368608.2511 | 140909 | 507268.3419 | Distributed from 923 Generation And Fuel | 2012
9142 | 2022 | KS | St Francis | 1321 | 2 |  | OP | IC | DFO | 1.5 | 0 | 0 | 0 | 0 | 0 | Distributed from 923 Generation And Fuel | 1964
9143 | 2022 | KS | St Francis | 1321 | 4 |  | OP | IC | DFO | 2.7 | 0 | 0 | 0 | 0 | 0 | Distributed from 923 Generation And Fuel | 1972
9144 | 2022 | KS | St Francis | 1321 | 5 |  | OP | IC | DFO | 0.9 | 0 | 0 | 0 | 0 | 0 | Distributed from 923 Generation And Fuel | 1953
9145 | 2022 | KS | St John | 1322 | 2 |  | OP | IC | DFO | 1.3 | 0 | 2.34 | 8.4239 | 0.78 | 2.808 | Distributed from 923 Generation And Fuel | 2002
9146 | 2022 | KS | St John | 1322 | 4 |  | OP | IC | DFO | 1.7 | 0 | 3.06 | 11.0159 | 1.02 | 3.672 | Distributed from 923 Generation And Fuel | 1965
9147 | 2022 | KS | St John | 1322 | 5 |  | OP | IC | DFO | 2 | 0 | 3.6 | 12.9599 | 1.2 | 4.32 | Distributed from 923 Generation And Fuel | 1982
9148 | 2022 | KS | Stafford | 1325 | 4 |  | OP | IC | DFO | 1.4 |  | GENYRONL: 1973
9149 | 2022 | KS | Stafford | 1325 | 5 |  | OP | IC | DFO | 1.1 |  | GENYRONL: 1983
9150 | 2022 | KS | Sterling | 1326 | 1 |  | OP | IC | DFO | 1.5 | 0.001 | 6.699 | 24.1162 | 2.767 | 9.9611 | Distributed from 923 Generation And Fuel | 1962
9151 | 2022 | KS | Sterling | 1326 | 2 |  | OP | IC | DFO | 0.5 | 0.001 | 2.233 | 8.0387 | 0.922 | 3.3192 | Distributed from 923 Generation And Fuel | 1950
9152 | 2022 | KS | Sterling | 1326 | 3 |  | OP | IC | DFO | 3 | 0.001 | 13.398 | 48.2324 | 5.534 | 19.9222 | Distributed from 923 Generation And Fuel | 1972
9153 | 2022 | KS | Sterling | 1326 | 4 |  | OP | IC | DFO | 1.1 | 0.001 | 4.913 | 17.6867 | 2.029 | 7.3043 | Distributed from 923 Generation And Fuel | 1955
9154 | 2022 | KS | Sterling | 1326 | 5 |  | OP | IC | DFO | 1.4 | 0.001 | 6.252 | 22.507 | 2.583 | 9.2987 | Distributed from 923 Generation And Fuel | 2002
9155 | 2022 | KS | Sterling | 1326 | 6 |  | OP | IC | DFO | 1.4 | 0.001 | 6.252 | 22.507 | 2.583 | 9.2987 | Distributed from 923 Generation And Fuel | 2002
9156 | 2022 | KS | Sterling | 1326 | 7 |  | OP | IC | DFO | 1.4 | 0.001 | 6.252 | 22.507 | 2.583 | 9.2987 | Distributed from 923 Generation And Fuel | 2002
9157 | 2022 | KS | Stockton | 1327 | 1 |  | OP | IC | NG | 1.1 | -0.002 | -20.209 | -72.7518 | -8.826 | -31.7733 | Distributed from 923 Generation And Fuel | 1967
9158 | 2022 | KS | Stockton | 1327 | 2 |  | OP | IC | NG | 1.1 | -0.002 | -20.209 | -72.7518 | -8.826 | -31.7733 | Distributed from 923 Generation And Fuel | 1962
9159 | 2022 | KS | Stockton | 1327 | 3 |  | OP | IC | NG | 2 | -0.002 | -36.744 | -132.2773 | -16.047 | -57.7687 | Distributed from 923 Generation And Fuel | 1971
9160 | 2022 | KS | Stockton | 1327 | 5 |  | OP | IC | NG | 1.3 | -0.002 | -23.884 | -85.9817 | -10.43 | -37.5477 | Distributed from 923 Generation And Fuel | 1955
9161 | 2022 | KS | Stockton | 1327 | 6 |  | OP | IC | DFO | 3.1 | -0.002 | -56.953 | -205.0292 | -24.872 | -89.5385 | Distributed from 923 Generation And Fuel | 2022
9162 | 2022 | KS | Thunderbird Generator (Tbird) | 63575 | TBRID |  | OP | IC | DFO | 1 | 0.013 | 112 | 403.1968 | 42 | 151.1988 | Distributed from 923 Generation And Fuel | 2019
9163 | 2022 | KS | Wamego | 1328 | 1 |  | OP | IC | NG | 1.3 | -0.005 | -54.651 | -196.742 | -24.375 | -87.7493 | Distributed from 923 Generation And Fuel | 1963
9164 | 2022 | KS | Wamego | 1328 | 10 |  | OP | IC | NG | 3.2 | -0.005 | -134.526 | -484.2897 | -60 | -215.9983 | Distributed from 923 Generation And Fuel | 2016
9165 | 2022 | KS | Wamego | 1328 | 3 |  | OP | IC | NG | 1.3 | -0.005 | -54.651 | -196.742 | -24.375 | -87.7493 | Distributed from 923 Generation And Fuel | 1972
9166 | 2022 | KS | Wamego | 1328 | 4 |  | OP | IC | NG | 1.1 | -0.005 | -46.243 | -166.4735 | -20.625 | -74.2494 | Distributed from 923 Generation And Fuel | 1956
9167 | 2022 | KS | Wamego | 1328 | 5 |  | OP | IC | NG | 2 | -0.005 | -84.079 | -302.682 | -37.5 | -134.9989 | Distributed from 923 Generation And Fuel | 1967
9168 | 2022 | KS | Wamego | 1328 | 6 |  | OP | IC | NG | 2.4 | -0.005 | -100.895 | -363.2191 | -45 | -161.9987 | Distributed from 923 Generation And Fuel | 1979
9169 | 2022 | KS | Wamego | 1328 | 7 |  | OP | IC | NG | 1.3 | -0.005 | -54.651 | -196.742 | -24.375 | -87.7493 | Distributed from 923 Generation And Fuel | 1996
9170 | 2022 | KS | Wamego | 1328 | 8 |  | OP | IC | NG | 1.3 | -0.005 | -54.651 | -196.742 | -24.375 | -87.7493 | Distributed from 923 Generation And Fuel | 1996
9171 | 2022 | KS | Wamego | 1328 | 9 |  | OP | IC | NG | 1.3 | -0.005 | -54.651 | -196.742 | -24.375 | -87.7493 | Distributed from 923 Generation And Fuel | 1996
9172 | 2022 | KS | Washington | 1329 | 1 |  | OP | IC | DFO | 1.2 | 0.001 | 6.472 | 23.299 | 2.427 | 8.7371 | Distributed from 923 Generation And Fuel | 1963
9173 | 2022 | KS | Washington | 1329 | 2 |  | OP | IC | DFO | 1 | 0.001 | 5.393 | 19.4146 | 2.022 | 7.2791 | Distributed from 923 Generation And Fuel | 1958
9174 | 2022 | KS | Washington | 1329 | 3 |  | OP | IC | DFO | 0.9 | 0.001 | 4.854 | 17.4743 | 1.82 | 6.5519 | Distributed from 923 Generation And Fuel | 1978
9175 | 2022 | KS | Washington | 1329 | 6 |  | OP | IC | DFO | 1.5 | 0.001 | 8.09 | 29.1238 | 3.034 | 10.9223 | Distributed from 923 Generation And Fuel | 1967
9176 | 2022 | KS | Washington | 1329 | IC4 |  | OP | IC | DFO | 2.6 | 0.001 | 14.022 | 50.4788 | 5.258 | 18.9286 | Distributed from 923 Generation And Fuel | 1986
9177 | 2022 | KS | Washington | 1329 | 5 |  | RE | IC | DFO | 0.6 | 0.001 | 3.236 | 11.6495 | 1.213 | 4.3668 | Distributed from 923 Generation And Fuel | 1953 | 2022
9178 | 2022 | KS | Washington | 1329 | 7 |  | RE | IC | DFO | 1.1 | 0.001 | 5.933 | 21.3586 | 2.225 | 8.0099 | Distributed from 923 Generation And Fuel | 1976 | 2022
9179 | 2022 | KS | Waste Management Rolling Meadows LFGTE | 57023 | GEN1 |  | OP | IC | LFG | 0.8 | 0.934 | 6542.286 | 23552.0412 | 2920.857 | 10515.0011 | Distributed from 923 Generation And Fuel | 2010
9180 | 2022 | KS | Waste Management Rolling Meadows LFGTE | 57023 | GEN2 |  | OP | IC | LFG | 0.8 | 0.934 | 6542.286 | 23552.0412 | 2920.857 | 10515.0011 | Distributed from 923 Generation And Fuel | 2010
9181 | 2022 | KS | Waste Management Rolling Meadows LFGTE | 57023 | GEN3 |  | OP | IC | LFG | 0.8 | 0.934 | 6542.286 | 23552.0412 | 2920.857 | 10515.0011 | Distributed from 923 Generation And Fuel | 2010
9182 | 2022 | KS | Waste Management Rolling Meadows LFGTE | 57023 | GEN4 |  | OP | IC | LFG | 0.8 | 0.934 | 6542.286 | 23552.0412 | 2920.857 | 10515.0011 | Distributed from 923 Generation And Fuel | 2010
9183 | 2022 | KS | Waste Management Rolling Meadows LFGTE | 57023 | GEN5 |  | OP | IC | LFG | 0.8 | 0.934 | 6542.286 | 23552.0412 | 2920.857 | 10515.0011 | Distributed from 923 Generation And Fuel | 2010
9184 | 2022 | KS | Waste Management Rolling Meadows LFGTE | 57023 | GEN6 |  | OP | IC | LFG | 0.8 | 0.934 | 6542.286 | 23552.0412 | 2920.857 | 10515.0011 | Distributed from 923 Generation And Fuel | 2010
9185 | 2022 | KS | Waste Management Rolling Meadows LFGTE | 57023 | GEN7 |  | OP | IC | LFG | 0.8 | 0.934 | 6542.286 | 23552.0412 | 2920.857 | 10515.0011 | Distributed from 923 Generation And Fuel | 2010
9186 | 2022 | KS | Waste Water Plant Generator | 56022 | 1 |  | SB | IC | DFO | 1.6 | 0 | 2 | 7.1999 | 0 | 0 | Distributed from 923 Generation And Fuel | 1993
9187 | 2022 | KS | Waverly Wind Farm LLC | 57614 | GEN1 |  | OP | WT | WND | 199 | 0.431 | 750769 | 2702746.778 | 278268 | 1001756.7859 | Distributed from 923 Generation And Fuel | 2016
9188 | 2022 | KS | Wellington 1 | 1330 | 4 | 1 | OP | ST | NG | 20 | 0.012 | 2097 | 7549.1396 | 2097 | 7549.1396 | EIA-923 Generator File | 1972
9189 | 2022 | KS | Wellington 1 | 1330 | 7 |  | OP | IC | DFO | 2 | 0 | 3 | 10.7999 | 1 | 3.6 | Distributed from 923 Generation And Fuel | 2004
9190 | 2022 | KS | Wellington 1 | 1330 | 8 |  | OP | IC | DFO | 2 | 0 | 3 | 10.7999 | 1 | 3.6 | Distributed from 923 Generation And Fuel | 2004
9191 | 2022 | KS | Wellington 2 | 7339 | 6 |  | OP | GT | NG | 20 | 0.034 | 5891 | 21207.4303 | 2683 | 9658.7227 | Distributed from 923 Generation And Fuel | 1989
9192 | 2022 | KS | West 14th Street | 1332 | GT1 |  | OP | GT | NG | 11 | 0.01 | 952 | 3427.1726 | 434 | 1562.3875 | Distributed from 923 Generation And Fuel | 1962
9193 | 2022 | KS | West Gardner | 7929 | 1 |  | OP | GT | NG | 102 | 0.051 | 45395 | 163420.6926 | 20680.25 | 74448.3044 | Distributed from 923 Generation And Fuel | 2003
9194 | 2022 | KS | West Gardner | 7929 | 2 |  | OP | GT | NG | 102 | 0.051 | 45395 | 163420.6926 | 20680.25 | 74448.3044 | Distributed from 923 Generation And Fuel | 2003
9195 | 2022 | KS | West Gardner | 7929 | 3 |  | OP | GT | NG | 102 | 0.051 | 45395 | 163420.6926 | 20680.25 | 74448.3044 | Distributed from 923 Generation And Fuel | 2003
9196 | 2022 | KS | West Gardner | 7929 | 4 |  | OP | GT | NG | 102 | 0.051 | 45395 | 163420.6926 | 20680.25 | 74448.3044 | Distributed from 923 Generation And Fuel | 2003
9197 | 2022 | KS | Westar Cities Solar | 60956 | PV1 |  | OP | PV | SUN | 1 | 0.282 | 2471 | 8895.5288 | 1438 | 5176.7586 | Distributed from 923 Generation And Fuel | 2017
9198 | 2022 | KS | Western Plains Wind | 65484 | WPW1 |  | OP | WT | WND | 2.7 | 0.56 | 13252 | 47706.8183 | 4912 | 17683.0585 | Distributed from 923 Generation And Fuel | 2021
9199 | 2022 | KS | Western Plains Wind Farm | 60689 | 1 |  | OP | WT | WND | 280.6 | 0.477 | 1173450 | 4224386.2049 | 450773 | 1622769.8178 | Distributed from 923 Generation And Fuel | 2017
9200 | 2022 | KS | Wichita Plant | 50169 | GEN1 |  | SB | GT | NG | 43.7 | 0 | 66 | 237.5981 | 30 | 107.9991 | Distributed from 923 Generation And Fuel | 1982
9201 | 2022 | KS | Wolf Creek Generating Station | 210 | 1 | 1 | OP | ST | NUC | 1267.7 | 0.809 | 8981959 | 32334793.7217 | 4289935 | 15443642.4509 | Distributed from 923 Generation And Fuel | 1985
9202 | 2022 | KS | Wolf Creek Generator | 62590 | WOLF |  | OP | IC | DFO | 1 | 0.013 | 112 | 403.1968 | 42 | 151.1988 | Distributed from 923 Generation And Fuel | 2014
9203 | 2022 | KY | Barkley | 1371 | 1 |  | OP | HY | WAT | 32.5 | 0.552 | 157107 | 565580.6754 | 69714.75 | 250971.0922 | Distributed from 923 Generation And Fuel | 1966
9204 | 2022 | KY | Barkley | 1371 | 2 |  | OP | HY | WAT | 32.5 | 0.552 | 157107 | 565580.6754 | 69714.75 | 250971.0922 | Distributed from 923 Generation And Fuel | 1966
9205 | 2022 | KY | Barkley | 1371 | 3 |  | OP | HY | WAT | 32.5 | 0.552 | 157107 | 565580.6754 | 69714.75 | 250971.0922 | Distributed from 923 Generation And Fuel | 1966
9206 | 2022 | KY | Barkley | 1371 | 4 |  | OP | HY | WAT | 32.5 | 0.552 | 157107 | 565580.6754 | 69714.75 | 250971.0922 | Distributed from 923 Generation And Fuel | 1966
9207 | 2022 | KY | Bavarian LFGTE | 56277 | 1 |  | OP | IC | LFG | 0.8 | 0.721 | 5055.167 | 18198.4556 | 2107.167 | 7585.7405 | Distributed from 923 Generation And Fuel | 2003
9208 | 2022 | KY | Bavarian LFGTE | 56277 | 2 |  | OP | IC | LFG | 0.8 | 0.721 | 5055.167 | 18198.4556 | 2107.167 | 7585.7405 | Distributed from 923 Generation And Fuel | 2003
9209 | 2022 | KY | Bavarian LFGTE | 56277 | 3 |  | OP | IC | LFG | 0.8 | 0.721 | 5055.167 | 18198.4556 | 2107.167 | 7585.7405 | Distributed from 923 Generation And Fuel | 2003
9210 | 2022 | KY | Bavarian LFGTE | 56277 | 4 |  | OP | IC | LFG | 0.8 | 0.721 | 5055.167 | 18198.4556 | 2107.167 | 7585.7405 | Distributed from 923 Generation And Fuel | 2003
9211 | 2022 | KY | Bavarian LFGTE | 56277 | 5 |  | OP | IC | LFG | 1.6 | 0.721 | 10110.333 | 36396.9076 | 4214.333 | 15171.4774 | Distributed from 923 Generation And Fuel | 2016
9212 | 2022 | KY | Big Sandy | 1353 | 1 | 1 | OP | ST | NG | 280.5 | 0.208 | 509951 | 1835808.9135 | 224420 | 807905.5368 | EIA-923 Generator File | 1963
9213 | 2022 | KY | Blue Ridge Generating | 59392 | GEN1 |  | OP | IC | LFG | 1.6 | 0.332 | 4647 | 16729.0662 | 2166 | 7797.5376 | Distributed from 923 Generation And Fuel | 2013
9214 | 2022 | KY | Bluegrass Generating Station | 55164 | CT1 |  | OP | GT | NG | 208 | 0.038 | 68467.333 | 246480.427 | 58742 | 211469.5082 | Distributed from 923 Generation And Fuel | 2002
9215 | 2022 | KY | Bluegrass Generating Station | 55164 | CT2 |  | OP | GT | NG | 208 | 0.038 | 68467.333 | 246480.427 | 58742 | 211469.5082 | Distributed from 923 Generation And Fuel | 2002
9216 | 2022 | KY | Bluegrass Generating Station | 55164 | CT3 |  | OP | GT | NG | 208 | 0.038 | 68467.333 | 246480.427 | 58742 | 211469.5082 | Distributed from 923 Generation And Fuel | 2002
9217 | 2022 | KY | Calvert City | 55308 | GEN1 |  | OP | GT | NG | 26.7 | 0.94 | 219802 | 791280.8698 | 88014 | 316847.8652 | Distributed from 923 Generation And Fuel | 2000
9218 | 2022 | KY | Cane Run | 1363 | 7A |  | OP | CT | NG | 260 | 0.614 | 1398934 | 5036122.111 | 452305 | 1628284.9737 | EIA-923 Generator File | 2015
9219 | 2022 | KY | Cane Run | 1363 | 7B |  | OP | CT | NG | 260 | 0.653 | 1486193 | 5350251.998 | 534659 | 1924757.0019 | EIA-923 Generator File | 2015
9220 | 2022 | KY | Cane Run | 1363 | 7S | 2 | OP | CA | NG | 287 | 0.608 | 1529714 | 5506926.3446 | 502472 | 1808884.7289 | EIA-923 Generator File | 2015
9221 | 2022 | KY | Cannelton Hydroelectric Plant | 57399 | CG1 |  | OP | HY | WAT | 29.3 | 0.616 | 158222 | 569594.6432 | 70209.333 | 252751.5768 | Distributed from 923 Generation And Fuel | 2016
9222 | 2022 | KY | Cannelton Hydroelectric Plant | 57399 | CG2 |  | OP | HY | WAT | 29.3 | 0.616 | 158222 | 569594.6432 | 70209.333 | 252751.5768 | Distributed from 923 Generation And Fuel | 2016
9223 | 2022 | KY | Cannelton Hydroelectric Plant | 57399 | CG3 |  | OP | HY | WAT | 29.3 | 0.616 | 158222 | 569594.6432 | 70209.333 | 252751.5768 | Distributed from 923 Generation And Fuel | 2016
9224 | 2022 | KY | Cooper | 1384 | 1 | 1 | OP | ST | BIT | 113.6 | 0.146 | 145663 | 524382.6049 | 59391 | 213805.8896 | EIA-923 Generator File | 1965
9225 | 2022 | KY | Cooper | 1384 | 2 | 1 | OP | ST | BIT | 230.4 | 0.2 | 403619 | 1453016.7759 | 265538 | 955929.1526 | EIA-923 Generator File | 1969
9226 | 2022 | KY | Cooperative Solar One | 60863 | PV1 |  | OP | PV | SUN | 8.5 | 0.172 | 12835 | 46205.6304 | 6485 | 23345.8132 | Distributed from 923 Generation And Fuel | 2017
9227 | 2022 | KY | Cox Waste to Energy | 54850 | 01 |  | OP | ST | WDS | 4 | 0.023 | 814.4 | 2931.8165 | 349.6 | 1258.5499 | Distributed from 923 Generation And Fuel | 1995
9228 | 2022 | KY | Cox Waste to Energy | 54850 | 02 |  | OA | ST | WDS | 1 | 0.023 | 203.6 | 732.9541 | 87.4 | 314.6375 | Distributed from 923 Generation And Fuel | 2002
9229 | 2022 | KY | Crittenden Solar Facility | 61310 | PV1 |  | OP | PV | SUN | 2.7 | 0.192 | 4533 | 16318.6695 | 2290 | 8243.934 | Distributed from 923 Generation And Fuel | 2017
9230 | 2022 | KY | D B Wilson | 6823 | 1 | 1 | OP | ST | BIT | 509.4 | 0.535 | 2388553 | 8598722.0102 | 1143191 | 4115454.6764 | EIA-923 Generator File | 1984
9231 | 2022 | KY | Dix Dam | 1354 | 1 |  | OP | HY | WAT | 9.4 | 0.245 | 20183.333 | 72659.4175 | 8956 | 32241.3421 | Distributed from 923 Generation And Fuel | 1925
9232 | 2022 | KY | Dix Dam | 1354 | 2 |  | OP | HY | WAT | 9.4 | 0.245 | 20183.333 | 72659.4175 | 8956 | 32241.3421 | Distributed from 923 Generation And Fuel | 1925
9233 | 2022 | KY | Dix Dam | 1354 | 3 |  | OP | HY | WAT | 9.4 | 0.245 | 20183.333 | 72659.4175 | 8956 | 32241.3421 | Distributed from 923 Generation And Fuel | 1925
9234 | 2022 | KY | E W Brown | 1355 | 10 |  | OP | GT | NG | 126 | 0.044 | 48612.023 | 175001.8828 | 33108.087 | 119188.1597 | Distributed from 923 Generation And Fuel | 1995
9235 | 2022 | KY | E W Brown | 1355 | 11 |  | OP | GT | NG | 126 | 0.044 | 48612.023 | 175001.8828 | 33108.087 | 119188.1597 | Distributed from 923 Generation And Fuel | 1996
9236 | 2022 | KY | E W Brown | 1355 | 3 | 1 | OP | ST | BIT | 464 | 0.243 | 986627 | 3551828.7854 | 398322 | 1433947.7284 | EIA-923 Generator File | 1971
9237 | 2022 | KY | E W Brown | 1355 | 5 |  | OP | GT | NG | 123 | 0.044 | 47454.594 | 170835.1717 | 32319.799 | 116350.3456 | Distributed from 923 Generation And Fuel | 2001
9238 | 2022 | KY | E W Brown | 1355 | 6 |  | OP | GT | NG | 176.8 | 0.044 | 68211.156 | 245558.1971 | 46456.427 | 167241.7993 | Distributed from 923 Generation And Fuel | 1999
9239 | 2022 | KY | E W Brown | 1355 | 7 |  | OP | GT | NG | 176.8 | 0.044 | 68211.156 | 245558.1971 | 46456.427 | 167241.7993 | Distributed from 923 Generation And Fuel | 1999
9240 | 2022 | KY | E W Brown | 1355 | 8 |  | OP | GT | NG | 126 | 0.044 | 48612.023 | 175001.8828 | 33108.087 | 119188.1597 | Distributed from 923 Generation And Fuel | 1995
9241 | 2022 | KY | E W Brown | 1355 | 9 |  | OP | GT | NG | 126 | 0.044 | 48612.023 | 175001.8828 | 33108.087 | 119188.1597 | Distributed from 923 Generation And Fuel | 1994
9242 | 2022 | KY | E W Brown | 1355 | SOLAR |  | OP | PV | SUN | 13 | 0.15 | 17042 | 61350.7092 | 9099 | 32756.138 | Distributed from 923 Generation And Fuel | 2016
9243 | 2022 | KY | East Bend | 6018 | 2 | 1 | OP | ST | BIT | 772 | 0.411 | 2777700 | 9999640.0029 | 1191046 | 4287731.2981 | EIA-923 Generator File | 1981
9244 | 2022 | KY | Ghent | 1356 | 1 | 1 | OP | ST | BIT | 556.9 | 0.552 | 2693872 | 9697861.6171 | 1275363 | 4591270.0698 | EIA-923 Generator File | 1974
9245 | 2022 | KY | Ghent | 1356 | 2 | 1 | OP | ST | BIT | 556.3 | 0.454 | 2210693 | 7958431.1326 | 1264345 | 4551605.5872 | EIA-923 Generator File | 1977
9246 | 2022 | KY | Ghent | 1356 | 3 | 1 | OP | ST | BIT | 556.5 | 0.575 | 2803071 | 10090974.8722 | 1294553 | 4660353.5172 | EIA-923 Generator File | 1981
9247 | 2022 | KY | Ghent | 1356 | 4 | 1 | OP | ST | BIT | 556.2 | 0.478 | 2330899 | 8391169.2706 | 996711 | 3588130.895 | EIA-923 Generator File | 1984
9248 | 2022 | KY | Glasgow LFGTE | 60137 | 1 |  | OP | IC | LFG | 1 | 0.448 | 3925 | 14129.887 | 1636 | 5889.5529 | Distributed from 923 Generation And Fuel | 2015
9249 | 2022 | KY | Green City Recovery, LLC | 60703 | 1 |  | OP | IC | LFG | 1 | 0.054 | 472 | 1699.1864 | 196.5 | 707.3943 | Distributed from 923 Generation And Fuel | 2016
9250 | 2022 | KY | Green City Recovery, LLC | 60703 | 2 |  | OP | IC | LFG | 1 | 0.054 | 472 | 1699.1864 | 196.5 | 707.3943 | Distributed from 923 Generation And Fuel | 2019
9251 | 2022 | KY | Green Valley LFGTE | 56278 | 1 |  | OP | IC | LFG | 0.8 | 0.777 | 5445.333 | 19603.042 | 2269.667 | 8170.7358 | Distributed from 923 Generation And Fuel | 2003
9252 | 2022 | KY | Green Valley LFGTE | 56278 | 2 |  | OP | IC | LFG | 0.8 | 0.777 | 5445.333 | 19603.042 | 2269.667 | 8170.7358 | Distributed from 923 Generation And Fuel | 2003
9253 | 2022 | KY | Green Valley LFGTE | 56278 | 3 |  | OP | IC | LFG | 0.8 | 0.777 | 5445.333 | 19603.042 | 2269.667 | 8170.7358 | Distributed from 923 Generation And Fuel | 2003
9254 | 2022 | KY | H L Spurlock | 6041 | 1 | 1 | OP | ST | BIT | 357.6 | 0.542 | 1697554 | 6111145.5108 | 812790 | 2926020.5918 | EIA-923 Generator File | 1977
9255 | 2022 | KY | H L Spurlock | 6041 | 2 | 1 | OP | ST | BIT | 592.1 | 0.627 | 3252670 | 11709518.3239 | 1373799 | 4945636.8349 | EIA-923 Generator File | 1981
9256 | 2022 | KY | H L Spurlock | 6041 | 3 | 1 | OP | ST | BIT | 329.4 | 0.58 | 1672760 | 6021887.8249 | 654626 | 2356634.7469 | EIA-923 Generator File | 2005
9257 | 2022 | KY | H L Spurlock | 6041 | 4 | 1 | OP | ST | BIT | 329.4 | 0.613 | 1767616 | 6363366.6931 | 842335 | 3032381.7409 | EIA-923 Generator File | 2009
9258 | 2022 | KY | Haefling | 1358 | 1 |  | OP | GT | NG | 20.7 | 0 | -77 | -277.1978 | -35.5 | -127.799 | Distributed from 923 Generation And Fuel | 1970
9259 | 2022 | KY | Haefling | 1358 | 2 |  | OP | GT | NG | 20.7 | 0 | -77 | -277.1978 | -35.5 | -127.799 | Distributed from 923 Generation And Fuel | 1970
9260 | 2022 | KY | Hardin County LFGTE | 56280 | 1 |  | OP | IC | LFG | 0.8 | 0.522 | 3658.333 | 13169.8934 | 1525 | 5489.9561 | Distributed from 923 Generation And Fuel | 2006
9261 | 2022 | KY | Hardin County LFGTE | 56280 | 2 |  | OP | IC | LFG | 0.8 | 0.522 | 3658.333 | 13169.8934 | 1525 | 5489.9561 | Distributed from 923 Generation And Fuel | 2006
9262 | 2022 | KY | Hardin County LFGTE | 56280 | 3 |  | OP | IC | LFG | 0.8 | 0.522 | 3658.333 | 13169.8934 | 1525 | 5489.9561 | Distributed from 923 Generation And Fuel | 2006
9263 | 2022 | KY | J K Smith | 54 | GT7 |  | OP | GT | NG | 98 | 0.077 | 66003.046 | 237609.0647 | 40457.837 | 145647.048 | Distributed from 923 Generation And Fuel | 2005
9264 | 2022 | KY | J K Smith | 54 | GT9 |  | OP | GT | NG | 98 | 0.077 | 66003.046 | 237609.0647 | 40457.837 | 145647.048 | Distributed from 923 Generation And Fuel | 2010
9265 | 2022 | KY | J K Smith | 54 | GT1 |  | OP | GT | NG | 149 | 0.077 | 100351.571 | 361262.7655 | 61512.426 | 221442.9621 | Distributed from 923 Generation And Fuel | 1999
9266 | 2022 | KY | J K Smith | 54 | GT6 |  | OP | GT | NG | 98 | 0.077 | 66003.046 | 237609.0647 | 40457.837 | 145647.048 | Distributed from 923 Generation And Fuel | 2005
9267 | 2022 | KY | J K Smith | 54 | GT10 |  | OP | GT | NG | 98 | 0.077 | 66003.046 | 237609.0647 | 40457.837 | 145647.048 | Distributed from 923 Generation And Fuel | 2010
9268 | 2022 | KY | J K Smith | 54 | GT2 |  | OP | GT | NG | 149 | 0.077 | 100351.571 | 361262.7655 | 61512.426 | 221442.9621 | Distributed from 923 Generation And Fuel | 1999
9269 | 2022 | KY | J K Smith | 54 | GT3 |  | OP | GT | NG | 149 | 0.077 | 100351.571 | 361262.7655 | 61512.426 | 221442.9621 | Distributed from 923 Generation And Fuel | 1999
9270 | 2022 | KY | J K Smith | 54 | GT4 |  | OP | GT | NG | 108 | 0.077 | 72738.051 | 261854.8888 | 44586.188 | 160508.9927 | Distributed from 923 Generation And Fuel | 2001
9271 | 2022 | KY | J K Smith | 54 | GT5 |  | OP | GT | NG | 108 | 0.077 | 72738.051 | 261854.8888 | 44586.188 | 160508.9927 | Distributed from 923 Generation And Fuel | 2001
9272 | 2022 | KY | Kentucky Dam | 1377 | 1 |  | OP | HY | WAT | 44.6 | 0.568 | 221801.758 | 798479.941 | 93904.831 | 338054.6872 | Distributed from 923 Generation And Fuel | 1945
9273 | 2022 | KY | Kentucky Dam | 1377 | 2 |  | OP | HY | WAT | 42.4 | 0.568 | 210860.864 | 759093.0377 | 89272.754 | 321379.3434 | Distributed from 923 Generation And Fuel | 1944
9274 | 2022 | KY | Kentucky Dam | 1377 | 3 |  | OP | HY | WAT | 42.4 | 0.568 | 210860.864 | 759093.0377 | 89272.754 | 321379.3434 | Distributed from 923 Generation And Fuel | 1944
9275 | 2022 | KY | Kentucky Dam | 1377 | 4 |  | OP | HY | WAT | 44.6 | 0.568 | 221801.758 | 798479.941 | 93904.831 | 338054.6872 | Distributed from 923 Generation And Fuel | 1945
9276 | 2022 | KY | Kentucky Dam | 1377 | 5 |  | OP | HY | WAT | 44.6 | 0.568 | 221801.758 | 798479.941 | 93904.831 | 338054.6872 | Distributed from 923 Generation And Fuel | 1948
9277 | 2022 | KY | Kentucky Mills | 55429 | 01 | 3 | OP | ST | BLQ | 88 | 0.443 | 341551 | 1229573.7634 | 137818 | 496140.8309 | Distributed from 923 Generation And Fuel | 2001
9278 | 2022 | KY | Laurel Dam | 6171 | 1 |  | OP | HY | WAT | 70 | 0.127 | 78148 | 281330.5494 | 34677 | 124836.2013 | Distributed from 923 Generation And Fuel | 1977
9279 | 2022 | KY | Laurel Ridge LFGTE | 56279 | 1 |  | OP | IC | LFG | 0.8 | 0.293 | 2050.2 | 7380.661 | 854.6 | 3076.5354 | Distributed from 923 Generation And Fuel | 2003
9280 | 2022 | KY | Laurel Ridge LFGTE | 56279 | 2 |  | OP | IC | LFG | 0.8 | 0.293 | 2050.2 | 7380.661 | 854.6 | 3076.5354 | Distributed from 923 Generation And Fuel | 2003
9281 | 2022 | KY | Laurel Ridge LFGTE | 56279 | 3 |  | OP | IC | LFG | 0.8 | 0.293 | 2050.2 | 7380.661 | 854.6 | 3076.5354 | Distributed from 923 Generation And Fuel | 2003
9282 | 2022 | KY | Laurel Ridge LFGTE | 56279 | 4 |  | OP | IC | LFG | 0.8 | 0.293 | 2050.2 | 7380.661 | 854.6 | 3076.5354 | Distributed from 923 Generation And Fuel | 2003
9283 | 2022 | KY | Laurel Ridge LFGTE | 56279 | 5 |  | OP | IC | LFG | 0.8 | 0.293 | 2050.2 | 7380.661 | 854.6 | 3076.5354 | Distributed from 923 Generation And Fuel | 2006
9284 | 2022 | KY | LGE-KU Solar Share Facility Simpsonville | 65406 | SSP |  | OP | PV | SUN | 2.1 | 0 | 1 | 3.6 | 1 | 3.6 | Distributed from 923 Generation And Fuel | 2019
9285 | 2022 | KY | L'Oreal Solar - Florence | 61744 | 1 |  | OP | PV | SUN | 1.1 | 0.286 | 2760 | 9935.9205 | 1394 | 5018.3599 | Distributed from 923 Generation And Fuel | 2017
9286 | 2022 | KY | Marshall Energy Facility | 55232 | CT1 |  | OP | GT | NG | 86 | 0.075 | 56523.125 | 203481.6221 | 25491.875 | 91770.0158 | Distributed from 923 Generation And Fuel | 2002
9287 | 2022 | KY | Marshall Energy Facility | 55232 | CT2 |  | OP | GT | NG | 86 | 0.075 | 56523.125 | 203481.6221 | 25491.875 | 91770.0158 | Distributed from 923 Generation And Fuel | 2002
9288 | 2022 | KY | Marshall Energy Facility | 55232 | CT3 |  | OP | GT | NG | 86 | 0.075 | 56523.125 | 203481.6221 | 25491.875 | 91770.0158 | Distributed from 923 Generation And Fuel | 2002
9289 | 2022 | KY | Marshall Energy Facility | 55232 | CT4 |  | SB | GT | NG | 86 | 0.075 | 56523.125 | 203481.6221 | 25491.875 | 91770.0158 | Distributed from 923 Generation And Fuel | 2002
9290 | 2022 | KY | Marshall Energy Facility | 55232 | CT5 |  | SB | GT | NG | 86 | 0.075 | 56523.125 | 203481.6221 | 25491.875 | 91770.0158 | Distributed from 923 Generation And Fuel | 2002
9291 | 2022 | KY | Marshall Energy Facility | 55232 | CT6 |  | SB | GT | NG | 86 | 0.075 | 56523.125 | 203481.6221 | 25491.875 | 91770.0158 | Distributed from 923 Generation And Fuel | 2002
9292 | 2022 | KY | Marshall Energy Facility | 55232 | CT7 |  | SB | GT | NG | 86 | 0.075 | 56523.125 | 203481.6221 | 25491.875 | 91770.0158 | Distributed from 923 Generation And Fuel | 2002
9293 | 2022 | KY | Marshall Energy Facility | 55232 | CT8 |  | SB | GT | NG | 86 | 0.075 | 56523.125 | 203481.6221 | 25491.875 | 91770.0158 | Distributed from 923 Generation And Fuel | 2002
9294 | 2022 | KY | Matilda Hamilton Fee Hydroelectric Station | 62747 | 1 |  | OP | HY | WAT | 0.5 | 0.326 | 1426.6 | 5135.7189 | 633 | 2278.7818 | Distributed from 923 Generation And Fuel | 2021
9295 | 2022 | KY | Matilda Hamilton Fee Hydroelectric Station | 62747 | 2 |  | OP | HY | WAT | 0.5 | 0.326 | 1426.6 | 5135.7189 | 633 | 2278.7818 | Distributed from 923 Generation And Fuel | 2021
9296 | 2022 | KY | Matilda Hamilton Fee Hydroelectric Station | 62747 | 3 |  | OP | HY | WAT | 0.5 | 0.326 | 1426.6 | 5135.7189 | 633 | 2278.7818 | Distributed from 923 Generation And Fuel | 2021
9297 | 2022 | KY | Matilda Hamilton Fee Hydroelectric Station | 62747 | 4 |  | OP | HY | WAT | 0.5 | 0.326 | 1426.6 | 5135.7189 | 633 | 2278.7818 | Distributed from 923 Generation And Fuel | 2021
9298 | 2022 | KY | Matilda Hamilton Fee Hydroelectric Station | 62747 | 5 |  | OP | HY | WAT | 0.5 | 0.326 | 1426.6 | 5135.7189 | 633 | 2278.7818 | Distributed from 923 Generation And Fuel | 2021
9299 | 2022 | KY | Meldahl Hydroelectric Project | 56872 | 1 |  | OP | HY | WAT | 35 | 0.607 | 186107.333 | 669981.039 | 82583.333 | 297297.6204 | Distributed from 923 Generation And Fuel | 2016
9300 | 2022 | KY | Meldahl Hydroelectric Project | 56872 | 2 |  | OP | HY | WAT | 35 | 0.607 | 186107.333 | 669981.039 | 82583.333 | 297297.6204 | Distributed from 923 Generation And Fuel | 2016
9301 | 2022 | KY | Meldahl Hydroelectric Project | 56872 | 3 |  | OP | HY | WAT | 35 | 0.607 | 186107.333 | 669981.039 | 82583.333 | 297297.6204 | Distributed from 923 Generation And Fuel | 2016
9302 | 2022 | KY | Mill Creek (KY) | 1364 | 1 | 1 | OP | ST | BIT | 355.5 | 0.396 | 1233001 | 4438768.0899 | 150067 | 540236.8781 | EIA-923 Generator File | 1972
9303 | 2022 | KY | Mill Creek (KY) | 1364 | 2 | 1 | OP | ST | BIT | 355.5 | 0.523 | 1628977 | 5864270.2858 | 608736 | 2191432.0685 | EIA-923 Generator File | 1974
9304 | 2022 | KY | Mill Creek (KY) | 1364 | 3 | 1 | OP | ST | BIT | 462.6 | 0.511 | 2071643 | 7457855.1372 | 908350 | 3270033.8397 | EIA-923 Generator File | 1978
9305 | 2022 | KY | Mill Creek (KY) | 1364 | 4 | 1 | OP | ST | BIT | 543.6 | 0.499 | 2378389 | 8562131.9029 | 1184195 | 4263067.8955 | EIA-923 Generator File | 1982
9306 | 2022 | KY | Morehead Generating Facility | 62641 | M3516 |  | OP | IC | LFG | 1.4 | 0.585 | 7175 | 25829.7934 | 2991 | 10767.5139 | Distributed from 923 Generation And Fuel | 2019
9307 | 2022 | KY | Mother Ann Lee | 1359 | 1 |  | OP | HY | WAT | 0.7 | 0.378 | 2316 | 8337.5333 | 1027.667 | 3699.5716 | Distributed from 923 Generation And Fuel | 2008
9308 | 2022 | KY | Mother Ann Lee | 1359 | 2 |  | OP | HY | WAT | 0.7 | 0.378 | 2316 | 8337.5333 | 1027.667 | 3699.5716 | Distributed from 923 Generation And Fuel | 2007
9309 | 2022 | KY | Mother Ann Lee | 1359 | 3 |  | OP | HY | WAT | 0.7 | 0.378 | 2316 | 8337.5333 | 1027.667 | 3699.5716 | Distributed from 923 Generation And Fuel | 2007
9310 | 2022 | KY | Ohio Falls | 1365 | 1 |  | OP | HY | WAT | 13.7 | 0.289 | 34732.5 | 125035.9997 | 15412.25 | 55483.6561 | Distributed from 923 Generation And Fuel | 1928
9311 | 2022 | KY | Ohio Falls | 1365 | 2 |  | OP | HY | WAT | 13.7 | 0.289 | 34732.5 | 125035.9997 | 15412.25 | 55483.6561 | Distributed from 923 Generation And Fuel | 1928
9312 | 2022 | KY | Ohio Falls | 1365 | 3 |  | OP | HY | WAT | 13.7 | 0.289 | 34732.5 | 125035.9997 | 15412.25 | 55483.6561 | Distributed from 923 Generation And Fuel | 1928
9313 | 2022 | KY | Ohio Falls | 1365 | 4 |  | OP | HY | WAT | 13.7 | 0.289 | 34732.5 | 125035.9997 | 15412.25 | 55483.6561 | Distributed from 923 Generation And Fuel | 1928
9314 | 2022 | KY | Ohio Falls | 1365 | 5 |  | OP | HY | WAT | 13.7 | 0.289 | 34732.5 | 125035.9997 | 15412.25 | 55483.6561 | Distributed from 923 Generation And Fuel | 1928
9315 | 2022 | KY | Ohio Falls | 1365 | 6 |  | OP | HY | WAT | 13.7 | 0.289 | 34732.5 | 125035.9997 | 15412.25 | 55483.6561 | Distributed from 923 Generation And Fuel | 1928
9316 | 2022 | KY | Ohio Falls | 1365 | 7 |  | OP | HY | WAT | 13.7 | 0.289 | 34732.5 | 125035.9997 | 15412.25 | 55483.6561 | Distributed from 923 Generation And Fuel | 1928
9317 | 2022 | KY | Ohio Falls | 1365 | 8 |  | OP | HY | WAT | 13.7 | 0.289 | 34732.5 | 125035.9997 | 15412.25 | 55483.6561 | Distributed from 923 Generation And Fuel | 1928
9318 | 2022 | KY | Paddys Run | 1366 | 12 |  | OP | GT | NG | 32.6 | 0.05 | 14330.378 | 51588.9481 | 8491.789 | 30570.1958 | Distributed from 923 Generation And Fuel | 1968
9319 | 2022 | KY | Paddys Run | 1366 | 13 |  | OP | GT | NG | 178 | 0.05 | 78245.622 | 281681.9857 | 46366.211 | 166917.0243 | Distributed from 923 Generation And Fuel | 2001
9320 | 2022 | KY | Paradise | 1378 | CTG1 |  | OP | CT | NG | 231 | 0.72 | 1456122 | 5241997.264 | 678903 | 2444031.2478 | EIA-923 Generator File | 2017
9321 | 2022 | KY | Paradise | 1378 | CTG2 |  | OP | CT | NG | 231 | 0.703 | 1421757 | 5118284.2537 | 670489 | 2413741.0901 | EIA-923 Generator File | 2017
9322 | 2022 | KY | Paradise | 1378 | CTG3 |  | OP | CT | NG | 231 | 0.708 | 1432878 | 5158319.5334 | 681696 | 2454085.9673 | EIA-923 Generator File | 2017
9323 | 2022 | KY | Paradise | 1378 | STG1 | 3 | OP | CA | NG | 467 | 0.629 | 2571668 | 9257930.7366 | 1254488 | 4516120.671 | EIA-923 Generator File | 2017
9324 | 2022 | KY | Paris (KY) | 1376 | 1 |  | OP | IC | DFO | 1.3 | 0 | 4.985 | 17.9459 | 1.627 | 5.8572 | Data from EIA-923 Generator File overwritten with distributed data from EIA-923 Generation and Fuel | 1952
9325 | 2022 | KY | Paris (KY) | 1376 | 2 |  | OP | IC | DFO | 1.3 | 0 | 4.985 | 17.9459 | 1.627 | 5.8572 | Data from EIA-923 Generator File overwritten with distributed data from EIA-923 Generation and Fuel | 1954
9326 | 2022 | KY | Paris (KY) | 1376 | 3 |  | OP | IC | DFO | 0.7 | 0 | 2.684 | 9.6623 | 0.876 | 3.1536 | Data from EIA-923 Generator File overwritten with distributed data from EIA-923 Generation and Fuel | 1934
9327 | 2022 | KY | Paris (KY) | 1376 | 4 |  | OP | IC | DFO | 0.9 | 0 | 3.451 | 12.4235 | 1.126 | 4.0536 | Data from EIA-923 Generator File overwritten with distributed data from EIA-923 Generation and Fuel | 1947
9328 | 2022 | KY | Paris (KY) | 1376 | 5 |  | OP | IC | DFO | 1.1 | 0 | 4.218 | 15.1847 | 1.377 | 4.9572 | Data from EIA-923 Generator File overwritten with distributed data from EIA-923 Generation and Fuel | 1949
9329 | 2022 | KY | Paris (KY) | 1376 | 6 |  | OP | IC | DFO | 3.1 | 0 | 11.888 | 42.7965 | 3.88 | 13.9679 | Data from EIA-923 Generator File overwritten with distributed data from EIA-923 Generation and Fuel | 1974
9330 | 2022 | KY | Paris (KY) | 1376 | 7 |  | OP | IC | DFO | 3.1 | 0 | 11.888 | 42.7965 | 3.88 | 13.9679 | Data from EIA-923 Generator File overwritten with distributed data from EIA-923 Generation and Fuel | 1974
9331 | 2022 | KY | Pendleton County LFGTE | 56327 | 1 |  | OP | IC | LFG | 0.8 | 0.715 | 5011 | 18039.4557 | 2088.75 | 7519.4398 | Distributed from 923 Generation And Fuel | 2007
9332 | 2022 | KY | Pendleton County LFGTE | 56327 | 2 |  | OP | IC | LFG | 0.8 | 0.715 | 5011 | 18039.4557 | 2088.75 | 7519.4398 | Distributed from 923 Generation And Fuel | 2007
9333 | 2022 | KY | Pendleton County LFGTE | 56327 | 3 |  | OP | IC | LFG | 0.8 | 0.715 | 5011 | 18039.4557 | 2088.75 | 7519.4398 | Distributed from 923 Generation And Fuel | 2007
9334 | 2022 | KY | Pendleton County LFGTE | 56327 | 4 |  | OP | IC | LFG | 0.8 | 0.715 | 5011 | 18039.4557 | 2088.75 | 7519.4398 | Distributed from 923 Generation And Fuel | 2007
9335 | 2022 | KY | PPS Power Plant No 1 | 56556 | 1 |  | OP | GT | NG | 60 | 0.069 | 36017 | 129660.1627 | 16554.5 | 59595.7232 | Distributed from 923 Generation And Fuel | 2010
9336 | 2022 | KY | PPS Power Plant No 1 | 56556 | 2 |  | OP | GT | NG | 60 | 0.069 | 36017 | 129660.1627 | 16554.5 | 59595.7232 | Distributed from 923 Generation And Fuel | 2010
9337 | 2022 | KY | R D Green | 6639 | 1 | 1 | OP | ST | BIT | 293 | 0.191 | 489169 | 1760994.312 | 139427 | 501933.1845 | EIA-923 Generator File | 1979
9338 | 2022 | KY | R D Green | 6639 | 2 | 1 | OP | ST | NG | 293 | 0.107 | 273840 | 985816.1135 | 121335 | 436802.5056 | EIA-923 Generator File | 1981
9339 | 2022 | KY | Riverside Generating LLC | 55198 | GTG1 |  | OP | GT | NG | 230 | 0.065 | 130182.6 | 468653.6108 | 63554 | 228792.5697 | Distributed from 923 Generation And Fuel | 2001
9340 | 2022 | KY | Riverside Generating LLC | 55198 | GTG2 |  | OP | GT | NG | 230 | 0.065 | 130182.6 | 468653.6108 | 63554 | 228792.5697 | Distributed from 923 Generation And Fuel | 2001
9341 | 2022 | KY | Riverside Generating LLC | 55198 | GTG3 |  | OP | GT | NG | 230 | 0.065 | 130182.6 | 468653.6108 | 63554 | 228792.5697 | Distributed from 923 Generation And Fuel | 2001
9342 | 2022 | KY | Riverside Generating LLC | 55198 | GTG4 |  | OP | GT | NG | 230 | 0.065 | 130182.6 | 468653.6108 | 63554 | 228792.5697 | Distributed from 923 Generation And Fuel | 2002
9343 | 2022 | KY | Riverside Generating LLC | 55198 | GTG5 |  | OP | GT | NG | 230 | 0.065 | 130182.6 | 468653.6108 | 63554 | 228792.5697 | Distributed from 923 Generation And Fuel | 2002
9344 | 2022 | KY | Robert A Reid | 1383 | GEN2 |  | OP | GT | NG | 98.8 | 0.001 | 576 | 2073.5834 | 462 | 1663.1867 | Distributed from 923 Generation And Fuel | 1976
9345 | 2022 | KY | Robert A Reid | 1383 | 1 | 1 | RE | ST | BIT | 96 | -0.055 | -45973 | -165501.476 | -42292 | -152249.982 | EIA-923 Generator File
9346 | 2022 | KY | Shawnee | 1379 | 1 | 1 | OP | ST | SUB | 175 | 0.435 | 667301 | 2402264.3819 | 324190 | 1167074.6634 | EIA-923 Generator File | 1953 | 2033
9347 | 2022 | KY | Shawnee | 1379 | 2 | 1 | OP | ST | SUB | 175 | 0.442 | 678124 | 2441226.8702 | 203409 | 732266.5419 | EIA-923 Generator File | 1953 | 2033
9348 | 2022 | KY | Shawnee | 1379 | 3 | 1 | OP | ST | SUB | 175 | 0.465 | 713112 | 2567182.6625 | 227501 | 818997.048 | EIA-923 Generator File | 1953
9349 | 2022 | KY | Shawnee | 1379 | 4 | 1 | OP | ST | SUB | 175 | 0.449 | 688265 | 2477734.1781 | 321838 | 1158607.5311 | EIA-923 Generator File | 1954 | 2033
9350 | 2022 | KY | Shawnee | 1379 | 5 | 1 | OP | ST | SUB | 175 | 0.475 | 728740 | 2623443.0125 | 227932 | 820548.6356 | EIA-923 Generator File | 1954 | 2033
9351 | 2022 | KY | Shawnee | 1379 | 6 | 1 | OP | ST | SUB | 175 | 0.465 | 712952 | 2566606.6671 | 225115 | 810407.5167 | EIA-923 Generator File | 1954 | 2033
9352 | 2022 | KY | Shawnee | 1379 | 7 | 1 | OP | ST | SUB | 175 | 0.333 | 510014 | 1836035.7117 | 217071 | 781449.3484 | EIA-923 Generator File | 1954 | 2033
9353 | 2022 | KY | Shawnee | 1379 | 8 | 1 | OP | ST | SUB | 175 | 0.442 | 678184 | 2441442.8685 | 223394 | 804211.9663 | EIA-923 Generator File | 1955 | 2033
9354 | 2022 | KY | Shawnee | 1379 | 9 | 1 | OP | ST | SUB | 175 | 0.4 | 612801 | 2206065.9515 | 219508 | 790222.4782 | EIA-923 Generator File | 1955 | 2033
9355 | 2022 | KY | Smithland Hydroelectric Plant | 57400 | SG1 |  | OP | HY | WAT | 25.3 | 0.64 | 141787.667 | 510431.5177 | 79163 | 284984.5201 | Distributed from 923 Generation And Fuel | 2017
9356 | 2022 | KY | Smithland Hydroelectric Plant | 57400 | SG2 |  | OP | HY | WAT | 25.3 | 0.64 | 141787.667 | 510431.5177 | 79163 | 284984.5201 | Distributed from 923 Generation And Fuel | 2017
9357 | 2022 | KY | Smithland Hydroelectric Plant | 57400 | SG3 |  | OP | HY | WAT | 25.3 | 0.64 | 141787.667 | 510431.5177 | 79163 | 284984.5201 | Distributed from 923 Generation And Fuel | 2017
9358 | 2022 | KY | SR Turkey Creek, LLC | 64842 | SRTC |  | OP | PV | SUN | 50 | 0.008 | 3427 | 12337.1013 | 0 | 0 | Distributed from 923 Generation And Fuel | 2022
9359 | 2022 | KY | Trimble County | 6071 | 1 | 1 | OP | ST | BIT | 566.1 | 0.705 | 3494310 | 12579415.3647 | 1551690 | 5586039.3117 | EIA-923 Generator File | 1990
9360 | 2022 | KY | Trimble County | 6071 | 10 |  | OP | GT | NG | 199 | 0.189 | 329411 | 1185870.113 | 184421.667 | 663912.6899 | Distributed from 923 Generation And Fuel | 2004
9361 | 2022 | KY | Trimble County | 6071 | 2 | 1 | OP | ST | BIT | 834 | 0.672 | 4912977 | 17686575.7074 | 2216961 | 7980995.752 | EIA-923 Generator File | 2011
9362 | 2022 | KY | Trimble County | 6071 | 5 |  | OP | GT | NG | 199 | 0.189 | 329411 | 1185870.113 | 184421.667 | 663912.6899 | Distributed from 923 Generation And Fuel | 2002
9363 | 2022 | KY | Trimble County | 6071 | 6 |  | OP | GT | NG | 199 | 0.189 | 329411 | 1185870.113 | 184421.667 | 663912.6899 | Distributed from 923 Generation And Fuel | 2002
9364 | 2022 | KY | Trimble County | 6071 | 7 |  | OP | GT | NG | 199 | 0.189 | 329411 | 1185870.113 | 184421.667 | 663912.6899 | Distributed from 923 Generation And Fuel | 2004
9365 | 2022 | KY | Trimble County | 6071 | 8 |  | OP | GT | NG | 199 | 0.189 | 329411 | 1185870.113 | 184421.667 | 663912.6899 | Distributed from 923 Generation And Fuel | 2004
9366 | 2022 | KY | Trimble County | 6071 | 9 |  | OP | GT | NG | 199 | 0.189 | 329411 | 1185870.113 | 184421.667 | 663912.6899 | Distributed from 923 Generation And Fuel | 2004
9367 | 2022 | KY | Walton 1 Solar Facility | 61311 | PV1 |  | OP | PV | SUN | 2 | 0.175 | 3063 | 11026.7118 | 1547 | 5569.1554 | Distributed from 923 Generation And Fuel | 2017
9368 | 2022 | KY | Walton 2 Solar Facility | 61312 | PV1 |  | OP | PV | SUN | 2 | 0.182 | 3192 | 11491.1081 | 1613 | 5806.7535 | Distributed from 923 Generation And Fuel | 2017
9369 | 2022 | KY | Wolf Creek | 1380 | 1 |  | OP | HY | WAT | 45 | 0.391 | 154214.333 | 555167.1575 | 68431 | 246349.6292 | Distributed from 923 Generation And Fuel | 1952
9370 | 2022 | KY | Wolf Creek | 1380 | 2 |  | OP | HY | WAT | 45 | 0.391 | 154214.333 | 555167.1575 | 68431 | 246349.6292 | Distributed from 923 Generation And Fuel | 1952
9371 | 2022 | KY | Wolf Creek | 1380 | 3 |  | OP | HY | WAT | 45 | 0.391 | 154214.333 | 555167.1575 | 68431 | 246349.6292 | Distributed from 923 Generation And Fuel | 1952
9372 | 2022 | KY | Wolf Creek | 1380 | 4 |  | OP | HY | WAT | 45 | 0.391 | 154214.333 | 555167.1575 | 68431 | 246349.6292 | Distributed from 923 Generation And Fuel | 1951
9373 | 2022 | KY | Wolf Creek | 1380 | 5 |  | OP | HY | WAT | 45 | 0.391 | 154214.333 | 555167.1575 | 68431 | 246349.6292 | Distributed from 923 Generation And Fuel | 1951
9374 | 2022 | KY | Wolf Creek | 1380 | 6 |  | OP | HY | WAT | 45 | 0.391 | 154214.333 | 555167.1575 | 68431 | 246349.6292 | Distributed from 923 Generation And Fuel | 1951
9375 | 2022 | LA | Acadia Energy Center | 55173 | CT11 |  | OP | CT | NG | 215.1 | 0.413 | 777437 | 2798750.81 | 433560 | 1560803.5136 | EIA-923 Generator File | 2002
9376 | 2022 | LA | Acadia Energy Center | 55173 | CT12 |  | OP | CT | NG | 215.1 | 0.394 | 742818 | 2674123.407 | 386214 | 1390359.2771 | EIA-923 Generator File | 2002
9377 | 2022 | LA | Acadia Energy Center | 55173 | CT24 |  | OP | CT | NG | 215.1 | 0.431 | 812729 | 2925800.9936 | 433136 | 1559277.1258 | EIA-923 Generator File | 2002
9378 | 2022 | LA | Acadia Energy Center | 55173 | CT25 |  | OP | CT | NG | 215.1 | 0.416 | 783349 | 2820033.8397 | 411392 | 1480999.352 | EIA-923 Generator File | 2002
9379 | 2022 | LA | Acadia Energy Center | 55173 | ST13 | 2 | OP | CA | NG | 264.4 | 0.406 | 939894 | 3383591.3313 | 522013 | 1879231.7661 | EIA-923 Generator File | 2002
9380 | 2022 | LA | Acadia Energy Center | 55173 | ST26 | 2 | OP | CA | NG | 264.4 | 0.427 | 989529 | 3562275.9018 | 545263 | 1962931.0966 | EIA-923 Generator File | 2002
9381 | 2022 | LA | ADA Carbon Solutions Red River | 57938 | GEN1 |  | OP | ST | WH | 20.8 | 0.697 | 127073 | 457459.1403 | 53601 | 192962.0563 | Distributed from 923 Generation And Fuel | 2011
9382 | 2022 | LA | Agrilectric Power Partners Ltd | 10593 | GEN1 | 1 | OP | ST | AB | 12.1 | 0.758 | 80386 | 289387.2849 | 30661 | 110378.717 | EIA-923 Generator File | 1984
9383 | 2022 | LA | Arsenal Hill Power Plant | 1416 | 5 | 1 | OP | ST | NG | 125 | 0.078 | 85328 | 307178.3426 | 52038 | 187335.3013 | EIA-923 Generator File | 1960 | 2025
9384 | 2022 | LA | Arsenal Hill Power Plant | 1416 | 6A |  | OP | CT | NG | 184 | 0.604 | 973567.5 | 3504814.9615 | 469370 | 1689718.4823 | Data from EIA-923 Generator File overwritten with distributed data from EIA-923 Generation and Fuel | 2010
9385 | 2022 | LA | Arsenal Hill Power Plant | 1416 | 6B |  | OP | CT | NG | 184 | 0.604 | 973567.5 | 3504814.9615 | 469370 | 1689718.4823 | Data from EIA-923 Generator File overwritten with distributed data from EIA-923 Generation and Fuel | 2010
9386 | 2022 | LA | Arsenal Hill Power Plant | 1416 | 6STG | 2 | OP | CA | NG | 256 | 0.524 | 1174495 | 4228148.1748 | 577407 | 2078648.5708 | EIA-923 Generator File | 2010
9387 | 2022 | LA | Bayou Cove Peaking Power | 55433 | 0001 |  | OP | GT | NG | 104 | 0.036 | 33244 | 119677.4426 | 25069.75 | 90250.378 | Distributed from 923 Generation And Fuel | 2002
9388 | 2022 | LA | Bayou Cove Peaking Power | 55433 | 0002 |  | OP | GT | NG | 104 | 0.036 | 33244 | 119677.4426 | 25069.75 | 90250.378 | Distributed from 923 Generation And Fuel | 2002
9389 | 2022 | LA | Bayou Cove Peaking Power | 55433 | 0003 |  | OP | GT | NG | 104 | 0.036 | 33244 | 119677.4426 | 25069.75 | 90250.378 | Distributed from 923 Generation And Fuel | 2002
9390 | 2022 | LA | Bayou Cove Peaking Power | 55433 | 0004 |  | OP | GT | NG | 104 | 0.036 | 33244 | 119677.4426 | 25069.75 | 90250.378 | Distributed from 923 Generation And Fuel | 2002
9391 | 2022 | LA | Big Cajun 1 | 1464 | 1 | 1 | OP | ST | NG | 113.6 | 0.029 | 29323 | 105561.9555 | 26209 | 94351.6452 | EIA-923 Generator File | 1972
9392 | 2022 | LA | Big Cajun 1 | 1464 | 2 | 1 | OP | ST | NG | 113.6 | 0.025 | 25223 | 90802.0736 | 23252 | 83706.5303 | EIA-923 Generator File | 1972
9393 | 2022 | LA | Big Cajun 1 | 1464 | 3 |  | OP | GT | NG | 132.8 | 0.038 | 44051 | 158582.3313 | 20702 | 74526.6038 | Distributed from 923 Generation And Fuel | 2001
9394 | 2022 | LA | Big Cajun 1 | 1464 | 4 |  | OP | GT | NG | 132.8 | 0.038 | 44051 | 158582.3313 | 20702 | 74526.6038 | Distributed from 923 Generation And Fuel | 2001
9395 | 2022 | LA | Big Cajun 2 | 6055 | 1 | 1 | OP | ST | SUB | 657.9 | 0.115 | 661963 | 2383047.7356 | 218811 | 787713.2983 | EIA-923 Generator File | 1981
9396 | 2022 | LA | Big Cajun 2 | 6055 | 2 | 1 | OP | ST | NG | 626 | 0.074 | 408386 | 1470177.8386 | 355639 | 1280290.1577 | EIA-923 Generator File | 1982
9397 | 2022 | LA | Big Cajun 2 | 6055 | 3 | 1 | OP | ST | SUB | 619 | 0.51 | 2764509 | 9952152.7828 | 1718379 | 6186114.9111 | EIA-923 Generator File | 1983
9398 | 2022 | LA | Brame Energy Center | 6190 | 1 | 1 | OP | ST | NG | 445.5 | 0.147 | 574178 | 2067024.2638 | 352431 | 1268741.4501 | EIA-923 Generator File | 1975
9399 | 2022 | LA | Brame Energy Center | 6190 | 2 | 1 | OP | ST | SUB | 558 | 0.491 | 2400820 | 8642882.8569 | 860120 | 3096407.2287 | EIA-923 Generator File | 1982
9400 | 2022 | LA | Brame Energy Center | 6190 | 3 | 2 | OP | ST | PC | 703.8 | 0.406 | 2500801 | 9002811.5775 | 1012695 | 3645672.8346 | EIA-923 Generator File | 2010
9401 | 2022 | LA | Calcasieu | 55165 | G101 |  | OP | GT | NG | 174.3 | 0.051 | 77362.385 | 278502.358 | 69105.481 | 248777.7414 | Distributed from 923 Generation And Fuel | 2000
9402 | 2022 | LA | Calcasieu | 55165 | G102 |  | OP | GT | NG | 184.5 | 0.051 | 81889.615 | 294800.2556 | 73149.519 | 263336.1617 | Distributed from 923 Generation And Fuel | 2001
9403 | 2022 | LA | Carville Energy LLC | 55404 | CTG1 |  | OP | CT | NG | 187 | 0.519 | 849789 | 3059215.9263 | 416543 | 1499542.8037 | EIA-923 Generator File | 2003
9404 | 2022 | LA | Carville Energy LLC | 55404 | CTG2 |  | OP | CT | NG | 187 | 0.559 | 915423 | 3295496.436 | 485015 | 1746040.0317 | EIA-923 Generator File | 2003
9405 | 2022 | LA | Carville Energy LLC | 55404 | STG | 2 | OP | CA | NG | 181 | 0.443 | 702301 | 2528263.3739 | 404939 | 1457768.7379 | EIA-923 Generator File | 2003
9406 | 2022 | LA | Chalmette Refining LLC | 50626 | GEN1 |  | OP | OT | OTH | 5.7 | 0.137 | 6841 | 24627.403 | 2912 | 10483.1161 | Distributed from 923 Generation And Fuel | 1990
9407 | 2022 | LA | CII Carbon LLC | 54677 | TG-2 | 1 | OP | ST | WH | 23 | 0.104 | 20881 | 75170.9986 | 10035 | 36125.711 | Distributed from 923 Generation And Fuel | 1951
9408 | 2022 | LA | CII Carbon LLC | 54677 | TG-3 | 1 | SB | ST | WH | 23 | 0.104 | 20881 | 75170.9986 | 10035 | 36125.711 | Distributed from 923 Generation And Fuel | 1951
9409 | 2022 | LA | CITGO Refinery Powerhouse | 52175 | GEN1 | 5 | OS | ST | OG | 25 | 0 | 0 | 0 | 0 | 0 | EIA-923 Generator File | 1942
9410 | 2022 | LA | CITGO Refinery Powerhouse | 52175 | GEN2 | 5 | OP | ST | OG | 25 | 0.336 | 73687.02 | 265271.1498 | 31428.97 | 113143.3869 | EIA-923 Generator File | 1942
9411 | 2022 | LA | CITGO Refinery Powerhouse | 52175 | GEN3 | 5 | OP | ST | OG | 25 | 0.721 | 157958.68 | 568646.6988 | 63347.79 | 228050.2196 | EIA-923 Generator File | 1969
9412 | 2022 | LA | Coughlin Power Station | 1396 | 6 | 1 | OP | CA | NG | 113.6 | 0.453 | 450678 | 1622427.8206 | 195023 | 702077.1834 | EIA-923 Generator File | 1961
9413 | 2022 | LA | Coughlin Power Station | 1396 | 7 | 2 | OP | CA | NG | 243.1 | 0.397 | 846094 | 3045914.0327 | 370250 | 1332889.3369 | EIA-923 Generator File | 1966
9414 | 2022 | LA | Coughlin Power Station | 1396 | U6CT |  | OP | CT | NG | 188.7 | 0.539 | 891626 | 3209827.9214 | 383687 | 1381262.1499 | EIA-923 Generator File | 2000
9415 | 2022 | LA | Coughlin Power Station | 1396 | U72 |  | OP | CT | NG | 188.7 | 0.506 | 837066 | 3013413.4927 | 369867 | 1331510.5479 | EIA-923 Generator File | 2000
9416 | 2022 | LA | Coughlin Power Station | 1396 | U7CT |  | OP | CT | NG | 188.7 | 0.512 | 845653 | 3044326.4454 | 368623 | 1327032.1837 | EIA-923 Generator File | 2000
9417 | 2022 | LA | D G Hunter | 6558 | 10 |  | OP | IC | NG | 9.3 | 0.211 | 17188.857 | 61879.3902 | 8078 | 29080.5674 | Distributed from 923 Generation And Fuel | 2016
9418 | 2022 | LA | D G Hunter | 6558 | 11 |  | OP | IC | NG | 9.3 | 0.211 | 17188.857 | 61879.3902 | 8078 | 29080.5674 | Distributed from 923 Generation And Fuel | 2016
9419 | 2022 | LA | D G Hunter | 6558 | 5 |  | OP | IC | NG | 9.3 | 0.211 | 17188.857 | 61879.3902 | 8078 | 29080.5674 | Distributed from 923 Generation And Fuel | 2016
9420 | 2022 | LA | D G Hunter | 6558 | 6 |  | OP | IC | NG | 9.3 | 0.211 | 17188.857 | 61879.3902 | 8078 | 29080.5674 | Distributed from 923 Generation And Fuel | 2016
9421 | 2022 | LA | D G Hunter | 6558 | 7 |  | OP | IC | NG | 9.3 | 0.211 | 17188.857 | 61879.3902 | 8078 | 29080.5674 | Distributed from 923 Generation And Fuel | 2016
9422 | 2022 | LA | D G Hunter | 6558 | 8 |  | OP | IC | NG | 9.3 | 0.211 | 17188.857 | 61879.3902 | 8078 | 29080.5674 | Distributed from 923 Generation And Fuel | 2016
9423 | 2022 | LA | D G Hunter | 6558 | 9 |  | OP | IC | NG | 9.3 | 0.211 | 17188.857 | 61879.3902 | 8078 | 29080.5674 | Distributed from 923 Generation And Fuel | 2016
9424 | 2022 | LA | DeRidder Mill | 10488 | TG | 5 | OP | ST | BLQ | 61.5 | 0.756 | 407036.42 | 1465319.3894 | 168427.545 | 606334.3113 | EIA-923 Generator File | 1969
9425 | 2022 | LA | Dolet Hills | 51 |  |  | RE | ST | NG | 0
9426 | 2022 | LA | Domino Sugar Arabi Plant | 54512 | TG1 | 7 | OP | ST | NG | 5 |  | GENYRONL: 1949
9427 | 2022 | LA | Domino Sugar Arabi Plant | 54512 | TG2 | 7 | OA | ST | NG | 5 |  | GENYRONL: 2003
9428 | 2022 | LA | Domino Sugar Arabi Plant | 54512 | TG3 | 7 | OP | ST | NG | 4 |  | GENYRONL: 1949
9429 | 2022 | LA | Dow St Charles Operations | 50152 | CGN1 |  | OP | CT | NG | 125.8 | 0.812 | 894711 | 3220933.8325 | 376065 | 1353823.1694 | EIA-923 Generator File | 1996
9430 | 2022 | LA | Dow St Charles Operations | 50152 | CGN2 |  | OP | CT | NG | 125.8 | 0.761 | 838501 | 3018579.4514 | 344871 | 1241525.6678 | EIA-923 Generator File | 1997
9431 | 2022 | LA | Dow St Charles Operations | 50152 | CSTG | 2 | OP | CA | NG | 50 | 0.388 | 170048 | 612167.9027 | 66843 | 240632.8749 | EIA-923 Generator File | 2002
9432 | 2022 | LA | Dow St Charles Operations | 50152 | STG | 2 | OP | CA | NG | 22 | 0.532 | 102554 | 369191.4465 | 42971 | 154694.3624 | EIA-923 Generator File | 1997
9433 | 2022 | LA | ENO Paterson Solar | 61647 | NOSPB |  | OP | BA | MWH | 0.5 | 0 | 0 | 0 | 0 | 0 | Distributed from 923 Generation And Fuel | 2016
9434 | 2022 | LA | ENO Paterson Solar | 61647 | NOSPS |  | OP | PV | SUN | 1.1 | 0.019 | 184 | 662.3947 | 97 | 349.1972 | Distributed from 923 Generation And Fuel | 2016
9435 | 2022 | LA | Enterprise Sugar Factory | 51008 | 1000 |  | OP | ST | AB | 1 | 0 | 0 | 0 | 0 | 0 | EIA-923 Generator File | 1981
9436 | 2022 | LA | Enterprise Sugar Factory | 51008 | 2000 |  | SB | ST | AB | 2 | 0 | 0 | 0 | 0 | 0 | EIA-923 Generator File | 1981
9437 | 2022 | LA | ExxonMobil Baton Rouge Turbine Generator | 10690 | CTG1 |  | OP | GT | NG | 85.3 | 0.634 | 473463 | 1704453.1644 | 222507 | 801018.7918 | Distributed from 923 Generation And Fuel | 1990
9438 | 2022 | LA | Formosa Plastics | 54518 | GT2 |  | SB | GT | NG | 38 | 0.357 | 118829.661 | 427783.3573 | 55844.661 | 201039.1713 | Distributed from 923 Generation And Fuel | 1990
9439 | 2022 | LA | Formosa Plastics | 54518 | GT3 |  | OP | GT | NG | 38.8 | 0.357 | 121331.339 | 436789.3261 | 57020.339 | 205271.5782 | Distributed from 923 Generation And Fuel | 1996
9440 | 2022 | LA | Formosa Plastics | 54518 | ST1 | 4 | OP | ST | NG | 12 | 0.318 | 33471 | 120494.636 | 4974 | 17906.2567 | EIA-923 Generator File | 1985
9441 | 2022 | LA | Formosa Plastics | 54518 | ST2 | 4 | OP | ST | NG | 12 | 0.362 | 38012 | 136842.1053 | 25706 | 92540.8597 | EIA-923 Generator File | 1990
9442 | 2022 | LA | Gaylord Container Bogalusa | 54427 | NO10 | 4 | OP | ST | BLQ | 37 | 0.466 | 150995.65 | 543579.9914 | 65576.006 | 236071.733 | EIA-923 Generator File | 1999
9443 | 2022 | LA | Gaylord Container Bogalusa | 54427 | NO8 | 4 | OP | ST | BLQ | 25 | 0.409 | 89484.597 | 322141.9721 | 39683.437 | 142859.2303 | EIA-923 Generator File | 1981
9444 | 2022 | LA | Gaylord Container Bogalusa | 54427 | NO9 | 4 | OP | ST | BLQ | 37.5 | 0.618 | 202998.78 | 730789.7617 | 79556.054 | 286399.5032 | EIA-923 Generator File | 1979
9445 | 2022 | LA | Geismar | 10319 | GEN1 |  | OP | GT | NG | 35.7 | 0.611 | 190989.893 | 687558.1143 | 86950.159 | 313018.0683 | Distributed from 923 Generation And Fuel | 1985
9446 | 2022 | LA | Geismar | 10319 | GEN2 |  | OP | GT | NG | 41.2 | 0.611 | 220414.107 | 793484.4373 | 100345.841 | 361242.1377 | Distributed from 923 Generation And Fuel | 1998
9447 | 2022 | LA | Geismar | 10319 | GEN3 | 1 | OP | ST | NG | 7.2 | 0.01 | 636.32 | 2290.7337 | 299.045 | 1076.5534 | EIA-923 Generator File | 2005
9448 | 2022 | LA | Geismar Cogen | 56787 | GTG |  | OP | GT | NG | 83.9 | 0.794 | 583730 | 2101411.1887 | 274328 | 987572.8994 | Distributed from 923 Generation And Fuel | 2000 | 2030
9449 | 2022 | LA | Gramercy Holdings LLC | 50846 | GT3 |  | OP | GT | NG | 16 | 0.407 | 57009.14 | 205231.2621 | 26791.941 | 96450.216 | Distributed from 923 Generation And Fuel | 1969
9450 | 2022 | LA | Gramercy Holdings LLC | 50846 | GT4 |  | OP | GT | NG | 24.7 | 0.407 | 88007.86 | 316825.7614 | 41360.059 | 148895.0212 | Distributed from 923 Generation And Fuel | 1974
9451 | 2022 | LA | Gramercy Holdings LLC | 50846 | ST1 | 4 | OP | ST | NG | 18.7 | 0.042 | 6895.73 | 24824.4294 | 2885.75 | 10388.6169 | EIA-923 Generator File | 1958
9452 | 2022 | LA | Gramercy Holdings LLC | 50846 | ST2 | 4 | OP | ST | NG | 18.7 | 0.425 | 69554.82 | 250395.3488 | 25965.93 | 93476.6002 | EIA-923 Generator File | 1958
9453 | 2022 | LA | Gramercy Holdings LLC | 50846 | ST3 | 4 | OP | ST | NG | 7.2 | 0.561 | 35364.26 | 127310.3175 | 14021.35 | 50476.4562 | EIA-923 Generator File | 1969
9454 | 2022 | LA | Grand Isle Gas Plant / Treating Station | 54927 | 1 |  | OP | IC | NG | 3 | 0 | 0 | 0 | 0 | 0 | Distributed from 923 Generation And Fuel | 1965
9455 | 2022 | LA | Grand Isle Gas Plant / Treating Station | 54927 | 2 |  | OP | IC | NG | 3 | 0 | 0 | 0 | 0 | 0 | Distributed from 923 Generation And Fuel | 1965
9456 | 2022 | LA | Grand Isle Gas Plant / Treating Station | 54927 | 3 |  | OP | IC | NG | 3 | 0 | 0 | 0 | 0 | 0 | Distributed from 923 Generation And Fuel | 1965
9457 | 2022 | LA | Hargis-Hebert Electric Generating | 56283 | U-1 |  | OP | GT | NG | 50.4 | 0.095 | 42123 | 151641.5869 | 32707 | 117744.258 | Distributed from 923 Generation And Fuel | 2006
9458 | 2022 | LA | Hargis-Hebert Electric Generating | 56283 | U-2 |  | OP | GT | NG | 50.4 | 0.095 | 42123 | 151641.5869 | 32707 | 117744.258 | Distributed from 923 Generation And Fuel | 2006
9459 | 2022 | LA | Houma | 1439 | 14 | 1 | OP | ST | NG | 12.6 | 0 | 0 | 0 | 0 | 0 | EIA-923 Generator File | 1967
9460 | 2022 | LA | Houma | 1439 | 15 | 1 | OP | ST | NG | 25.5 | -0.007 | -1526 | -5493.5561 | -509 | -1832.3853 | EIA-923 Generator File | 1972
9461 | 2022 | LA | Houma | 1439 | 16 | 1 | OP | ST | NG | 40.8 | 0 | 0 | 0 | 0 | 0 | EIA-923 Generator File | 1977
9462 | 2022 | LA | International Paper Red River Mill | 58108 | 3 T-G | 2 | OP | ST | BLQ | 78.8 | 0.558 | 385349 | 1387245.302 | 164220 | 591187.2705 | EIA-923 Generator File | 2008
9463 | 2022 | LA | Iris Solar LLC | 63128 | ISLLC |  | OP | PV | SUN | 50 | 0.07 | 30776 | 110792.7137 | 11209 | 40352.0772 | Distributed from 923 Generation And Fuel | 2022
9464 | 2022 | LA | LA3 West Baton Rouge Solar Facility | 61646 | LA3WB |  | OP | PV | SUN | 50 | 0.284 | 124454 | 448030.8158 | 59444 | 213996.688 | Distributed from 923 Generation And Fuel | 2020
9465 | 2022 | LA | Lake Charles Plant | 58310 | G-1 | 1 | OP | ST | WH | 36.4 | 0.577 | 184073 | 662657.4987 | 92761 | 333936.9285 | Distributed from 923 Generation And Fuel | 2012
9466 | 2022 | LA | Lake Charles Polymers | 57884 | G-900 |  | OP | GT | NG | 14.3 | 0.707 | 88572 | 318856.6491 | 46558 | 167607.4591 | Distributed from 923 Generation And Fuel | 2011
9467 | 2022 | LA | Lake Charles Polymers | 57884 | G-901 |  | OP | IC | NG | 8.4 | 0.588 | 43277 | 155795.9536 | 19308.5 | 69510.0439 | Distributed from 923 Generation And Fuel | 2011
9468 | 2022 | LA | Lake Charles Polymers | 57884 | G-902 |  | OP | IC | NG | 8.4 | 0.588 | 43277 | 155795.9536 | 19308.5 | 69510.0439 | Distributed from 923 Generation And Fuel | 2011
9469 | 2022 | LA | Lake Charles Power | 60927 | 1A |  | OP | CT | NG | 250 | 0.84 | 1839320 | 6621499.028 | 861483 | 3101313.9895 | EIA-923 Generator File | 2020
9470 | 2022 | LA | Lake Charles Power | 60927 | 1B |  | OP | CT | NG | 250 | 0.824 | 1804652 | 6496695.2264 | 862560 | 3105191.1585 | EIA-923 Generator File | 2020
9471 | 2022 | LA | Lake Charles Power | 60927 | 1C | 2 | OP | CA | NG | 500 | 0.558 | 2444787 | 8801162.7907 | 1262048 | 4543336.4533 | EIA-923 Generator File | 2020
9472 | 2022 | LA | LaO Energy Systems | 52006 | GEN1 | 2 | OP | CA | NG | 57 | 0.268 | 133865 | 481910.1447 | 63894 | 230016.5599 | EIA-923 Generator File | 1958
9473 | 2022 | LA | LaO Energy Systems | 52006 | GEN2 | 2 | OP | CA | NG | 88 | 0.499 | 384492 | 1384160.1267 | 158378 | 570156.2388 | EIA-923 Generator File | 1962
9474 | 2022 | LA | LaO Energy Systems | 52006 | GEN3 | 2 | OP | CA | NG | 90 | 0.333 | 262497 | 944981.6401 | 125376 | 451349.9892 | EIA-923 Generator File | 1966
9475 | 2022 | LA | LaO Energy Systems | 52006 | GEN4 | 2 | OP | CA | NG | 76.5 | 0.393 | 263335 | 947998.416 | 106138 | 382093.7433 | EIA-923 Generator File | 1969
9476 | 2022 | LA | LaO Energy Systems | 52006 | GEN5 |  | OP | CT | NG | 76.5 | 0.658 | 441153 | 1588138.0949 | 146671 | 528011.3759 | EIA-923 Generator File | 1978
9477 | 2022 | LA | LaO Energy Systems | 52006 | GEN6 |  | OP | CT | NG | 76.5 | 0.485 | 325156 | 1170552.2356 | 169173 | 609017.9279 | EIA-923 Generator File | 1979
9478 | 2022 | LA | LEPA Unit No. 1 | 58478 | LEPA1 |  | OP | CT | NG | 57 | 0.487 | 242946 | 874598.6032 | 139442 | 501987.1841 | EIA-923 Generator File | 2016
9479 | 2022 | LA | LEPA Unit No. 1 | 58478 | LEPA2 |  | OP | CA | NG | 17.1 | 0.473 | 70802 | 254885.1609 | 40638 | 146295.6296 | EIA-923 Generator File | 2016
9480 | 2022 | LA | Lieberman | 1417 | 3 | 1 | OP | ST | NG | 114 | 0.069 | 68775 | 247588.0193 | 40444 | 145597.2352 | EIA-923 Generator File | 1957
9481 | 2022 | LA | Lieberman | 1417 | 4 | 1 | OP | ST | NG | 114 | 0.066 | 65940 | 237382.1009 | 44351 | 159662.3227 | EIA-923 Generator File | 1959
9482 | 2022 | LA | Little Gypsy | 1402 | 2 | 1 | OP | ST | NG | 420.7 | 0.142 | 525112 | 1890388.0769 | 349934 | 1259752.322 | EIA-923 Generator File | 1966 | 2026
9483 | 2022 | LA | Little Gypsy | 1402 | 3 | 1 | OP | ST | NG | 582.2 | 0.061 | 312074 | 1123457.4123 | 15817 | 56940.7445 | EIA-923 Generator File | 1969 | 2029
9484 | 2022 | LA | Louisiana 1 | 1391 | 1A | 4 | OP | ST | OG | 23 | 0 | 0 | 0 | 0 | 0 | EIA-923 Generator File | 1951
9485 | 2022 | LA | Louisiana 1 | 1391 | 2A | 5 | OP | ST | OG | 62.5 | 0.877 | 480139 | 1728486.5721 | 197036 | 709323.9254 | EIA-923 Generator File | 1954
9486 | 2022 | LA | Louisiana 1 | 1391 | 3A | 5 | OP | ST | OG | 63 | 0.91 | 502077 | 1807462.7403 | 212807 | 766099.0712 | EIA-923 Generator File | 1954
9487 | 2022 | LA | Louisiana 1 | 1391 | 4A |  | OP | GT | NG | 129.1 | 0.754 | 852846.81 | 3070223.9542 | 350713.128 | 1262557.1603 | Distributed from 923 Generation And Fuel | 1987
9488 | 2022 | LA | Louisiana 1 | 1391 | 5A |  | OP | GT | NG | 173.3 | 0.754 | 1144836.19 | 4121377.313 | 470786.872 | 1694819.1806 | Distributed from 923 Generation And Fuel | 1999
9489 | 2022 | LA | Louisiana 2 | 1392 | 10 | 1 | OS | ST | NG | 50 |  | GENYRONL: 1950
9490 | 2022 | LA | Louisiana 2 | 1392 | 11 | 1 | OS | ST | NG | 50 |  | GENYRONL: 1950
9491 | 2022 | LA | Louisiana 2 | 1392 | 12 | 1 | OS | ST | NG | 75 |  | GENYRONL: 1953
9492 | 2022 | LA | Louisiana Sugar Refining | 10301 | GEN2 |  | OP | ST | NG | 2.5 | 0.246 | 5393 | 19414.6447 | 3513.808 | 12649.6076 | EIA-923 Generator File | 1977
9493 | 2022 | LA | Louisiana Sugar Refining | 10301 | GEN3 |  | SB | ST | NG | 1.7 | 0 | 0 | 0 | 0 | 0 | EIA-923 Generator File | 1957
9494 | 2022 | LA | Louisiana Sugar Refining | 10301 | GEN4 |  | OP | ST | NG | 2.5 | 0.669 | 14645 | 52721.5782 | 3513.808 | 12649.6076 | EIA-923 Generator File | 1969
9495 | 2022 | LA | Louisiana Tech University Power Plant | 54240 | TG3 |  | OP | GT | NG | 7.5 | 0.677 | 44478 | 160119.519 | 20903 | 75250.198 | Distributed from 923 Generation And Fuel | 2004
9496 | 2022 | LA | LSU Cogen | 58428 | 1-02 |  | OP | GT | NG | 19.6 | 0.594 | 101990 | 367161.0627 | 42948 | 154611.5631 | Distributed from 923 Generation And Fuel | 2004
9497 | 2022 | LA | Mansfield Mill | 54091 | GEN1 | 5 | OP | ST | BLQ | 40 | 0.6 | 210371 | 757329.5414 | 88597 | 318946.6484 | EIA-923 Generator File | 1981
9498 | 2022 | LA | Mansfield Mill | 54091 | GEN2 | 5 | OP | ST | BLQ | 40 | 0.647 | 226577 | 815670.6746 | 91454 | 329231.7661 | EIA-923 Generator File | 1981
9499 | 2022 | LA | Mansfield Mill | 54091 | GEN3 | 5 | OP | ST | BLQ | 30 | 0.611 | 160499 | 577791.7777 | 82734 | 297840.0173 | EIA-923 Generator File | 1981
9500 | 2022 | LA | Mansfield Mill | 54091 | GEN5 |  | OP | GT | NG | 62 | 0.535 | 290521 | 1045867.2331 | 118577 | 426873.785 | Distributed from 923 Generation And Fuel | 2019
9501 | 2022 | LA | Mosaic Phosphates Uncle Sam | 10198 | GEN2 |  | OP | ST | WH | 11 | -0.312 | -30101.923 | -108366.0559 | -12894.962 | -46421.4918 | Distributed from 923 Generation And Fuel | 1968
9502 | 2022 | LA | Mosaic Phosphates Uncle Sam | 10198 | GEN3 |  | OP | ST | WH | 15 | -0.312 | -41048.077 | -147771.895 | -17584.038 | -63302.0304 | Distributed from 923 Generation And Fuel | 2016
9503 | 2022 | LA | Nelson Industrial Steam Company | 50030 | 1 | 1 | OP | ST | PC | 113.6 | 0.586 | 583478 | 2100503.996 | 230575 | 830063.3595 | EIA-923 Generator File | 1959
9504 | 2022 | LA | Nelson Industrial Steam Company | 50030 | 2 | 1 | OP | ST | PC | 113.6 | 0.619 | 615914 | 2217272.6618 | 164426 | 591928.8646 | EIA-923 Generator File | 1959
9505 | 2022 | LA | Nelson Industrial Steam Company | 50030 | 4 | 1 | OP | ST | NG | 591.8 | 0 | 0 | 0 | 0 | 0 | EIA-923 Generator File | 1970
9506 | 2022 | LA | Nelson Industrial Steam Company | 50030 | 6 | 1 | OP | ST | SUB | 614.6 | 0.385 | 2075221 | 7470735.8341 | 1363338 | 4907977.5362 | EIA-923 Generator File | 1982
9507 | 2022 | LA | Neptune Gas Processing Plant | 56139 | NPCG |  | OP | OT | OTH | 4.5 | 0.26 | 10256 | 36921.3046 | 4366 | 15717.4743 | Distributed from 923 Generation And Fuel | 2004
9508 | 2022 | LA | New Orleans Power | 60928 | 1 |  | OP | GT | NG | 250 | 0.167 | 366686 | 1320059.0395 | 199084 | 716696.6664 | Distributed from 923 Generation And Fuel | 2020
9509 | 2022 | LA | New Orleans Solar Station | 64307 | NOSS |  | OP | PV | SUN | 20 | 0.212 | 37168 | 133803.7296 | 19620 | 70631.4349 | Distributed from 923 Generation And Fuel | 2019
9510 | 2022 | LA | New Roads | 1453 | 1 |  | OP | IC | DFO | 2.3 | 0 | 0 | 0 | 0 | 0 | Distributed from 923 Generation And Fuel | 1965
9511 | 2022 | LA | New Roads | 1453 | 2 |  | OP | IC | DFO | 0.6 | 0 | 0 | 0 | 0 | 0 | Distributed from 923 Generation And Fuel | 1953
9512 | 2022 | LA | New Roads | 1453 | 3 |  | OP | IC | DFO | 1.1 | 0 | 0 | 0 | 0 | 0 | Distributed from 923 Generation And Fuel | 1957
9513 | 2022 | LA | New Roads | 1453 | 4 |  | OP | IC | DFO | 1.7 | 0 | 0 | 0 | 0 | 0 | Distributed from 923 Generation And Fuel | 1957
9514 | 2022 | LA | New Roads | 1453 | 5 |  | OP | IC | DFO | 1.7 | 0 | 0 | 0 | 0 | 0 | Distributed from 923 Generation And Fuel | 1951
9515 | 2022 | LA | New Roads | 1453 | 6 |  | OP | IC | DFO | 2 | 0 | 0 | 0 | 0 | 0 | Distributed from 923 Generation And Fuel | 1971
9516 | 2022 | LA | Nine Mile Point | 1403 | 5 | 3 | OP | ST | NG | 895.1 | 0.319 | 2497816 | 8992065.6635 | 1427735 | 5139804.8816 | EIA-923 Generator File | 1973 | 2033
9517 | 2022 | LA | Nine Mile Point | 1403 | 6(4) | 3 | OP | ST | NG | 895.1 | 0.268 | 2099613 | 7558546.3316 | 1035633 | 3728248.974 | EIA-923 Generator File | 1971 | 2031
9518 | 2022 | LA | Nine Mile Point | 1403 | 6A |  | OP | CT | NG | 194.7 | 0.694 | 1183090 | 4259089.9273 | 486197 | 1750295.1976 | EIA-923 Generator File | 2014
9519 | 2022 | LA | Nine Mile Point | 1403 | 6B |  | OP | CT | NG | 194.7 | 0.704 | 1200434 | 4321527.8278 | 478563 | 1722813.0175 | EIA-923 Generator File | 2014
9520 | 2022 | LA | Nine Mile Point | 1403 | 6C | 2 | OP | CA | NG | 260.1 | 0.65 | 1480858 | 5331046.1516 | 639732 | 2303016.7759 | EIA-923 Generator File | 2014
9521 | 2022 | LA | Oak Point Cogen | 55857 | 5121 |  | OP | GT | NG | 4.7 | 0.474 | 19496.2 | 70185.7585 | 9162.4 | 32984.3761 | Distributed from 923 Generation And Fuel | 1999
9522 | 2022 | LA | Oak Point Cogen | 55857 | 5131 |  | OP | GT | NG | 4.7 | 0.474 | 19496.2 | 70185.7585 | 9162.4 | 32984.3761 | Distributed from 923 Generation And Fuel | 1999
9523 | 2022 | LA | Oak Point Cogen | 55857 | 5141 |  | OP | GT | NG | 4.7 | 0.474 | 19496.2 | 70185.7585 | 9162.4 | 32984.3761 | Distributed from 923 Generation And Fuel | 1999
9524 | 2022 | LA | Oak Point Cogen | 55857 | 5151 |  | OP | GT | NG | 4.7 | 0.474 | 19496.2 | 70185.7585 | 9162.4 | 32984.3761 | Distributed from 923 Generation And Fuel | 1999
9525 | 2022 | LA | Oak Point Cogen | 55857 | 5161 |  | OP | GT | NG | 4.7 | 0.474 | 19496.2 | 70185.7585 | 9162.4 | 32984.3761 | Distributed from 923 Generation And Fuel | 1999
9526 | 2022 | LA | Ouachita | 55467 | CTG1 |  | OP | CT | NG | 179.3 | 0.65 | 1020713 | 3674537.4037 | 522445 | 1880786.9537 | EIA-923 Generator File | 2002
9527 | 2022 | LA | Ouachita | 55467 | CTG2 |  | OP | CT | NG | 179.3 | 0.53 | 833022 | 2998855.2092 | 435487 | 1567740.6581 | EIA-923 Generator File | 2002
9528 | 2022 | LA | Ouachita | 55467 | CTG3 |  | OP | CT | NG | 179.3 | 0.55 | 863764 | 3109525.5238 | 495467 | 1783666.9307 | EIA-923 Generator File | 2002
9529 | 2022 | LA | Ouachita | 55467 | STG1 | 1 | OP | CA | NG | 122 | 0.531 | 567210 | 2041939.6645 | 290319 | 1045140.0389 | EIA-923 Generator File | 2002
9530 | 2022 | LA | Ouachita | 55467 | STG2 | 1 | OP | CA | NG | 122 | 0.438 | 468574 | 1686852.9052 | 244961 | 881852.5452 | EIA-923 Generator File | 2002
9531 | 2022 | LA | Ouachita | 55467 | STG3 | 1 | OP | CA | NG | 122 | 0.455 | 485865 | 1749100.0072 | 278699 | 1003308.3735 | EIA-923 Generator File | 2002
9532 | 2022 | LA | PCS Nitrogen Fertilizer LP | 50341 | GEN2 |  | OS | ST | WH | 10 |  | GENYRONL: 2006
9533 | 2022 | LA | PCS Nitrogen Fertilizer LP | 50341 | GEN3 |  | SB | IC | DFO | 2 |  | GENYRONL: 2010
9534 | 2022 | LA | PCS Nitrogen Fertilizer LP | 50341 | GEN4 |  | SB | IC | DFO | 2 |  | GENYRONL: 2014
9535 | 2022 | LA | Perryville Power Station | 55620 | 2-CT |  | OP | GT | NG | 186.2 | 0.09 | 146211 | 526355.3892 | 117118 | 421621.427 | Distributed from 923 Generation And Fuel | 2001
9536 | 2022 | LA | Perryville Power Station | 55620 | CT-1 |  | OP | CT | NG | 198.9 | 0.477 | 831246 | 2992461.6603 | 399001 | 1436392.1089 | EIA-923 Generator File | 2002
9537 | 2022 | LA | Perryville Power Station | 55620 | CT-2 |  | OP | CT | NG | 198.9 | 0.469 | 817836 | 2944186.0465 | 411971 | 1483083.7353 | EIA-923 Generator File | 2002
9538 | 2022 | LA | Perryville Power Station | 55620 | ST-1 | 2 | OP | CA | NG | 240.1 | 0.442 | 929039 | 3344513.6439 | 486826 | 1752559.5795 | EIA-923 Generator File | 2002
9539 | 2022 | LA | Plant 31 Paper Mill | 50028 | GEN5 | 5 | OP | ST | BLQ | 25 | 0.877 | 192029.66 | 691301.2456 | 80119.403 | 288427.5434 | EIA-923 Generator File | 1964
9540 | 2022 | LA | Plant 31 Paper Mill | 50028 | GEN6 | 6 | OP | ST | BLQ | 20 | 0.887 | 155347.55 | 559246.706 | 59252.142 | 213306.0048 | EIA-923 Generator File | 1977
9541 | 2022 | LA | Plant 31 Paper Mill | 50028 | GEN7 |  | OP | GT | NG | 39.2 | 0.748 | 256988 | 925149.3988 | 120774 | 434782.9217 | Distributed from 923 Generation And Fuel | 2016
9542 | 2022 | LA | Plaquemine Cogeneration Plant | 55419 | G500 |  | OP | CT | NG | 198 | 0.668 | 1157978 | 4168687.4505 | 488741 | 1759453.5244 | EIA-923 Generator File | 2004
9543 | 2022 | LA | Plaquemine Cogeneration Plant | 55419 | G600 |  | OP | CT | NG | 198 | 0.669 | 1160386 | 4177356.1812 | 391772 | 1410367.9171 | EIA-923 Generator File | 2004
9544 | 2022 | LA | Plaquemine Cogeneration Plant | 55419 | G700 |  | OP | CT | NG | 198 | 0.699 | 1212587 | 4365278.2778 | 457233 | 1646025.6318 | EIA-923 Generator File | 2004
9545 | 2022 | LA | Plaquemine Cogeneration Plant | 55419 | G800 |  | OP | CT | NG | 198 | 0.728 | 1262524 | 4545050.0396 | 507895 | 1828407.3727 | EIA-923 Generator File | 2004
9546 | 2022 | LA | Plaquemine Cogeneration Plant | 55419 | ST5 | 5 | OP | CA | NG | 195 | 0.122 | 207609 | 747386.4209 | 85563 | 308024.3358 | EIA-923 Generator File | 2004
9547 | 2022 | LA | Port Allen (LA) | 50389 | GEN1 |  | OP | GT | NG | 3.8 | 0.487 | 16211.5 | 58360.9331 | 7618.5 | 27426.3806 | Distributed from 923 Generation And Fuel | 1990
9548 | 2022 | LA | Port Allen (LA) | 50389 | GEN2 |  | OP | GT | NG | 3.8 | 0.487 | 16211.5 | 58360.9331 | 7618.5 | 27426.3806 | Distributed from 923 Generation And Fuel | 1990
9549 | 2022 | LA | PPG Plant C Caustic | 50490 | TE |  | OP | ST | NG | 3.4 | 0.098 | 2904 | 10454.3164 | 1364.757 | 4913.0859 | EIA-923 Generator File | 1986
9550 | 2022 | LA | PPG Powerhouse A | 50487 | A1 |  | OS | ST | PUR | 7.5 |  | GENYRONL: 1943
9551 | 2022 | LA | PPG Powerhouse A | 50487 | A2 |  | OS | ST | PUR | 7.5 |  | GENYRONL: 1943
9552 | 2022 | LA | PPG Powerhouse A | 50487 | A4 |  | OS | ST | PUR | 7.5 |  | GENYRONL: 1943
9553 | 2022 | LA | PPG Powerhouse A | 50487 | A7 |  | OS | ST | PUR | 10 |  | GENYRONL: 1950
9554 | 2022 | LA | PPG Powerhouse A | 50487 | A9 |  | OS | ST | PUR | 20 |  | GENYRONL: 1957
9555 | 2022 | LA | PPG Powerhouse C | 50489 | C1 |  | OP | GT | NG | 73.1 | 0.589 | 377393.949 | 1358607.3475 | 139471.93 | 502094.9312 | Distributed from 923 Generation And Fuel | 1977
9556 | 2022 | LA | PPG Powerhouse C | 50489 | C2 |  | OP | GT | NG | 73.1 | 0.589 | 377393.949 | 1358607.3475 | 139471.93 | 502094.9312 | Distributed from 923 Generation And Fuel | 1978
9557 | 2022 | LA | PPG Powerhouse C | 50489 | C3 | 4 | OP | ST | NG | 57.1 | 0.313 | 156502 | 563402.6928 | 78834 | 283800.1296 | EIA-923 Generator File | 1977
9558 | 2022 | LA | PPG Powerhouse C | 50489 | C4 |  | OP | GT | NG | 77.2 | 0.589 | 398561.051 | 1434808.3051 | 147294.57 | 530256.21 | Distributed from 923 Generation And Fuel | 1986
9559 | 2022 | LA | PPG Powerhouse C | 50489 | C5 |  | OP | GT | NG | 77.2 | 0.589 | 398561.051 | 1434808.3051 | 147294.57 | 530256.21 | Distributed from 923 Generation And Fuel | 1986
9560 | 2022 | LA | PPG Riverside | 50488 | GEN1 |  | OS | ST | PUR | 35 | 0.111 | 33888.858 | 121998.9128 | 10402.13 | 37447.3684 | Distributed from 923 Generation And Fuel | 1947
9561 | 2022 | LA | PPG Riverside | 50488 | GEN2 |  | OP | ST | PUR | 45 | 0.111 | 43571.389 | 156855.7456 | 13374.167 | 48146.616 | Distributed from 923 Generation And Fuel | 1950
9562 | 2022 | LA | PPG Riverside | 50488 | GEN3 |  | OP | ST | PUR | 82 | 0.111 | 79396.753 | 285826.0242 | 24370.704 | 87733.8325 | Distributed from 923 Generation And Fuel | 1969
9563 | 2022 | LA | Rayne | 1456 | 8 |  | OS | IC | DFO | 4.1 |  | GENYRONL: 1969
9564 | 2022 | LA | Rayne | 1456 | 9 |  | OS | IC | DFO | 4.1 |  | GENYRONL: 1969
9565 | 2022 | LA | River Bend | 6462 | 1 | 1 | OP | ST | NUC | 1035.9 | 0.915 | 8305718 | 29900345.5972 | 3514582 | 12652393.9808 | Distributed from 923 Generation And Fuel | 1986
9566 | 2022 | LA | RS Cogen | 55117 | RS-4 | 2 | OP | CA | NG | 103 | 0.341 | 307867.33 | 1108313.5215 | 136328.65 | 490779.2138 | EIA-923 Generator File | 2002
9567 | 2022 | LA | RS Cogen | 55117 | RS-5 |  | OP | CT | NG | 195 | 0.727 | 1242562.2 | 4473188.1345 | 519010.14 | 1868421.5566 | EIA-923 Generator File | 2002
9568 | 2022 | LA | RS Cogen | 55117 | RS-6 |  | OP | CT | NG | 195 | 0.671 | 1146688.4 | 4128045.2156 | 462584.27 | 1665290.0497 | EIA-923 Generator File | 2002
9569 | 2022 | LA | Shell Chemical | 56248 | 101G |  | OP | GT | NG | 40 | 0.767 | 268929 | 968136.6549 | 126385 | 454982.3601 | Distributed from 923 Generation And Fuel | 2002
9570 | 2022 | LA | Shell Chemical | 56248 | 201G |  | OP | GT | NG | 40 | 0.767 | 268929 | 968136.6549 | 126385 | 454982.3601 | Distributed from 923 Generation And Fuel | 2002
9571 | 2022 | LA | Sidney A Murray Jr Hydroelectric | 54678 | 01 |  | OP | HY | WAT | 24 | 0.545 | 114508.25 | 412226.4022 | 50572.5 | 182059.5435 | Distributed from 923 Generation And Fuel | 1990
9572 | 2022 | LA | Sidney A Murray Jr Hydroelectric | 54678 | 02 |  | OP | HY | WAT | 24 | 0.545 | 114508.25 | 412226.4022 | 50572.5 | 182059.5435 | Distributed from 923 Generation And Fuel | 1990
9573 | 2022 | LA | Sidney A Murray Jr Hydroelectric | 54678 | 03 |  | OP | HY | WAT | 24 | 0.545 | 114508.25 | 412226.4022 | 50572.5 | 182059.5435 | Distributed from 923 Generation And Fuel | 1990
9574 | 2022 | LA | Sidney A Murray Jr Hydroelectric | 54678 | 04 |  | OP | HY | WAT | 24 | 0.545 | 114508.25 | 412226.4022 | 50572.5 | 182059.5435 | Distributed from 923 Generation And Fuel | 1990
9575 | 2022 | LA | Sidney A Murray Jr Hydroelectric | 54678 | 05 |  | OP | HY | WAT | 24 | 0.545 | 114508.25 | 412226.4022 | 50572.5 | 182059.5435 | Distributed from 923 Generation And Fuel | 1990
9576 | 2022 | LA | Sidney A Murray Jr Hydroelectric | 54678 | 06 |  | OP | HY | WAT | 24 | 0.545 | 114508.25 | 412226.4022 | 50572.5 | 182059.5435 | Distributed from 923 Generation And Fuel | 1990
9577 | 2022 | LA | Sidney A Murray Jr Hydroelectric | 54678 | 07 |  | OP | HY | WAT | 24 | 0.545 | 114508.25 | 412226.4022 | 50572.5 | 182059.5435 | Distributed from 923 Generation And Fuel | 1990
9578 | 2022 | LA | Sidney A Murray Jr Hydroelectric | 54678 | 08 |  | OP | HY | WAT | 24 | 0.545 | 114508.25 | 412226.4022 | 50572.5 | 182059.5435 | Distributed from 923 Generation And Fuel | 1990
9579 | 2022 | LA | St Francisville Mill | 10697 | GEN2 | 2 | OP | ST | BLQ | 12.5 | 1.096 | 120063 | 432223.3422 | 49150 | 176938.5845 | EIA-923 Generator File | 1966
9580 | 2022 | LA | St. Charles Power Station (LA) | 60926 | 1A |  | OP | CT | NG | 250 | 0.707 | 1548148 | 5573288.2137 | 795956 | 2865418.6767 | EIA-923 Generator File | 2019
9581 | 2022 | LA | St. Charles Power Station (LA) | 60926 | 1B |  | OP | CT | NG | 250 | 0.734 | 1608429 | 5790298.0776 | 781421 | 2813093.0953 | EIA-923 Generator File | 2019
9582 | 2022 | LA | St. Charles Power Station (LA) | 60926 | 1C | 2 | OP | CA | NG | 500 | 0.544 | 2381008 | 8571560.2275 | 1189951 | 4283789.3297 | EIA-923 Generator File | 2019
9583 | 2022 | LA | Sterlington | 1404 | 7A |  | OP | GT | NG | 59.3 | 0.009 | 4416 | 15897.4728 | 3661 | 13179.4946 | Distributed from 923 Generation And Fuel | 1973
9584 | 2022 | LA | T J Labbe Electric Generating | 56108 | U-1 |  | OP | GT | NG | 50.4 | 0.109 | 47986.5 | 172750.018 | 37547 | 135168.1187 | Distributed from 923 Generation And Fuel | 2005
9585 | 2022 | LA | T J Labbe Electric Generating | 56108 | U-2 |  | OP | GT | NG | 50.4 | 0.109 | 47986.5 | 172750.018 | 37547 | 135168.1187 | Distributed from 923 Generation And Fuel | 2005
9586 | 2022 | LA | Taft Cogeneration Facility | 55089 | CT1 |  | OP | CT | NG | 178.5 | 0.758 | 1185687 | 4268439.0525 | 484104 | 1742760.4579 | EIA-923 Generator File | 2002
9587 | 2022 | LA | Taft Cogeneration Facility | 55089 | CT2 |  | OP | CT | NG | 178.5 | 0.742 | 1159534 | 4174289.0057 | 480378 | 1729346.9652 | EIA-923 Generator File | 2002
9588 | 2022 | LA | Taft Cogeneration Facility | 55089 | CT3 |  | OP | CT | NG | 178.5 | 0.791 | 1237307 | 4454269.5658 | 501636 | 1805875.153 | EIA-923 Generator File | 2002
9589 | 2022 | LA | Taft Cogeneration Facility | 55089 | ST1 | 3 | OP | CA | NG | 358.7 | 0.674 | 2116335 | 7618745.05 | 930296 | 3349038.8077 | EIA-923 Generator File | 2002
9590 | 2022 | LA | TCI Alvar | 64306 | TCI2 |  | OP | PV | SUN | 1.9 | 0.102 | 1699 | 6116.3511 | 897 | 3229.1742 | Distributed from 923 Generation And Fuel | 2019
9591 | 2022 | LA | TCI France | 64305 | TCL1 |  | OP | PV | SUN | 1.5 | 0.144 | 1892 | 6811.1455 | 999 | 3596.3712 | Distributed from 923 Generation And Fuel | 2019
9592 | 2022 | LA | Teche | 1400 | 3 | 1 | OP | ST | NG | 348.5 | 0.091 | 276676 | 996025.6318 | 219372 | 789732.8821 | EIA-923 Generator File | 1971
9593 | 2022 | LA | Teche | 1400 | 4 |  | OP | GT | NG | 42.2 | 0.016 | 6047 | 21769.0258 | 2842 | 10231.1182 | Distributed from 923 Generation And Fuel | 2011
9594 | 2022 | LA | Washington Parish Energy Center | 55486 | CTG01 |  | OP | GT | NG | 199.8 | 0.108 | 189349.5 | 681652.7468 | 101393.5 | 365013.6799 | Distributed from 923 Generation And Fuel | 2020
9595 | 2022 | LA | Washington Parish Energy Center | 55486 | CTG02 |  | OP | GT | NG | 199.8 | 0.108 | 189349.5 | 681652.7468 | 101393.5 | 365013.6799 | Distributed from 923 Generation And Fuel | 2020
9596 | 2022 | LA | Waterford 1 & 2 | 8056 | 1 | 1 | OP | ST | NG | 445.5 | 0 | 0 | 0 | 0 | 0 | EIA-923 Generator File | 1975
9597 | 2022 | LA | Waterford 1 & 2 | 8056 | 2 | 1 | OP | ST | NG | 445.5 | 0.093 | 362690 | 1305673.5546 | 270795 | 974854.2012 | EIA-923 Generator File | 1975 | 2025
9598 | 2022 | LA | Waterford 1 & 2 | 8056 | 4 |  | SB | GT | DFO | 41 | 0.024 | 8746 | 31485.3481 | 3397 | 12229.1022 | Distributed from 923 Generation And Fuel | 2009
9599 | 2022 | LA | Waterford 3 | 4270 | 3 | 1 | OP | ST | NUC | 1199.8 | 0.748 | 7859003 | 28292184.4625 | 2695622 | 9704161.5667 | Distributed from 923 Generation And Fuel | 1985
9600 | 2022 | LA | Westlake Plaquemine | 55051 | X773 |  | OP | GT | NG | 102 | 0.504 | 450324.333 | 1621154.6296 | 149721.667 | 538993.6893 | Distributed from 923 Generation And Fuel | 1997
9601 | 2022 | LA | Westlake Plaquemine | 55051 | X774 |  | OP | GT | NG | 102 | 0.504 | 450324.333 | 1621154.6296 | 149721.667 | 538993.6893 | Distributed from 923 Generation And Fuel | 1997
9602 | 2022 | LA | Westlake Plaquemine | 55051 | X775 |  | OP | GT | NG | 102 | 0.504 | 450324.333 | 1621154.6296 | 149721.667 | 538993.6893 | Distributed from 923 Generation And Fuel | 1997
9603 | 2022 | LA | Westrock Hodge (LA) | 50810 | NO 7 | 4 | OP | ST | BLQ | 15.6 | 0.955 | 130497.09 | 469785.7657 | 50659.667 | 182373.3422 | EIA-923 Generator File | 1957
9604 | 2022 | LA | Westrock Hodge (LA) | 50810 | NO 8 | 4 | OP | ST | BLQ | 27.5 | 0.385 | 92710.243 | 333754.2048 | 31962.625 | 115064.5295 | EIA-923 Generator File | 1972
9605 | 2022 | LA | Westrock Hodge (LA) | 50810 | NO 9 | 4 | OP | ST | BLQ | 23.3 | 0.749 | 152782.77 | 550013.5719 | 68870.795 | 247932.8785 | EIA-923 Generator File | 1972
9606 | 2022 | MA | 0 Hammond St CSG | 64876 | 0HAMP |  | OP | PV | SUN | 4.8 | 0.088 | 3699 | 13316.2935 | 1958 | 7048.7436 | Distributed from 923 Generation And Fuel | 2021
9607 | 2022 | MA | 0 Hammond St CSG | 64876 | OHAMB |  | OP | BA | MWH | 5 | 0 | 0 | 0 | 0 | 0 | Distributed from 923 Generation And Fuel | 2021
9608 | 2022 | MA | 115 G Fisher | 65092 | 634 |  | OP | PV | SUN | 1 | 0.175 | 1537 | 5533.1557 | 814 | 2930.3766 | Distributed from 923 Generation And Fuel | 2015
9609 | 2022 | MA | 126 Grove Solar LLC | 60858 | PV1 |  | OP | PV | SUN | 2 | 0.14 | 2447 | 8809.1295 | 1295 | 4661.9627 | Distributed from 923 Generation And Fuel | 2012
9610 | 2022 | MA | 154 D Fisher | 65093 | 633 |  | OP | PV | SUN | 1 | 0.182 | 1597 | 5749.154 | 845 | 3041.9757 | Distributed from 923 Generation And Fuel | 2015
9611 | 2022 | MA | 160 Tihonet Rd Hybrid(CSG) | 65056 | 160BA |  | OP | BA | MWH | 3.3 | 0 | -1 | -3.6 | 0 | 0 | Distributed from 923 Generation And Fuel | 2021
9612 | 2022 | MA | 160 Tihonet Rd Hybrid(CSG) | 65056 | 160PV |  | OP | PV | SUN | 5 | 0.061 | 2678 | 9640.7229 | 1418 | 5104.7592 | Distributed from 923 Generation And Fuel | 2021
9613 | 2022 | MA | 196 Tremont St(CSG) | 65114 | 196BA |  | OP | BA | MWH | 1.5 | 0 | 0 | 0 | 0 | 0 | Distributed from 923 Generation And Fuel | 2021
9614 | 2022 | MA | 196 Tremont St(CSG) | 65114 | 196PV |  | OP | PV | SUN | 1.5 | 0.008 | 106 | 381.5969 | 56 | 201.5984 | Distributed from 923 Generation And Fuel | 2021
9615 | 2022 | MA | 201 Sturbridge B | 59822 | STURB |  | OP | PV | SUN | 2 | 0.165 | 2892 | 10411.1167 | 1531 | 5511.5559 | Distributed from 923 Generation And Fuel | 2014
9616 | 2022 | MA | 205 Sturbridge A | 59821 | STURA |  | OP | PV | SUN | 3 | 0.134 | 3513 | 12646.6988 | 1860 | 6695.9464 | Distributed from 923 Generation And Fuel | 2014
9617 | 2022 | MA | 265 Pleasant Solar NG, LLC | 59485 | PV2 |  | OP | PV | SUN | 1 | 0.168 | 1470 | 5291.9577 | 778 | 2800.7776 | Distributed from 923 Generation And Fuel | 2014
9618 | 2022 | MA | 276 Federal Rd(CSG) | 64875 | 276FB |  | OP | BA | MWH | 3.3 | 0 | -3 | -10.7999 | -1 | -3.6 | Distributed from 923 Generation And Fuel | 2021
9619 | 2022 | MA | 276 Federal Rd(CSG) | 64875 | 276FP |  | OP | PV | SUN | 5 | 0.09 | 3925 | 14129.887 | 2078 | 7480.7402 | Distributed from 923 Generation And Fuel | 2021
9620 | 2022 | MA | 28 Livermore Hill Road Solar | 64014 | 7405 |  | OP | PV | SUN | 5 | 0.185 | 8096 | 29145.3668 | 4286 | 15429.4766 | Distributed from 923 Generation And Fuel | 2020
9621 | 2022 | MA | 299 Farm to Market Rd Hybrid(CSG) | 65057 | 299BA |  | OP | BA | MWH | 2.3 | 0 | 0 | 0 | 0 | 0 | Distributed from 923 Generation And Fuel | 2021
9622 | 2022 | MA | 299 Farm to Market Rd Hybrid(CSG) | 65057 | 299PV |  | OP | PV | SUN | 3 | 0.057 | 1497 | 5389.1569 | 793 | 2854.7772 | Distributed from 923 Generation And Fuel | 2021
9623 | 2022 | MA | 301 Chestnut Solar NG | 61518 | 3010 |  | OP | PV | SUN | 2 | 0.142 | 2493 | 8974.7282 | 1320 | 4751.962 | Distributed from 923 Generation And Fuel | 2017
9624 | 2022 | MA | 433 Purchase Solar NG, LLC | 61237 | 5402 |  | OP | PV | SUN | 2.8 | 0.169 | 4144 | 14918.2807 | 2194 | 7898.3368 | Distributed from 923 Generation And Fuel | 2012
9625 | 2022 | MA | 580 River Solar | 65085 | PV1 |  | OP | PV | SUN | 3.1 | 0.177 | 4807 | 17305.0616 | 2545 | 9161.9267 | Distributed from 923 Generation And Fuel | 2018
9626 | 2022 | MA | 59 Federal Rd(CSG) | 64970 | 59FBA |  | OP | BA | MWH | 5 | 0 | 0 | 0 | 0 | 0 | Distributed from 923 Generation And Fuel | 2021
9627 | 2022 | MA | 59 Federal Rd(CSG) | 64970 | 59FPV |  | OP | PV | SUN | 5 | 0.183 | 8009 | 28832.1693 | 4240 | 15263.8779 | Distributed from 923 Generation And Fuel | 2021
9628 | 2022 | MA | 631-56 Airport Owner, LLC | 59639 | LIGHT |  | OA | WT | WND | 2 | 0 | 0 | 0 | 0 | 0 | Distributed from 923 Generation And Fuel | 2012
9629 | 2022 | MA | 651 Chase Solar NG | 59046 | PV1 |  | OP | PV | SUN | 2.5 | 0.195 | 4265 | 15353.8772 | 2258 | 8128.735 | Distributed from 923 Generation And Fuel | 2014
9630 | 2022 | MA | 71 Charlotte Furnace Rd Hybrid(CSG) | 65054 | 71CBA |  | OP | BA | MWH | 1 | 0 | 0 | 0 | 0 | 0 | Distributed from 923 Generation And Fuel | 2021
9631 | 2022 | MA | 71 Charlotte Furnace Rd Hybrid(CSG) | 65054 | 71CPV |  | OP | PV | SUN | 1 | 0.296 | 2596 | 9345.5252 | 1374 | 4946.3604 | Distributed from 923 Generation And Fuel | 2021
9632 | 2022 | MA | 77 Farm to Market Rd Hybrid(CSG) | 65055 | 77FBA |  | OP | BA | MWH | 2.2 | 0 | 0 | 0 | 0 | 0 | Distributed from 923 Generation And Fuel | 2021
9633 | 2022 | MA | 77 Farm to Market Rd Hybrid(CSG) | 65055 | 77FPV |  | OP | PV | SUN | 5 | 0.051 | 2244 | 8078.3354 | 1188 | 4276.7658 | Distributed from 923 Generation And Fuel | 2021
9634 | 2022 | MA | Acton Solar Landfill | 59543 | ACTON |  | OP | PV | SUN | 1.5 | 0.129 | 1689 | 6080.3514 | 894 | 3218.3743 | Distributed from 923 Generation And Fuel | 2013
9635 | 2022 | MA | Acushnet AD Makepeace | 58270 | 1 |  | OP | PV | SUN | 4.1 | 0.168 | 6046 | 21765.4259 | 3201 | 11523.5078 | Distributed from 923 Generation And Fuel | 2012
9636 | 2022 | MA | Acushnet Ball Plant 2 | 62835 | ESS-1 |  | OP | BA | MWH | 1 | -0.023 | -198.667 | -715.1955 | -84.667 | -304.7988 | Distributed from 923 Generation And Fuel | 2019
9637 | 2022 | MA | Acushnet Ball Plant 2 | 62835 | ESS-2 |  | OP | BA | MWH | 0.5 | -0.023 | -99.333 | -357.5959 | -42.333 | -152.3976 | Distributed from 923 Generation And Fuel | 2019
9638 | 2022 | MA | Acushnet Hawes Reed Road | 58271 | 1 |  | OP | PV | SUN | 1 | 0.207 | 1810 | 6515.9479 | 958 | 3448.7724 | Distributed from 923 Generation And Fuel | 2012
9639 | 2022 | MA | Acushnet- High Hill | 59128 | 57449 |  | OP | PV | SUN | 2.8 | 0.164 | 4013 | 14446.6844 | 2124 | 7646.3388 | Distributed from 923 Generation And Fuel | 2013
9640 | 2022 | MA | Acushnet-Braley Road 1 | 59121 | 57449 |  | OP | PV | SUN | 1.9 | 0.154 | 2568 | 9244.726 | 1359 | 4892.3609 | Distributed from 923 Generation And Fuel | 2013
9641 | 2022 | MA | Adams Farm Solar | 59775 | ADAMS |  | OP | PV | SUN | 3 | 0.131 | 3449 | 12416.3007 | 1826 | 6573.5474 | Distributed from 923 Generation And Fuel | 2013
9642 | 2022 | MA | Adirondack A+B Community Solar Garden | 64588 | 1 |  | OP | PV | SUN | 5 | 0.211 | 9247 | 33288.9337 | 4895 | 17621.859 | Distributed from 923 Generation And Fuel | 2018
9643 | 2022 | MA | Agawam Solar | 59028 | 0028 |  | OP | PV | SUN | 1.5 | 0.163 | 2137 | 7693.1385 | 1131 | 4071.5674 | Distributed from 923 Generation And Fuel | 2012
9644 | 2022 | MA | AIS Solar Project | 60986 | SO212 |  | OP | PV | SUN | 2.5 | 0.182 | 3976 | 14313.4855 | 2105 | 7577.9394 | Distributed from 923 Generation And Fuel | 2016
9645 | 2022 | MA | Ajax Solar, LLC (MA) | 62827 | AJAXS |  | OP | PV | SUN | 3.8 | 0.14 | 4669 | 16808.2655 | 2472 | 8899.1288 | Distributed from 923 Generation And Fuel | 2017
9646 | 2022 | MA | Alicea Solar Project Hybrid CSG | 63469 | ALICA |  | OP | PV | SUN | 2 | 0.239 | 4187 | 15073.0794 | 2217 | 7981.1362 | Distributed from 923 Generation And Fuel | 2020
9647 | 2022 | MA | Alicea Solar Project Hybrid CSG | 63469 | BATT |  | OP | BA | MWH | 1.5 | -0.001 | -15 | -53.9996 | -6 | -21.5998 | Distributed from 923 Generation And Fuel | 2020
9648 | 2022 | MA | Amaterasu LLC | 64000 | BESS |  | OP | BA | MWH | 3.2 | -0.007 | -205 | -737.9941 | -88 | -316.7975 | Distributed from 923 Generation And Fuel | 2021
9649 | 2022 | MA | Amaterasu LLC | 64000 | DRC |  | OP | PV | SUN | 4.6 | 0.106 | 4268 | 15364.6771 | 2259 | 8132.3349 | Distributed from 923 Generation And Fuel | 2021
9650 | 2022 | MA | Ameresco Chicopee Energy | 56426 | UNIT4 |  | OP | IC | LFG | 2.1 | 0.277 | 5098.423 | 18354.176 | 2181.846 | 7854.5828 | Distributed from 923 Generation And Fuel | 2010
9651 | 2022 | MA | Ameresco Chicopee Energy | 56426 | Unit1 |  | OP | IC | LFG | 1.9 | 0.277 | 4612.859 | 16606.1596 | 1974.051 | 7106.5267 | Distributed from 923 Generation And Fuel | 2004
9652 | 2022 | MA | Ameresco Chicopee Energy | 56426 | Unit2 |  | OP | IC | LFG | 1.9 | 0.277 | 4612.859 | 16606.1596 | 1974.051 | 7106.5267 | Distributed from 923 Generation And Fuel | 2004
9653 | 2022 | MA | Ameresco Chicopee Energy | 56426 | Unit3 |  | OP | IC | LFG | 1.9 | 0.277 | 4612.859 | 16606.1596 | 1974.051 | 7106.5267 | Distributed from 923 Generation And Fuel | 2004
9654 | 2022 | MA | Amherst College Co Gen | 58185 | CTG |  | OP | GT | NG | 1.2 | 0.081 | 856 | 3081.5753 | 428 | 1540.7877 | Distributed from 923 Generation And Fuel | 2006
9655 | 2022 | MA | Annese Solar Project Hybrid CSG | 63474 | ANNES |  | OP | PV | SUN | 4.3 | 0.218 | 8198 | 29512.5639 | 4340 | 15623.875 | Distributed from 923 Generation And Fuel | 2020
9656 | 2022 | MA | Annese Solar Project Hybrid CSG | 63474 | BATT |  | OP | BA | MWH | 3.5 | -0.006 | -181 | -651.5948 | -77 | -277.1978 | Distributed from 923 Generation And Fuel | 2020
9657 | 2022 | MA | ANP Bellingham Energy Project | 55211 | U1 | 1 | OP | CS | NG | 289 | 0.505 | 1278894 | 4603981.5681 | 558112 | 2009187.1265 | EIA-923 Generator File | 2002
9658 | 2022 | MA | ANP Bellingham Energy Project | 55211 | U2 | 1 | OP | CS | NG | 289 | 0.507 | 1282315 | 4616297.0696 | 513071 | 1847040.8237 | EIA-923 Generator File | 2002
9659 | 2022 | MA | ANP Blackstone Energy Project | 55212 | U1 | 1 | OP | CS | NG | 289 | 0.505 | 1277339 | 4598383.6129 | 518078 | 1865065.8795 | EIA-923 Generator File | 2001
9660 | 2022 | MA | ANP Blackstone Energy Project | 55212 | U2 | 1 | OP | CS | NG | 289 | 0.522 | 1320822 | 4754921.1606 | 515204 | 1854719.5622 | EIA-923 Generator File | 2001
9661 | 2022 | MA | Antanavica Solar | 61526 | GEN1 |  | OP | PV | SUN | 1 | 0.173 | 1519 | 5468.3563 | 804 | 2894.3768 | Distributed from 923 Generation And Fuel | 2018
9662 | 2022 | MA | ASD Wallum MA Solar LLC(CSG) | 65015 | WAL1 |  | OP | PV | SUN | 5 | 0.185 | 8101 | 29163.3667 | 4289 | 15440.2765 | Distributed from 923 Generation And Fuel | 2022
9663 | 2022 | MA | ASD Wallum MA Solar LLC(CSG) | 65015 | WAL1B |  | OP | BA | MWH | 3.8 | 0 | -14 | -50.3996 | -6 | -21.5998 | Distributed from 923 Generation And Fuel | 2022
9664 | 2022 | MA | Ashburnham Energy Storage Project | 62219 | AMLPB |  | OP | BA | MWH | 3 | -0.005 | -133 | -478.7962 | -57 | -205.1984 | Distributed from 923 Generation And Fuel | 2019
9665 | 2022 | MA | Ashby Duffy CSG Solar Farm | 61399 | DU183 |  | OP | PV | SUN | 1.8 | 0.268 | 4220 | 15191.8785 | 2234 | 8042.3357 | Distributed from 923 Generation And Fuel | 2017
9666 | 2022 | MA | Ashby Solar, LLC CSG | 62199 | 4472 |  | OP | PV | SUN | 1.8 | 0.198 | 3126 | 11253.51 | 1655 | 5957.9523 | Distributed from 923 Generation And Fuel | 2018
9667 | 2022 | MA | Auburn Solar Project | 64213 | BEAUB |  | OP | BA | MWH | 3.8 | -0.001 | -32 | -115.1991 | -20 | -71.9994 | Distributed from 923 Generation And Fuel | 2022
9668 | 2022 | MA | Auburn Solar Project | 64213 | AUB |  | OP | PV | SUN | 4.9 | 0.128 | 5484 | 19742.2421 | 4188 | 15076.6794 | Distributed from 923 Generation And Fuel | 2022
9669 | 2022 | MA | Axio Green LLC | 58702 | 1 |  | OP | PV | SUN | 2 | 0.153 | 2676 | 9633.5229 | 1417 | 5101.1592 | Distributed from 923 Generation And Fuel | 2012
9670 | 2022 | MA | Ayers Village Solar | 59463 | 1 |  | OP | PV | SUN | 2 | 0.149 | 2610 | 9395.9248 | 1382 | 4975.1602 | Distributed from 923 Generation And Fuel | 2014
9671 | 2022 | MA | Barnstable Landfill | 59081 | HAR1 |  | OP | PV | SUN | 4 | 0.159 | 5565 | 20033.8397 | 2946 | 10605.5152 | Distributed from 923 Generation And Fuel | 2014
9672 | 2022 | MA | Barre II Solar Project | 59766 | BII |  | OP | PV | SUN | 1.5 | 0.185 | 2436 | 8769.5298 | 1290 | 4643.9628 | Distributed from 923 Generation And Fuel | 2014
9673 | 2022 | MA | Barre Solar III LLC | 62363 | BSPV |  | OP | PV | SUN | 1 | 0.192 | 1680 | 6047.9516 | 889 | 3200.3744 | Distributed from 923 Generation And Fuel | 2018
9674 | 2022 | MA | Barrett PV | 61342 | MSBW2 |  | OP | PV | SUN | 11.9 | 0.182 | 18943 | 68194.2544 | 10028 | 36100.5112 | Distributed from 923 Generation And Fuel | 2016
9675 | 2022 | MA | Barton Acres Solar, LLC CSG | 63558 | BARAC |  | OP | PV | SUN | 1 | 0.2 | 1748 | 6292.7497 | 925 | 3329.9734 | Distributed from 923 Generation And Fuel | 2017
9676 | 2022 | MA | Bashaw Solar CSG 1, LLC | 60866 | 4MID |  | OP | PV | SUN | 2 | 0.177 | 3100 | 11159.9107 | 1641 | 5907.5527 | Distributed from 923 Generation And Fuel | 2017
9677 | 2022 | MA | Beacon Solar, LLC | 66181 | BEABA |  | OP | BA | MWH | 5 |  | GENYRONL: 2022
9678 | 2022 | MA | Beacon Solar, LLC | 66181 | BEAPV |  | OP | PV | SUN | 5 |  | GENYRONL: 2022
9679 | 2022 | MA | Bear Swamp | 8005 | GEN1 |  | OA | PS | WAT | 300 | -0.025 | -64634 | -232680.5386 | -28182.5 | -101456.1884 | Distributed from 923 Generation And Fuel | 1974
9680 | 2022 | MA | Bear Swamp | 8005 | GEN2 |  | OP | PS | WAT | 300 | -0.025 | -64634 | -232680.5386 | -28182.5 | -101456.1884 | Distributed from 923 Generation And Fuel | 1974
9681 | 2022 | MA | Beebe Substation Battery Storage | 62585 | WAKFD |  | OP | BA | MWH | 3 | -0.003 | -68 | -244.798 | -29 | -104.3992 | Distributed from 923 Generation And Fuel | 2019
9682 | 2022 | MA | Belchertown | 60653 | PV1 |  | OP | PV | SUN | 1 | 0.162 | 1421 | 5115.5591 | 752 | 2707.1783 | Distributed from 923 Generation And Fuel | 2015
9683 | 2022 | MA | Belchertown Renewables Community Solar | 61295 | 02675 |  | OP | PV | SUN | 4 | 0.191 | 6685 | 24065.8075 | 3539 | 12740.2981 | Distributed from 923 Generation And Fuel | 2018
9684 | 2022 | MA | Bellingham Cogeneration Facility | 10307 | CT1 |  | OP | CT | NG | 128.7 | 0.057 | 64550 | 232378.141 | 63952 | 230225.3582 | EIA-923 Generator File | 1991
9685 | 2022 | MA | Bellingham Cogeneration Facility | 10307 | CT2 |  | OP | CT | NG | 128.7 | 0.08 | 90510 | 325833.3933 | 85550 | 307977.5362 | EIA-923 Generator File | 1991
9686 | 2022 | MA | Bellingham Cogeneration Facility | 10307 | ST1 | 2 | OP | CA | NG | 128.7 | 0.05 | 56028 | 201699.1864 | 54573 | 196461.2283 | EIA-923 Generator File | 1991
9687 | 2022 | MA | Bellingham PV | 58403 | SO032 |  | OP | PV | SUN | 3 | 0.135 | 3537 | 12733.0981 | 1872 | 6739.1461 | Distributed from 923 Generation And Fuel | 2013
9688 | 2022 | MA | Berkley | 64112 | CPMA3 |  | OP | PV | SUN | 3 | 0.163 | 4275 | 15389.8769 | 2263 | 8146.7348 | Distributed from 923 Generation And Fuel | 2017
9689 | 2022 | MA | Berkley East Solar LLC | 58871 | 1 |  | OP | PV | SUN | 3 | 0.148 | 3891 | 14007.4879 | 2060 | 7415.9407 | Distributed from 923 Generation And Fuel | 2013
9690 | 2022 | MA | Berkshire 1 | 58624 | BER1 |  | OP | PV | SUN | 1.8 | 0.16 | 2516 | 9057.5275 | 1332 | 4795.1616 | Distributed from 923 Generation And Fuel | 2011
9691 | 2022 | MA | Berkshire Power | 55041 | GEN2 | 1 | OP | CS | NG | 289 | 0.217 | 549169 | 1976992.5841 | 470147 | 1692515.6599 | EIA-923 Generator File | 1999
9692 | 2022 | MA | Berkshire Wind Power Project | 57721 | BWP |  | OP | WT | WND | 15 | 0.246 | 32341.071 | 116426.9242 | 12150 | 43739.6501 | Distributed from 923 Generation And Fuel | 2011
9693 | 2022 | MA | Berkshire Wind Power Project | 57721 | HN-8 |  | OP | WT | WND | 2.3 | 0.246 | 4958.964 | 17852.1276 | 1863 | 6706.7463 | Distributed from 923 Generation And Fuel | 2019
9694 | 2022 | MA | Berkshire Wind Power Project | 57721 | HN-9 |  | OP | WT | WND | 2.3 | 0.246 | 4958.964 | 17852.1276 | 1863 | 6706.7463 | Distributed from 923 Generation And Fuel | 2019
9695 | 2022 | MA | Beverly | 59242 | BVRLY |  | OP | PV | SUN | 2 | 0.142 | 2482 | 8935.1285 | 1314 | 4730.3622 | Distributed from 923 Generation And Fuel | 2014
9696 | 2022 | MA | Big George PV CSG | 61429 | 12344 |  | OP | PV | SUN | 1 | 0.181 | 1583 | 5698.7544 | 838 | 3016.7759 | Distributed from 923 Generation And Fuel | 2018
9697 | 2022 | MA | Bird Machine Solar Farm | 60854 | BRDMA |  | OP | PV | SUN | 3.5 | 0.2 | 6146 | 22125.423 | 3254 | 11714.3063 | Distributed from 923 Generation And Fuel | 2017
9698 | 2022 | MA | BJ's Wholesale Club, Inc- Uxbridge | 60116 | PV1 |  | OP | PV | SUN | 1 | 0.11 | 961 | 3459.5723 | 509 | 1832.3853 | Distributed from 923 Generation And Fuel | 2017
9699 | 2022 | MA | Blacksmith Road Solar 1 | 66075 | 18120 |  | OP | PV | SUN | 5 | 0.109 | 4758 | 17128.663 | 2519 | 9068.3275 | Distributed from 923 Generation And Fuel | 2021
9700 | 2022 | MA | Blacksmith Road Solar 1 | 66075 | 18121 |  | OP | BA | MWH | 2 | 0 | 0 | 0 | 0 | 0 | Distributed from 923 Generation And Fuel | 2021
9701 | 2022 | MA | Blair Wire Village Solar, LLC CSG | 63557 | BLAWV |  | OP | PV | SUN | 1 | 0.203 | 1774 | 6386.3489 | 939 | 3380.373 | Distributed from 923 Generation And Fuel | 2017
9702 | 2022 | MA | Blodgett Solar CSG | 64627 | BLD |  | OP | PV | SUN | 5 | 0.223 | 9770 | 35171.7186 | 5172 | 18619.051 | Distributed from 923 Generation And Fuel | 2021
9703 | 2022 | MA | Blodgett Solar CSG | 64627 | BLO |  | OP | BA | MWH | 5 | 0 | -18 | -64.7995 | -8 | -28.7998 | Distributed from 923 Generation And Fuel | 2021
9704 | 2022 | MA | BlueWave Capital - Grafton (SREC II) | 59752 | 1 |  | OP | PV | SUN | 1.3 | 0.185 | 2106 | 7581.5393 | 1115 | 4013.9679 | Distributed from 923 Generation And Fuel | 2015
9705 | 2022 | MA | Boatlock | 1603 | 1 |  | OP | HY | WAT | 0.7 | 0.39 | 2391.968 | 8611.0159 | 671.323 | 2416.7435 | Distributed from 923 Generation And Fuel | 1921
9706 | 2022 | MA | Boatlock | 1603 | 2 |  | OP | HY | WAT | 1.2 | 0.39 | 4100.516 | 14761.7395 | 1150.839 | 4142.9873 | Distributed from 923 Generation And Fuel | 1924
9707 | 2022 | MA | Boatlock | 1603 | 3 |  | OP | HY | WAT | 1.2 | 0.39 | 4100.516 | 14761.7395 | 1150.839 | 4142.9873 | Distributed from 923 Generation And Fuel | 1924
9708 | 2022 | MA | Bolton PV | 59014 | BLT |  | OP | PV | SUN | 4.9 | 0.174 | 7474 | 26906.1848 | 3957 | 14245.086 | Distributed from 923 Generation And Fuel | 2013
9709 | 2022 | MA | Boott Hydropower | 10556 | GEN1 |  | OP | HY | WAT | 7.5 | 0.278 | 18236.79 | 65651.9188 | 5118.013 | 18424.6994 | Distributed from 923 Generation And Fuel | 1985
9710 | 2022 | MA | Boott Hydropower | 10556 | GEN2 |  | OP | HY | WAT | 7.5 | 0.278 | 18236.79 | 65651.9188 | 5118.013 | 18424.6994 | Distributed from 923 Generation And Fuel | 1985
9711 | 2022 | MA | Boott Hydropower | 10556 | GEN3 |  | OP | HY | WAT | 7.9 | 0.278 | 19209.419 | 69153.3552 | 5390.974 | 19407.3511 | Distributed from 923 Generation And Fuel | 1985
9712 | 2022 | MA | Boston Medical Center CHP Plant | 61186 | COGEN |  | OP | IC | NG | 2 | 0.677 | 11863 | 42706.4583 | 5933 | 21358.6291 | Distributed from 923 Generation And Fuel | 2017
9713 | 2022 | MA | Boston Scientific Solar | 57992 | BSMA |  | OP | PV | SUN | 1.1 | 0.154 | 1485 | 5345.9572 | 786 | 2829.5774 | Distributed from 923 Generation And Fuel | 2012
9714 | 2022 | MA | Bourne (MA) - Holliston I | 59750 | 1 |  | OP | PV | SUN | 2.3 | 0.174 | 3505 | 12617.8991 | 1856 | 6681.5465 | Distributed from 923 Generation And Fuel | 2014
9715 | 2022 | MA | Boutillier Solar, LLC CSG | 63556 | BOUTI |  | OP | PV | SUN | 2.9 | 0.192 | 4872 | 17539.0597 | 2579 | 9284.3257 | Distributed from 923 Generation And Fuel | 2018
9716 | 2022 | MA | Bowden Solar LLC | 63659 | BOWDN |  | OP | PV | SUN | 2 | 0.203 | 3559 | 12812.2975 | 1884 | 6782.3457 | Distributed from 923 Generation And Fuel | 2019
9717 | 2022 | MA | Bradford Solar | 65566 | BRADF |  | OP | PV | SUN | 5 | 0.168 | 7341 | 26427.3886 | 3886 | 13989.4881 | Distributed from 923 Generation And Fuel | 2017
9718 | 2022 | MA | Braintree Landfill Solar | 61538 | BRAIN |  | OP | PV | SUN | 1 | 0.181 | 1583 | 5698.7544 | 838 | 3016.7759 | Distributed from 923 Generation And Fuel | 2014
9719 | 2022 | MA | Braley Road 2 | 58680 | PV1 |  | OP | PV | SUN | 2.6 | 0.181 | 4118 | 14824.6814 | 2180 | 7847.9372 | Distributed from 923 Generation And Fuel | 2015
9720 | 2022 | MA | Breckenridge Solar | 64432 | BBA |  | OP | BA | MWH | 2.2 | -0.002 | -37 | -133.1989 | -16 | -57.5995 | Distributed from 923 Generation And Fuel | 2020
9721 | 2022 | MA | Breckenridge Solar | 64432 | BKS |  | OP | PV | SUN | 5 | 0.161 | 7062 | 25422.9966 | 3739 | 13460.2923 | Distributed from 923 Generation And Fuel | 2020
9722 | 2022 | MA | Brewster Landfill | 59075 | BRE1 |  | OP | PV | SUN | 1 | 0.183 | 1606 | 5781.5537 | 850 | 3059.9755 | Distributed from 923 Generation And Fuel | 2014
9723 | 2022 | MA | Bridgewater Complex Co-Generation Plant | 62757 | CG1 |  | OP | GT | NG | 1.5 | 0.725 | 9520 | 34271.7258 | 4761 | 17139.4629 | Distributed from 923 Generation And Fuel | 2015
9724 | 2022 | MA | Bridgewater Solar CSG | 60730 | PV1 |  | OP | PV | SUN | 1.3 | 0.208 | 2373.348 | 8543.9844 | 1256.478 | 4523.2846 | Distributed from 923 Generation And Fuel | 2015
9725 | 2022 | MA | Bridgewater Solar CSG | 60730 | PV2 |  | OP | PV | SUN | 1 | 0.208 | 1825.652 | 6572.2946 | 966.522 | 3479.4514 | Distributed from 923 Generation And Fuel | 2015
9726 | 2022 | MA | Brimfield | 66317 | BRIM1 |  | OP | PV | SUN | 1.9 | 0.212 | 3528 | 12700.6984 | 1868 | 6724.7462 | Distributed from 923 Generation And Fuel | 2021
9727 | 2022 | MA | Brockelman | 59241 | BROCK |  | OP | PV | SUN | 3 | 0.178 | 4687 | 16873.065 | 2481 | 8931.5285 | Distributed from 923 Generation And Fuel | 2013
9728 | 2022 | MA | Brockelman Road Solar 2 | 65650 | 15446 |  | OP | PV | SUN | 1 | 0.233 | 2041 | 7347.5412 | 1080 | 3887.9689 | Distributed from 923 Generation And Fuel | 2021
9729 | 2022 | MA | Brockelman Road Solar 2 | 65650 | 15447 |  | OP | BA | MWH | 2 | 0 | 0 | 0 | 0 | 0 | Distributed from 923 Generation And Fuel | 2021
9730 | 2022 | MA | Brook Street Solar 1 CSG | 61008 | BROOK |  | OP | PV | SUN | 5 | 0.127 | 5546 | 19965.4403 | 2936 | 10569.5154 | Distributed from 923 Generation And Fuel | 2017
9731 | 2022 | MA | Brookfield Solar 2013 LLC | 60613 | NBKFD |  | OP | PV | SUN | 2 | 0.093 | 1622 | 5839.1533 | 859 | 3092.3753 | Distributed from 923 Generation And Fuel | 2013
9732 | 2022 | MA | Brookfield Wire Company | 63232 | BROOK |  | OP | PV | SUN | 1.4 | 0.171 | 2099 | 7556.3395 | 1111 | 3999.568 | Distributed from 923 Generation And Fuel | 2016
9733 | 2022 | MA | Brookwood Drive Community Solar | 64727 | BESS |  | OP | BA | MWH | 3 | -0.024 | -628 | -2260.7819 | -248 | -892.7929 | Distributed from 923 Generation And Fuel | 2022
9734 | 2022 | MA | Brookwood Drive Community Solar | 64727 | BRKWD |  | OP | PV | SUN | 5 | 0.105 | 4593 | 16534.6677 | 2485 | 8945.9284 | Distributed from 923 Generation And Fuel | 2022
9735 | 2022 | MA | Browne Solar LLC | 59361 | PV1 |  | OP | PV | SUN | 1 | 0.167 | 1465 | 5273.9578 | 776 | 2793.5777 | Distributed from 923 Generation And Fuel | 2014
9736 | 2022 | MA | Bullock Road Solar 1 | 61010 | BULLO |  | OP | PV | SUN | 1.9 | 0.72 | 11985 | 43145.6548 | 6345 | 22841.8173 | Distributed from 923 Generation And Fuel | 2018
9737 | 2022 | MA | BWC Gibbs Brook | 62369 | 62595 |  | OP | PV | SUN | 4 | 0.184 | 6446 | 23205.4144 | 3412 | 12283.1017 | Distributed from 923 Generation And Fuel | 2018
9738 | 2022 | MA | BWC Harlow Brook | 62371 | 62592 |  | OP | PV | SUN | 1.5 | 0.165 | 2162 | 7783.1377 | 1145 | 4121.967 | Distributed from 923 Generation And Fuel | 2018
9739 | 2022 | MA | BWC Lake Lashaway, LLC Hybrid | 64182 | DRAES |  | OP | BA | MWH | 3.7 | -0.002 | -58 | -208.7983 | -25 | -89.9993 | Distributed from 923 Generation And Fuel | 2021
9740 | 2022 | MA | BWC Lake Lashaway, LLC Hybrid | 64182 | DRAPV |  | OP | PV | SUN | 4.2 | 0.249 | 9158 | 32968.5363 | 4848 | 17452.6604 | Distributed from 923 Generation And Fuel | 2021
9741 | 2022 | MA | BWC Muddy Brook, LLC Hybrid | 64170 | MBES |  | OP | BA | MWH | 0.9 | -0.004 | -33 | -118.799 | -14 | -50.3996 | Distributed from 923 Generation And Fuel | 2021
9742 | 2022 | MA | BWC Muddy Brook, LLC Hybrid | 64170 | MBPV |  | OP | PV | SUN | 1 | 0.22 | 1926 | 6933.5445 | 1020 | 3671.9706 | Distributed from 923 Generation And Fuel | 2021
9743 | 2022 | MA | BWC Origination 18 | 62368 | 62591 |  | OP | PV | SUN | 4.8 | 0.19 | 7978 | 28720.5702 | 4224 | 15206.2783 | Distributed from 923 Generation And Fuel | 2018
9744 | 2022 | MA | BWC Pocasset River | 62372 | 62594 |  | OP | PV | SUN | 1.5 | 0.176 | 2314 | 8330.3334 | 1225 | 4409.9647 | Distributed from 923 Generation And Fuel | 2018
9745 | 2022 | MA | BWC Stony Brook, LLC Hybrid | 64140 | BESS |  | OP | BA | MWH | 0.7 | -0.001 | -4 | -14.3999 | -2 | -7.1999 | Distributed from 923 Generation And Fuel | 2021
9746 | 2022 | MA | BWC Stony Brook, LLC Hybrid | 64140 | BSBPV |  | OP | PV | SUN | 1.6 | 0.076 | 1070 | 3851.9692 | 566 | 2037.5837 | Distributed from 923 Generation And Fuel | 2021
9747 | 2022 | MA | BWC Swan Pond River CSG | 60067 | SPRMA |  | OP | PV | SUN | 1.6 | 0.165 | 2311 | 8319.5334 | 1223 | 4402.7648 | Distributed from 923 Generation And Fuel | 2015
9748 | 2022 | MA | BWC Wading River One, Two, Three CSG | 61069 | 62381 |  | OP | PV | SUN | 3 | 0.201 | 5272 | 18979.0482 | 2791 | 10047.5196 | Distributed from 923 Generation And Fuel | 2017
9749 | 2022 | MA | BWC Wareham River | 62370 | 62593 |  | OP | PV | SUN | 1 | 0.217 | 1902 | 6847.1452 | 1007 | 3625.171 | Distributed from 923 Generation And Fuel | 2018
9750 | 2022 | MA | Cabot | 1629 | 1 |  | OP | HY | WAT | 10.3 | 0.522 | 47062 | 169421.8446 | 13208 | 47548.4196 | Distributed from 923 Generation And Fuel | 1915
9751 | 2022 | MA | Cabot | 1629 | 2 |  | OP | HY | WAT | 10.3 | 0.522 | 47062 | 169421.8446 | 13208 | 47548.4196 | Distributed from 923 Generation And Fuel | 1915
9752 | 2022 | MA | Cabot | 1629 | 3 |  | OP | HY | WAT | 10.3 | 0.522 | 47062 | 169421.8446 | 13208 | 47548.4196 | Distributed from 923 Generation And Fuel | 1916
9753 | 2022 | MA | Cabot | 1629 | 4 |  | OP | HY | WAT | 10.3 | 0.522 | 47062 | 169421.8446 | 13208 | 47548.4196 | Distributed from 923 Generation And Fuel | 1916
9754 | 2022 | MA | Cabot | 1629 | 5 |  | OP | HY | WAT | 10.3 | 0.522 | 47062 | 169421.8446 | 13208 | 47548.4196 | Distributed from 923 Generation And Fuel | 1917
9755 | 2022 | MA | Cabot | 1629 | 6 |  | OP | HY | WAT | 10.3 | 0.522 | 47062 | 169421.8446 | 13208 | 47548.4196 | Distributed from 923 Generation And Fuel | 1917
9756 | 2022 | MA | Cabot Holyoke | 9864 | 1 |  | OP | HY | WAT | 0.8 | 0.109 | 762.769 | 2745.9464 | 214.154 | 770.9482 | Distributed from 923 Generation And Fuel | 1893
9757 | 2022 | MA | Cabot Holyoke | 9864 | 2 |  | OP | HY | WAT | 0.8 | 0.109 | 762.769 | 2745.9464 | 214.154 | 770.9482 | Distributed from 923 Generation And Fuel | 1938
9758 | 2022 | MA | Cabot Holyoke | 9864 | 3 |  | OP | HY | WAT | 0.4 | 0.109 | 381.385 | 1372.975 | 107.077 | 385.4741 | Distributed from 923 Generation And Fuel | 1939
9759 | 2022 | MA | Cabot Holyoke | 9864 | 4 |  | OP | HY | WAT | 0.6 | 0.109 | 572.077 | 2059.4607 | 160.615 | 578.2094 | Distributed from 923 Generation And Fuel | 1907
9760 | 2022 | MA | Camelot Wind LLC | 58958 | CMLTW |  | OP | WT | WND | 1.5 | 0.19 | 2501 | 9003.528 | 870 | 3131.9749 | Distributed from 923 Generation And Fuel | 2012
9761 | 2022 | MA | Canal | 1599 | 1 | 1 | OP | ST | RFO | 585 | 0.034 | 173734 | 625437.3965 | 20107 | 72384.6209 | EIA-923 Generator File | 1968
9762 | 2022 | MA | Canal | 1599 | 2 | 1 | OP | ST | RFO | 580 | 0.021 | 107228 | 386017.7119 | 2728 | 9820.7214 | EIA-923 Generator File | 1976
9763 | 2022 | MA | Canal | 1599 | 3 |  | OP | GT | NG | 330 | 0.085 | 246661 | 887972.4962 | 155958 | 561444.3084 | Distributed from 923 Generation And Fuel | 2019
9764 | 2022 | MA | Canton | 64107 | CPMA1 |  | OP | PV | SUN | 5 | 0.126 | 5505 | 19817.8415 | 2914 | 10490.3161 | Distributed from 923 Generation And Fuel | 2012
9765 | 2022 | MA | Cape Cod Air Force Station - 6 SWS | 58661 | GE-3 |  | OP | WT | WND | 1.7 | 0.277 | 4123 | 14842.6813 | 1426.5 | 5135.3589 | Distributed from 923 Generation And Fuel | 2014
9766 | 2022 | MA | Cape Cod Air Force Station - 6 SWS | 58661 | GE-4 |  | OP | WT | WND | 1.7 | 0.277 | 4123 | 14842.6813 | 1426.5 | 5135.3589 | Distributed from 923 Generation And Fuel | 2014
9767 | 2022 | MA | Carver | 64115 | CPMA4 |  | OP | PV | SUN | 1.5 | 0.16 | 2098 | 7552.7396 | 1111 | 3999.568 | Distributed from 923 Generation And Fuel | 2017
9768 | 2022 | MA | Carver CSG | 62763 | CR |  | OP | PV | SUN | 2 | 0.174 | 3045 | 10961.9123 | 1612 | 5803.1536 | Distributed from 923 Generation And Fuel | 2019
9769 | 2022 | MA | Carver MA 1 Community Solar | 60442 | CMA1 |  | OP | PV | SUN | 2 | 0.173 | 3032 | 10915.1127 | 1605 | 5777.9538 | Distributed from 923 Generation And Fuel | 2016
9770 | 2022 | MA | CED Chicopee Solar | 61602 | CSMA |  | OP | PV | SUN | 3 | 0.203 | 5334 | 19202.2464 | 2824 | 10166.3187 | Distributed from 923 Generation And Fuel | 2017
9771 | 2022 | MA | CED Northampton Solar LLC Hybrid | 62695 | NSES |  | OP | BA | MWH | 2.3 | 0 | 0 | 0 | 0 | 0 | Distributed from 923 Generation And Fuel | 2020
9772 | 2022 | MA | CED Northampton Solar LLC Hybrid | 62695 | NSMA |  | OP | PV | SUN | 4.3 | 0.191 | 7198 | 25912.5927 | 3811 | 13719.4902 | Distributed from 923 Generation And Fuel | 2019
9773 | 2022 | MA | CED Westfield Solar, LLC | 60274 | WFMA |  | OP | PV | SUN | 2 | 0.197 | 3443 | 12394.7008 | 1823 | 6562.7475 | Distributed from 923 Generation And Fuel | 2016
9774 | 2022 | MA | Cedarville CSG | 60757 | PV1 |  | OP | PV | SUN | 0.5 | 0.194 | 850 | 3059.9755 | 450 | 1619.987 | Distributed from 923 Generation And Fuel | 2017
9775 | 2022 | MA | Cedarville CSG | 60757 | PV2 |  | OP | PV | SUN | 1 | 0.194 | 1700 | 6119.951 | 900 | 3239.9741 | Distributed from 923 Generation And Fuel | 2017
9776 | 2022 | MA | Cedarville CSG | 60757 | PV3 |  | OP | PV | SUN | 1 | 0.194 | 1700 | 6119.951 | 900 | 3239.9741 | Distributed from 923 Generation And Fuel | 2017
9777 | 2022 | MA | Centaurus Solar - MA | 61371 | ASH24 |  | OP | PV | SUN | 2.4 | 0.17 | 3574 | 12866.2971 | 1892 | 6811.1455 | Distributed from 923 Generation And Fuel | 2016
9778 | 2022 | MA | Centech Gas Generator | 65768 | G1 |  | OP | IC | NG | 2.5 | 0.012 | 255 | 917.9927 | 128 | 460.7963 | Distributed from 923 Generation And Fuel | 2019
9779 | 2022 | MA | CES Agawam Tuckahoe Solar Hybrid | 63763 | ATES |  | OP | BA | MWH | 2.6 | 0 | 0 | 0 | 0 | 0 | Distributed from 923 Generation And Fuel | 2021
9780 | 2022 | MA | CES Agawam Tuckahoe Solar Hybrid | 63763 | ATPV |  | OP | PV | SUN | 3.6 | 0.212 | 6695 | 24101.8072 | 3544 | 12758.2979 | Distributed from 923 Generation And Fuel | 2021
9781 | 2022 | MA | CES Sterling LLC | 58387 | 1 |  | OP | PV | SUN | 2 | 0.19 | 3327 | 11977.1042 | 1761 | 6339.5493 | Distributed from 923 Generation And Fuel | 2013
9782 | 2022 | MA | Charlemont A | 65242 | CMS |  | OP | PV | SUN | 2.5 | 0.179 | 3926 | 14133.4869 | 2078 | 7480.7402 | Distributed from 923 Generation And Fuel | 2021
9783 | 2022 | MA | Charlemont A | 65242 | CMSB |  | OP | BA | MWH | 2.5 | 0 | 0 | 0 | 0 | 0 | Distributed from 923 Generation And Fuel | 2021
9784 | 2022 | MA | Charlestown Wind Turbine | 58065 | CWT1 |  | OP | WT | WND | 1.5 | 0.117 | 1537 | 5533.1557 | 535 | 1925.9846 | Distributed from 923 Generation And Fuel | 2011
9785 | 2022 | MA | Charlton Solar I CSG | 59636 | 37021 |  | OP | PV | SUN | 4 | 0.161 | 5656 | 20361.4371 | 2994 | 10778.3138 | Distributed from 923 Generation And Fuel | 2014
9786 | 2022 | MA | Chatham Landfill | 59077 | CHA |  | OP | PV | SUN | 1.5 | 0.176 | 2310 | 8315.9335 | 1223 | 4402.7648 | Distributed from 923 Generation And Fuel | 2014
9787 | 2022 | MA | Chemical | 1604 | 1 |  | OP | HY | WAT | 0.8 | 0.252 | 1768.5 | 6366.5491 | 496.5 | 1787.3857 | Distributed from 923 Generation And Fuel | 1935
9788 | 2022 | MA | Chemical | 1604 | 2 |  | OP | HY | WAT | 0.8 | 0.252 | 1768.5 | 6366.5491 | 496.5 | 1787.3857 | Distributed from 923 Generation And Fuel | 1935
9789 | 2022 | MA | Cherry Street | 9038 | 10 |  | OP | IC | NG | 2.2 | 0.004 | 81.896 | 294.8232 | 27.723 | 99.802 | Distributed from 923 Generation And Fuel | 1962 | 2030
9790 | 2022 | MA | Cherry Street | 9038 | 11 |  | OP | IC | NG | 2.2 | 0.004 | 81.896 | 294.8232 | 27.723 | 99.802 | Distributed from 923 Generation And Fuel | 1962 | 2030
9791 | 2022 | MA | Cherry Street | 9038 | 12 |  | OP | IC | NG | 5.6 | 0.004 | 208.462 | 750.4572 | 70.566 | 254.0356 | Distributed from 923 Generation And Fuel | 1972
9792 | 2022 | MA | Cherry Street | 9038 | 7 |  | OP | IC | DFO | 3.3 | 0.004 | 122.844 | 442.2349 | 41.584 | 149.7012 | Distributed from 923 Generation And Fuel | 1951
9793 | 2022 | MA | Cherry Street | 9038 | 8 |  | OP | IC | NG | 4 | 0.004 | 148.902 | 536.0429 | 50.405 | 181.4565 | Distributed from 923 Generation And Fuel | 1956
9794 | 2022 | MA | Cherry Valley Solar, LLC CSG | 63561 | CHERV |  | OP | PV | SUN | 1 | 0.186 | 1632 | 5875.153 | 864 | 3110.3751 | Distributed from 923 Generation And Fuel | 2017
9795 | 2022 | MA | Chester Solar Farm | 59767 | CHSTR |  | OP | PV | SUN | 4.8 | 0.173 | 7274 | 26186.1905 | 3851 | 13863.4891 | Distributed from 923 Generation And Fuel | 2014
9796 | 2022 | MA | Chicopee | 64120 | CPMA5 |  | OP | PV | SUN | 2 | 0.152 | 2668 | 9604.7232 | 1412 | 5083.1593 | Distributed from 923 Generation And Fuel | 2017
9797 | 2022 | MA | Chicopee Granby Road Solar | 59626 | PV1 |  | OP | PV | SUN | 1.6 | 0.19 | 2667 | 9601.1232 | 1412 | 5083.1593 | Distributed from 923 Generation And Fuel | 2015
9798 | 2022 | MA | Chicopee Hydroelectric Station | 50832 | 1 |  | OP | HY | WAT | 1.2 | 0 | 0 | 0 | 0 | 0 | Distributed from 923 Generation And Fuel | 1985
9799 | 2022 | MA | Chicopee Hydroelectric Station | 50832 | 2 |  | OP | HY | WAT | 1.2 | 0 | 0 | 0 | 0 | 0 | Distributed from 923 Generation And Fuel | 1985
9800 | 2022 | MA | Chicopee River Solar | 59625 | PV1 |  | OP | PV | SUN | 2 | 0.171 | 2994 | 10778.3138 | 1585 | 5705.9544 | Distributed from 923 Generation And Fuel | 2015
9801 | 2022 | MA | Chicopee Solar | 59030 | 0036 |  | OP | PV | SUN | 3 | 0.192 | 5050 | 18179.8546 | 2673 | 9622.723 | Distributed from 923 Generation And Fuel | 2013
9802 | 2022 | MA | Chocksett Rd Energy Storage Project | 60959 | BA1 |  | OP | BA | MWH | 2 | 0.002 | 35 | 125.999 | 15 | 53.9996 | Distributed from 923 Generation And Fuel | 2017
9803 | 2022 | MA | Citizens Agawam Landfill Solar | 61596 | PV1 |  | OP | PV | SUN | 1.8 | 0.189 | 2987 | 10753.114 | 1581 | 5691.5545 | Distributed from 923 Generation And Fuel | 2017
9804 | 2022 | MA | Clark Road Solar 1, LLC | 64664 | 10604 |  | OP | PV | SUN | 5 | 0.106 | 4628 | 16660.6667 | 2450 | 8819.9294 | Distributed from 923 Generation And Fuel | 2020
9805 | 2022 | MA | Clark Road Solar 1, LLC | 64664 | 10605 |  | OP | BA | MWH | 3.3 | -0.003 | -83 | -298.7976 | -36 | -129.599 | Distributed from 923 Generation And Fuel | 2021
9806 | 2022 | MA | Clark University | 10408 | GEN2 |  | OP | IC | NG | 2 | 0.462 | 8103 | 29170.5666 | 4053 | 14590.6833 | Distributed from 923 Generation And Fuel | 2013
9807 | 2022 | MA | Cleary Flood Hybrid | 1682 | 9A |  | OP | CT | NG | 23 | 0.028 | 5657 | 20365.0371 | 5089 | 18320.2534 | EIA-923 Generator File | 1976
9808 | 2022 | MA | Cleary Flood Hybrid | 1682 | BS1 |  | OP | BA | MWH | 3 | -0.005 | -144 | -518.3959 | -62 | -223.1982 | Distributed from 923 Generation And Fuel | 2020
9809 | 2022 | MA | Cleary Flood Hybrid | 1682 | CA9 | 1 | OP | CA | NG | 95 | 0.023 | 18983 | 68338.2533 | 17510 | 63035.4957 | EIA-923 Generator File | 1975
9810 | 2022 | MA | Cobble Mountain | 1630 | 1 |  | OP | HY | WAT | 13 | 0.025 | 2861.182 | 10300.1728 | 802.848 | 2890.2297 | Distributed from 923 Generation And Fuel | 1930
9811 | 2022 | MA | Cobble Mountain | 1630 | 2 |  | OP | HY | WAT | 7 | 0.025 | 1540.636 | 5546.2452 | 432.303 | 1556.2783 | Distributed from 923 Generation And Fuel | 1930
9812 | 2022 | MA | Cobble Mountain | 1630 | 3 |  | OP | HY | WAT | 13 | 0.025 | 2861.182 | 10300.1728 | 802.848 | 2890.2297 | Distributed from 923 Generation And Fuel | 1930
9813 | 2022 | MA | Cohasse Solar, LLC CSG | 63573 | COHAS |  | OP | PV | SUN | 1 | 0.186 | 1632 | 5875.153 | 864 | 3110.3751 | Distributed from 923 Generation And Fuel | 2017
9814 | 2022 | MA | Collins Facility | 52166 | 1 |  | OP | HY | WAT | 0.6 | 0.473 | 2486.5 | 8951.3284 | 698 | 2512.7799 | Distributed from 923 Generation And Fuel | 1985
9815 | 2022 | MA | Collins Facility | 52166 | 2 |  | OP | HY | WAT | 0.6 | 0.473 | 2486.5 | 8951.3284 | 698 | 2512.7799 | Distributed from 923 Generation And Fuel | 1985
9816 | 2022 | MA | Concord Solar Farm | 59768 | CMLP |  | OP | PV | SUN | 1.5 | 0.165 | 2165 | 7793.9376 | 1146 | 4125.567 | Distributed from 923 Generation And Fuel | 2014
9817 | 2022 | MA | CoreSite - Somerville | 66151 | CST00 |  | OP | FC | NG | 3.6 | 1.052 | 33169 | 119407.4447 | 16590 | 59723.5222 | Distributed from 923 Generation And Fuel | 2020
9818 | 2022 | MA | Cosgrove Intake and Power Station | 10825 | UNI1 |  | OP | HY | WAT | 1.6 | 0.055 | 770.5 | 2773.7778 | 216 | 777.5938 | Distributed from 923 Generation And Fuel | 1969
9819 | 2022 | MA | Cosgrove Intake and Power Station | 10825 | UNI2 |  | OP | HY | WAT | 1.6 | 0.055 | 770.5 | 2773.7778 | 216 | 777.5938 | Distributed from 923 Generation And Fuel | 1969
9820 | 2022 | MA | Cottage Street Solar Facility | 58568 | PV-3 |  | OP | PV | SUN | 3.2 | 0.183 | 5129 | 18464.2523 | 2575 | 9269.9258 | Distributed from 923 Generation And Fuel | 2014
9821 | 2022 | MA | Covanta Haverhill | 50661 | GEN1 | 2 | OP | ST | MSW | 46 | 0.868 | 349571 | 1258445.5324 | 150617 | 542216.8623 | EIA-923 Generator File | 1989
9822 | 2022 | MA | Cranberry Highway Solar LLC | 65174 | BA1 |  | OP | BA | MWH | 2 | 0.002 | 43 | 154.7988 | 18 | 64.7995 | Distributed from 923 Generation And Fuel | 2021
9823 | 2022 | MA | Cranberry Highway Solar LLC | 65174 | PV1 |  | OP | PV | SUN | 2.2 | 0.168 | 3243 | 11674.7066 | 1717 | 6181.1506 | Distributed from 923 Generation And Fuel | 2021
9824 | 2022 | MA | Cranberry Solar | 63697 | 13440 |  | OP | PV | SUN | 1 | 0.201 | 1761 | 6339.5493 | 932 | 3355.1732 | Distributed from 923 Generation And Fuel | 2016
9825 | 2022 | MA | Cronin Road Solar 1, LLC CSG Hybrid | 63011 | BESS |  | OP | BA | MWH | 1.5 | 0.002 | 30 | 107.9991 | 13 | 46.7996 | Distributed from 923 Generation And Fuel | 2020
9826 | 2022 | MA | Cronin Road Solar 1, LLC CSG Hybrid | 63011 | CRONI |  | OP | PV | SUN | 1.5 | 0.261 | 3423 | 12322.7014 | 1812 | 6523.1478 | Distributed from 923 Generation And Fuel | 2020
9827 | 2022 | MA | Curtis Hill Solar CSG | 60851 | PV1 |  | OP | PV | SUN | 2 | 0.208 | 3649 | 13136.2949 | 1932 | 6955.1444 | Distributed from 923 Generation And Fuel | 2016
9828 | 2022 | MA | Cycz Solar Project CSG Hybrid | 63472 | BATT |  | OP | BA | MWH | 1.3 | -0.004 | -43 | -154.7988 | -18 | -64.7995 | Distributed from 923 Generation And Fuel | 2020
9829 | 2022 | MA | Cycz Solar Project CSG Hybrid | 63472 | CYCZ |  | OP | PV | SUN | 2 | 0.177 | 3102 | 11167.1107 | 1642 | 5911.1527 | Distributed from 923 Generation And Fuel | 2020
9830 | 2022 | MA | Dartmouth | 58682 | PV1 |  | OP | PV | SUN | 6.3 | 0.089 | 4917 | 17701.0584 | 2603 | 9370.725 | Distributed from 923 Generation And Fuel | 2014
9831 | 2022 | MA | Dartmouth Farms Solar | 65636 | 2132 |  | OP | PV | SUN | 2 | 0.099 | 1732.558 | 6237.1589 | 917.209 | 3301.926 | Distributed from 923 Generation And Fuel | 2017
9832 | 2022 | MA | Dartmouth Farms Solar | 65636 | 5138 |  | OP | PV | SUN | 2.3 | 0.099 | 1992.442 | 7172.7338 | 1054.791 | 3797.2172 | Distributed from 923 Generation And Fuel | 2020
9833 | 2022 | MA | Dartmouth II Solar | 57838 | D2MA |  | OP | PV | SUN | 2 | 0.101 | 1766 | 6357.5491 | 935 | 3365.9731 | Distributed from 923 Generation And Fuel | 2012
9834 | 2022 | MA | Dartmouth Landfill | 59131 | 57449 |  | OP | PV | SUN | 1.1 | 0.161 | 1548 | 5572.7554 | 820 | 2951.9764 | Distributed from 923 Generation And Fuel | 2013
9835 | 2022 | MA | Dartmouth Power Associates LP | 52026 | GEN1 |  | OP | CT | NG | 41.9 | 0.126 | 46324 | 166765.0659 | 40523 | 145881.6329 | EIA-923 Generator File | 1992
9836 | 2022 | MA | Dartmouth Power Associates LP | 52026 | GEN2 | 1 | OP | CA | NG | 32.2 | 0 | 0 | 0 | 0 | 0 | EIA-923 Generator File | 1992
9837 | 2022 | MA | Dartmouth Power Associates LP | 52026 | GEN3 |  | OP | GT | NG | 23.3 | 0.069 | 14146 | 50925.1926 | 6960 | 25055.7996 | Distributed from 923 Generation And Fuel | 2009
9838 | 2022 | MA | Dartmouth Solar | 57473 | DSMA |  | OP | PV | SUN | 1.6 | 0.155 | 2169 | 7808.3375 | 1148 | 4132.7669 | Distributed from 923 Generation And Fuel | 2011
9839 | 2022 | MA | DDR Shoppers World | 60754 | PV1 |  | OP | PV | SUN | 1.3 | 0.132 | 1508 | 5428.7566 | 798 | 2872.777 | Distributed from 923 Generation And Fuel | 2017
9840 | 2022 | MA | Deer Island Treatment Plant | 10823 | G101 |  | SB | GT | DFO | 26 | 0.001 | 315 | 1133.9909 | 197 | 709.1943 | Distributed from 923 Generation And Fuel | 1995
9841 | 2022 | MA | Deer Island Treatment Plant | 10823 | G201 |  | SB | GT | DFO | 26 | 0.001 | 315 | 1133.9909 | 197 | 709.1943 | Distributed from 923 Generation And Fuel | 1995
9842 | 2022 | MA | Deer Island Treatment Plant | 10823 | H101 |  | OP | HY | WAT | 1 | 0.293 | 2570.5 | 9253.726 | 823.5 | 2964.5763 | Distributed from 923 Generation And Fuel | 2001
9843 | 2022 | MA | Deer Island Treatment Plant | 10823 | H201 |  | OP | HY | WAT | 1 | 0.293 | 2570.5 | 9253.726 | 823.5 | 2964.5763 | Distributed from 923 Generation And Fuel | 2001
9844 | 2022 | MA | Deer Island Treatment Plant | 10823 | PV101 |  | OP | PV | SUN | 0.1 | 0.906 | 794 | 2858.3771 | 454 | 1634.3869 | Distributed from 923 Generation And Fuel | 2008
9845 | 2022 | MA | Deer Island Treatment Plant | 10823 | S101 | 2 | OP | ST | OBG | 17.5 | 0.181 | 27712.9 | 99765.6419 | 12238.49 | 44058.2115 | EIA-923 Generator File | 1998
9846 | 2022 | MA | Deer Island Treatment Plant | 10823 | WT101 |  | OP | WT | WND | 0.6 | 0.117 | 615.5 | 2215.7823 | 119.5 | 430.1966 | Distributed from 923 Generation And Fuel | 2009
9847 | 2022 | MA | Deer Island Treatment Plant | 10823 | WT102 |  | OP | WT | WND | 0.6 | 0.117 | 615.5 | 2215.7823 | 119.5 | 430.1966 | Distributed from 923 Generation And Fuel | 2009
9848 | 2022 | MA | Deerfield 2 | 6047 | GEN1 |  | OP | HY | WAT | 1.6 | 0.664 | 9302.667 | 33489.3333 | 2610.667 | 9398.326 | Distributed from 923 Generation And Fuel | 1913
9849 | 2022 | MA | Deerfield 2 | 6047 | GEN2 |  | OP | HY | WAT | 1.6 | 0.664 | 9302.667 | 33489.3333 | 2610.667 | 9398.326 | Distributed from 923 Generation And Fuel | 1913
9850 | 2022 | MA | Deerfield 2 | 6047 | GEN3 |  | OP | HY | WAT | 1.6 | 0.664 | 9302.667 | 33489.3333 | 2610.667 | 9398.326 | Distributed from 923 Generation And Fuel | 1913
9851 | 2022 | MA | Deerfield 3 | 6083 | GEN1 |  | OP | HY | WAT | 1.6 | 0.579 | 8109.333 | 29193.3653 | 2276 | 8193.5345 | Distributed from 923 Generation And Fuel | 1912
9852 | 2022 | MA | Deerfield 3 | 6083 | GEN2 |  | OP | HY | WAT | 1.6 | 0.579 | 8109.333 | 29193.3653 | 2276 | 8193.5345 | Distributed from 923 Generation And Fuel | 1912
9853 | 2022 | MA | Deerfield 3 | 6083 | GEN3 |  | OP | HY | WAT | 1.6 | 0.579 | 8109.333 | 29193.3653 | 2276 | 8193.5345 | Distributed from 923 Generation And Fuel | 1912
9854 | 2022 | MA | Deerfield 4 | 6119 | GEN1 |  | OP | HY | WAT | 1.6 | 0.446 | 6251 | 22503.42 | 1754.333 | 6315.5483 | Distributed from 923 Generation And Fuel | 1912
9855 | 2022 | MA | Deerfield 4 | 6119 | GEN2 |  | OP | HY | WAT | 1.6 | 0.446 | 6251 | 22503.42 | 1754.333 | 6315.5483 | Distributed from 923 Generation And Fuel | 1912
9856 | 2022 | MA | Deerfield 4 | 6119 | GEN3 |  | OP | HY | WAT | 1.6 | 0.446 | 6251 | 22503.42 | 1754.333 | 6315.5483 | Distributed from 923 Generation And Fuel | 1912
9857 | 2022 | MA | Deerfield 5 | 1620 | GEN1 |  | OP | HY | WAT | 17.5 | 0.283 | 43454 | 156433.1485 | 12195 | 43901.6488 | Distributed from 923 Generation And Fuel | 1974
9858 | 2022 | MA | Deerfield CSG Solar | 60775 | PV1 |  | OP | PV | SUN | 4.5 | 0.167 | 6598 | 23752.61 | 3493 | 12574.6994 | Distributed from 923 Generation And Fuel | 2017
9859 | 2022 | MA | Dennis Landfill | 59082 | DEN1 |  | OP | PV | SUN | 5 | 0.161 | 7068 | 25444.5964 | 3742 | 13471.0922 | Distributed from 923 Generation And Fuel | 2014
9860 | 2022 | MA | Depot Hill Solar CSG | 60852 | PV1 |  | OP | PV | SUN | 2 | 0.211 | 3696 | 13305.4936 | 1957 | 7045.1436 | Distributed from 923 Generation And Fuel | 2016
9861 | 2022 | MA | Dept of Corrections NCCI Wind | 58992 | WND-1 |  | OP | WT | WND | 1.7 | 0.227 | 3377 | 12157.1027 | 1054.5 | 3796.1696 | Distributed from 923 Generation And Fuel | 2013
9862 | 2022 | MA | Dept of Corrections NCCI Wind | 58992 | WND-2 |  | OP | WT | WND | 1.7 | 0.227 | 3377 | 12157.1027 | 1054.5 | 3796.1696 | Distributed from 923 Generation And Fuel | 2013
9863 | 2022 | MA | Devens | 59358 | MA2 |  | OP | PV | SUN | 3 | 0.186 | 4888 | 17596.6592 | 2588 | 9316.7255 | Distributed from 923 Generation And Fuel | 2014
9864 | 2022 | MA | DG Crystal Spring CSG | 61555 | SPRIN |  | OP | PV | SUN | 4.2 | 0.188 | 6926 | 24933.4005 | 3667 | 13201.0944 | Distributed from 923 Generation And Fuel | 2017
9865 | 2022 | MA | DG Dighton LLC CSG | 61634 | DIGHT |  | OP | PV | SUN | 3.1 | 0.22 | 5975 | 21509.8279 | 3163 | 11386.7089 | Distributed from 923 Generation And Fuel | 2017
9866 | 2022 | MA | DG Foxborough Elm CSG | 61590 | FOXEL |  | OP | PV | SUN | 2 | 0.193 | 3374 | 12146.3028 | 1786 | 6429.5486 | Distributed from 923 Generation And Fuel | 2017
9867 | 2022 | MA | DG Haverhill CSG | 61550 | HAVER |  | OP | PV | SUN | 3 | 0.21 | 5516 | 19857.4411 | 2920 | 10511.9159 | Distributed from 923 Generation And Fuel | 2017
9868 | 2022 | MA | DG Tufts Knoll LLC CSG | 61635 | KNOLL |  | OP | PV | SUN | 2 | 0.171 | 3000 | 10799.9136 | 1588 | 5716.7543 | Distributed from 923 Generation And Fuel | 2017
9869 | 2022 | MA | DG Tufts Science LLC CSG | 61633 | SCIEN |  | OP | PV | SUN | 1 | 0.174 | 1521 | 5475.5562 | 805 | 2897.9768 | Distributed from 923 Generation And Fuel | 2017
9870 | 2022 | MA | DG Webster LLC CSG | 61636 | WEBST |  | OP | PV | SUN | 1.3 | 0.199 | 2263 | 8146.7348 | 1198 | 4312.7655 | Distributed from 923 Generation And Fuel | 2017
9871 | 2022 | MA | Dighton Power Plant | 55026 | UNT1 | 1 | OP | CS | NG | 200 | 0.145 | 253990 | 914356.6851 | 228558 | 822802.2176 | EIA-923 Generator File | 1999
9872 | 2022 | MA | Dorchester Solar Site | 57265 | 1 |  | OP | PV | SUN | 1 | 0.127 | 1109 | 3992.3681 | 587 | 2113.1831 | Distributed from 923 Generation And Fuel | 2012
9873 | 2022 | MA | Doreen | 1631 | DORE |  | RE | GT | KER | 21.1 | 0 | 0 | 0 | 0 | 0 | Distributed from 923 Generation And Fuel | 1969 | 2022
9874 | 2022 | MA | Douglas Solar | 57934 | DOMA |  | OP | PV | SUN | 2 | 0.198 | 3477 | 12517.0999 | 1841 | 6627.547 | Distributed from 923 Generation And Fuel | 2012
9875 | 2022 | MA | Dover | 64587 | 1 |  | OP | PV | SUN | 1 | 0.204 | 1786 | 6429.5486 | 946 | 3405.5728 | Distributed from 923 Generation And Fuel | 2017
9876 | 2022 | MA | Dresser Hill CSG | 64437 | DRH |  | OP | PV | SUN | 3.7 | 0.193 | 6261 | 22539.4197 | 3315 | 11933.9045 | Distributed from 923 Generation And Fuel | 2021
9877 | 2022 | MA | Dudley | 64572 | 1 |  | OP | PV | SUN | 3 | 0.323 | 8480 | 30527.7558 | 4489 | 16160.2707 | Distributed from 923 Generation And Fuel | 2018
9878 | 2022 | MA | Dudley River 2 Solar, LLC CSG | 63570 | DUD2 |  | OP | PV | SUN | 1 | 0.201 | 1763 | 6346.7492 | 933 | 3358.7731 | Distributed from 923 Generation And Fuel | 2017
9879 | 2022 | MA | Dudley River 3 Solar, LLC CSG | 63569 | DUD3 |  | OP | PV | SUN | 1 | 0.209 | 1831 | 6591.5473 | 969 | 3488.3721 | Distributed from 923 Generation And Fuel | 2017
9880 | 2022 | MA | Dudley River Solar, LLC CSG | 63571 | DUD1 |  | OP | PV | SUN | 1 | 0.144 | 1264 | 4550.3636 | 669 | 2408.3807 | Distributed from 923 Generation And Fuel | 2017
9881 | 2022 | MA | Dudley Solar CSG | 62201 | 02419 |  | OP | PV | SUN | 1.9 | 0.18 | 2997 | 10789.1137 | 1587 | 5713.1543 | Distributed from 923 Generation And Fuel | 2017
9882 | 2022 | MA | Dunstable Solar 1, LLC | 64696 | DUBLN |  | OP | BA | MWH | 4.5 | -0.003 | -104 | -374.397 | -44 | -158.3987 | Distributed from 923 Generation And Fuel | 2021
9883 | 2022 | MA | Dunstable Solar 1, LLC | 64696 | DUNST |  | OP | PV | SUN | 4.5 | 0.269 | 10602 | 38166.8947 | 5613 | 20206.6383 | Distributed from 923 Generation And Fuel | 2021
9884 | 2022 | MA | Dwight | 6378 | DW2 |  | OP | HY | WAT | 0.4 | 0.5 | 1750.667 | 6302.3508 | 491.333 | 1768.7846 | Distributed from 923 Generation And Fuel | 1920
9885 | 2022 | MA | Dwight | 6378 | DW3 |  | OP | HY | WAT | 0.4 | 0.5 | 1750.667 | 6302.3508 | 491.333 | 1768.7846 | Distributed from 923 Generation And Fuel | 1920
9886 | 2022 | MA | Dwight | 6378 | DW4 |  | OP | HY | WAT | 0.4 | 0.5 | 1750.667 | 6302.3508 | 491.333 | 1768.7846 | Distributed from 923 Generation And Fuel | 1920
9887 | 2022 | MA | Dynamic - Walpole | 62324 | WAL01 |  | OP | PV | SUN | 2 | 0.173 | 3030 | 10907.9127 | 1604 | 5774.3538 | Distributed from 923 Generation And Fuel | 2017
9888 | 2022 | MA | East Acres Solar NG, LLC | 61755 | EA |  | OP | PV | SUN | 5.8 | 0.109 | 5545 | 19961.8403 | 2936 | 10569.5154 | Distributed from 923 Generation And Fuel | 2017
9889 | 2022 | MA | East Bridgewater Solar | 62197 | EBRID |  | OP | PV | SUN | 2.3 | 0.171 | 3444 | 12398.3008 | 1823 | 6562.7475 | Distributed from 923 Generation And Fuel | 2017
9890 | 2022 | MA | East Brookfield Adams Road Solar LLC CSG | 64129 | EBARB |  | OP | BA | MWH | 3.1 | -0.001 | -31 | -111.5991 | -13 | -46.7996 | Distributed from 923 Generation And Fuel | 2021
9891 | 2022 | MA | East Brookfield Adams Road Solar LLC CSG | 64129 | EBARS |  | OP | PV | SUN | 5 | 0.192 | 8392 | 30210.9583 | 4443 | 15994.672 | Distributed from 923 Generation And Fuel | 2021
9892 | 2022 | MA | East Brookfield Main Street Solar LLC CSG | 63887 | EBMSS |  | OP | PV | SUN | 1 | 0.203 | 1780 | 6407.9487 | 942 | 3391.1729 | Distributed from 923 Generation And Fuel | 2020
9893 | 2022 | MA | East Longmeadow Solar PV | 62059 | LG400 |  | OP | PV | SUN | 5 | 0.206 | 9011 | 32439.3405 | 4770 | 17171.8626 | Distributed from 923 Generation And Fuel | 2019
9894 | 2022 | MA | East Springfield Solar PV | 62093 | REC34 |  | OP | PV | SUN | 1.4 | 0.17 | 2087 | 7513.1399 | 1105 | 3977.9682 | Distributed from 923 Generation And Fuel | 2018
9895 | 2022 | MA | Easthampton CSG | 63953 | EASTP |  | OP | PV | SUN | 2.5 | 0.173 | 3788 | 13636.6909 | 2005 | 7217.9423 | Distributed from 923 Generation And Fuel | 2020
9896 | 2022 | MA | Easthampton Landfill-City of Easthampton | 58272 | 1 |  | OP | PV | SUN | 1.9 | 0.175 | 2907 | 10465.1163 | 1539 | 5540.3557 | Distributed from 923 Generation And Fuel | 2012
9897 | 2022 | MA | Easton Landfill | 59134 | 57449 |  | OP | PV | SUN | 1.6 | 0.178 | 2494 | 8978.3282 | 1320 | 4751.962 | Distributed from 923 Generation And Fuel | 2013
9898 | 2022 | MA | EBZ Solar | 59032 | 0031 |  | OP | PV | SUN | 2.5 | 0.183 | 4002 | 14407.0847 | 2119 | 7628.339 | Distributed from 923 Generation And Fuel | 2013
9899 | 2022 | MA | EDF Lancaster | 59140 | INV-1 |  | OP | PV | SUN | 4.5 | 0.169 | 6680 | 24047.8076 | 3536 | 12729.4982 | Distributed from 923 Generation And Fuel | 2014
9900 | 2022 | MA | Electric Avenue Lunenburg Solar 1 | 66076 | 20409 |  | OP | PV | SUN | 1 | 0.221 | 1933 | 6958.7443 | 1023 | 3682.7705 | Distributed from 923 Generation And Fuel | 2021
9901 | 2022 | MA | Electric Avenue Lunenburg Solar 1 | 66076 | 20410 |  | OP | BA | MWH | 1 | 0 | 0 | 0 | 0 | 0 | Distributed from 923 Generation And Fuel | 2022
9902 | 2022 | MA | Elm Street | 64419 | ELM |  | OP | PV | SUN | 2.8 | 0.32 | 7857 | 28284.9737 | 4159 | 14972.2802 | Distributed from 923 Generation And Fuel | 2020
9903 | 2022 | MA | Emerald Marshfields, LLC | 66427 | EMAR1 |  | OP | PV | SUN | 1.9 | 0.149 | 2482 | 8935.1285 | 0 | 0 | Distributed from 923 Generation And Fuel | 2022
9904 | 2022 | MA | ENGIE 2019 ProjectCo-MA1, LLC | 65175 | PV1 |  | OP | PV | SUN | 4.5 | 0.166 | 6527 | 23497.012 | 3455 | 12437.9005 | Distributed from 923 Generation And Fuel | 2021
9905 | 2022 | MA | Equinix - Billerica | 65209 | EQX53 |  | OP | FC | NG | 1.9 | 0.961 | 16000 | 57599.5392 | 8002 | 28806.9695 | Distributed from 923 Generation And Fuel | 2021
9906 | 2022 | MA | Equity Industrial Turbines | 60865 | WT1 |  | OP | WT | WND | 4 | 0.188 | 6572 | 23659.0107 | 2286 | 8229.5342 | Distributed from 923 Generation And Fuel | 2012
9907 | 2022 | MA | Erving CSG | 63950 | ERVIN |  | OP | PV | SUN | 1 | 0.183 | 1607 | 5785.1537 | 851 | 3063.5755 | Distributed from 923 Generation And Fuel | 2020
9908 | 2022 | MA | Erving Paper Mills | 54228 | 2 | 1 | OP | ST | NG | 0.6 | 0.477 | 2506.48 | 9023.2558 | 974.85 | 3509.4319 | EIA-923 Generator File | 2013
9909 | 2022 | MA | Erving Paper Mills | 54228 | 3 |  | OP | GT | NG | 5.6 | 0.818 | 40110 | 144394.8448 | 16767 | 60360.7171 | Distributed from 923 Generation And Fuel | 2015
9910 | 2022 | MA | Essential Power Massachusetts LLC | 1642 | GT-1 |  | RE | GT | NG | 60 | 0.001 | 489.635 | 1762.6719 | 49.051 | 176.5822 | Distributed from 923 Generation And Fuel | 2002 | 2022
9911 | 2022 | MA | Essential Power Massachusetts LLC | 1642 | GT-2 |  | RE | GT | NG | 60 | 0.001 | 489.635 | 1762.6719 | 49.051 | 176.5822 | Distributed from 923 Generation And Fuel | 2002 | 2022
9912 | 2022 | MA | Essential Power Massachusetts LLC | 1642 | WS10 |  | RE | GT | KER | 17 | 0.001 | 138.73 | 499.424 | 13.898 | 50.0324 | Distributed from 923 Generation And Fuel | 1968 | 2022
9913 | 2022 | MA | Exelon Framingham LLC | 1586 | GT1 |  | OP | GT | DFO | 14.2 | 0.002 | 305 | 1097.9912 | 21.333 | 76.7982 | Distributed from 923 Generation And Fuel | 1970
9914 | 2022 | MA | Exelon Framingham LLC | 1586 | GT2 |  | OP | GT | DFO | 14.2 | 0.002 | 305 | 1097.9912 | 21.333 | 76.7982 | Distributed from 923 Generation And Fuel | 1969
9915 | 2022 | MA | Exelon Framingham LLC | 1586 | GT3 |  | OP | GT | DFO | 14.2 | 0.002 | 305 | 1097.9912 | 21.333 | 76.7982 | Distributed from 923 Generation And Fuel | 1969
9916 | 2022 | MA | Exelon Medway LLC | 1592 | GT1 |  | OP | GT | DFO | 45 | 0.002 | 954.333 | 3435.5713 | 67 | 241.1981 | Distributed from 923 Generation And Fuel | 1970
9917 | 2022 | MA | Exelon Medway LLC | 1592 | GT2 |  | OP | GT | DFO | 45 | 0.002 | 954.333 | 3435.5713 | 67 | 241.1981 | Distributed from 923 Generation And Fuel | 1971
9918 | 2022 | MA | Exelon Medway LLC | 1592 | GT3 |  | OP | GT | DFO | 45 | 0.002 | 954.333 | 3435.5713 | 67 | 241.1981 | Distributed from 923 Generation And Fuel | 1970
9919 | 2022 | MA | Exelon West Medway II LLC | 59882 | 4 |  | OP | GT | NG | 131.8 | 0.101 | 116101 | 417960.2563 | 73292 | 263849.0892 | Distributed from 923 Generation And Fuel | 2019
9920 | 2022 | MA | Exelon West Medway II LLC | 59882 | 5 |  | OP | GT | NG | 131.8 | 0.101 | 116101 | 417960.2563 | 73292 | 263849.0892 | Distributed from 923 Generation And Fuel | 2019
9921 | 2022 | MA | Fairhaven C CSG | 60423 | FCPV |  | OP | PV | SUN | 1.6 | 0.214 | 2994 | 10778.3138 | 1585 | 5705.9544 | Distributed from 923 Generation And Fuel | 2017
9922 | 2022 | MA | Fairhaven E | 65279 | FHS |  | OP | PV | SUN | 2 | 0.203 | 3558 | 12808.6975 | 1884 | 6782.3457 | Distributed from 923 Generation And Fuel | 2021
9923 | 2022 | MA | Fairhaven MA 2 | 64705 | FHAF |  | OP | PV | SUN | 2.9 | 0.203 | 5151 | 18543.4517 | 2727 | 9817.1215 | Distributed from 923 Generation And Fuel | 2021
9924 | 2022 | MA | Fairhaven Wind | 59725 | FHWTG |  | OP | WT | WND | 3 | 0.143 | 3764 | 13550.2916 | 1309 | 4712.3623 | Distributed from 923 Generation And Fuel | 2012
9925 | 2022 | MA | Fairview Farms Solar | 58974 | PV1 |  | OP | PV | SUN | 2 | 0.174 | 3057 | 11005.112 | 1618 | 5824.7534 | Distributed from 923 Generation And Fuel | 2014
9926 | 2022 | MA | Fall River Solar CSG | 60738 | PV1 |  | OP | PV | SUN | 2 | 0.156 | 2725 | 9809.9215 | 1443 | 5194.7584 | Distributed from 923 Generation And Fuel | 2013
9927 | 2022 | MA | Falmouth Landfill Solar | 61562 | FAL1 |  | OP | PV | SUN | 3 | 0.182 | 4792 | 17251.062 | 2537 | 9133.1269 | Distributed from 923 Generation And Fuel | 2017
9928 | 2022 | MA | Farley Road Community Solar | 61294 | 02419 |  | OP | PV | SUN | 1.9 | 0.099 | 1646 | 5925.5526 | 871 | 3135.5749 | Distributed from 923 Generation And Fuel | 2017
9929 | 2022 | MA | Faunce Corner Community Solar | 65669 | FCBA |  | OP | BA | MWH | 1 | 0 | 0 | 0 | 0 | 0 | Distributed from 923 Generation And Fuel | 2022
9930 | 2022 | MA | Faunce Corner Community Solar | 65669 | FCPV |  | OP | PV | SUN | 1 | 0 | 0 | 0 | 0 | 0 | Distributed from 923 Generation And Fuel | 2022
9931 | 2022 | MA | Federal Road Solar 1, LLC CSG | 60065 | FEDRD |  | OP | PV | SUN | 4.4 | 0.197 | 7602 | 27366.9811 | 4024 | 14486.2841 | Distributed from 923 Generation And Fuel | 2015
9932 | 2022 | MA | Fife Brook | 8004 | GEN1 |  | OP | HY | WAT | 11.2 | 0.253 | 24799 | 89275.6858 | 6960 | 25055.7996 | Distributed from 923 Generation And Fuel | 1974
9933 | 2022 | MA | Fisher Road Solar | 60075 | SYFRS |  | OP | PV | SUN | 4.6 | 0.201 | 8089 | 29120.167 | 4282 | 15415.0767 | Distributed from 923 Generation And Fuel | 2015
9934 | 2022 | MA | Fitchburg Gas Recovery | 56527 | GEN1 |  | OP | IC | LFG | 1.6 | 0.827 | 11589.667 | 41722.4674 | 4959.667 | 17854.6584 | Distributed from 923 Generation And Fuel | 2007
9935 | 2022 | MA | Fitchburg Gas Recovery | 56527 | GEN2 |  | OP | IC | LFG | 1.6 | 0.827 | 11589.667 | 41722.4674 | 4959.667 | 17854.6584 | Distributed from 923 Generation And Fuel | 2007
9936 | 2022 | MA | Fitchburg Gas Recovery | 56527 | GEN3 |  | OP | IC | LFG | 1.6 | 0.827 | 11589.667 | 41722.4674 | 4959.667 | 17854.6584 | Distributed from 923 Generation And Fuel | 2009
9937 | 2022 | MA | Fitchburg Renewables | 64045 | 4648 |  | OP | PV | SUN | 4 | 0.197 | 6919 | 24908.2007 | 3663 | 13186.6945 | Distributed from 923 Generation And Fuel | 2020
9938 | 2022 | MA | Fore River Generating Station | 55317 | GT11 |  | OP | CT | NG | 278.6 | 0.462 | 1128319 | 4061915.9047 | 590867 | 2127104.1832 | EIA-923 Generator File | 2003
9939 | 2022 | MA | Fore River Generating Station | 55317 | GT12 |  | OP | CT | NG | 278.6 | 0.481 | 1172742 | 4221837.4253 | 592497 | 2132972.1362 | EIA-923 Generator File | 2003
9940 | 2022 | MA | Fore River Generating Station | 55317 | ST15 | 2 | OP | CA | NG | 315 | 0.397 | 1095120 | 3942400.4608 | 593930 | 2138130.895 | EIA-923 Generator File | 2003
9941 | 2022 | MA | Framingham State University Plant | 59717 | ACPV |  | OP | PV | SUN | 0.7 | 0.012 | 75.6 | 272.1578 | 43.4 | 156.2388 | Distributed from 923 Generation And Fuel | 2011
9942 | 2022 | MA | Framingham State University Plant | 59717 | CCPV |  | OP | PV | SUN | 0.3 | 0.012 | 32.4 | 116.6391 | 18.6 | 66.9595 | Distributed from 923 Generation And Fuel | 2011
9943 | 2022 | MA | Framingham State University Plant | 59717 | HA |  | SB | IC | DFO | 0.4 | 0.001 | 3.167 | 11.4011 | 0.667 | 2.4012 | Distributed from 923 Generation And Fuel | 2007
9944 | 2022 | MA | Framingham State University Plant | 59717 | LIB |  | SB | IC | DFO | 0.3 | 0.001 | 2.375 | 8.5499 | 0.5 | 1.8 | Distributed from 923 Generation And Fuel | 2005
9945 | 2022 | MA | Framingham State University Plant | 59717 | MSC2 |  | SB | IC | DFO | 0.2 | 0.001 | 1.583 | 5.6988 | 0.333 | 1.1988 | Distributed from 923 Generation And Fuel | 2015
9946 | 2022 | MA | Framingham State University Plant | 59717 | NORTH |  | SB | IC | DFO | 0.2 | 0.001 | 1.583 | 5.6988 | 0.333 | 1.1988 | Distributed from 923 Generation And Fuel | 2011
9947 | 2022 | MA | Framingham State University Plant | 59717 | OC |  | SB | IC | DFO | 0.1 | 0.001 | 0.792 | 2.8512 | 0.167 | 0.6012 | Distributed from 923 Generation And Fuel | 2003
9948 | 2022 | MA | Framingham State University Plant | 59717 | PP |  | SB | IC | DFO | 0.4 | 0.001 | 3.167 | 11.4011 | 0.667 | 2.4012 | Distributed from 923 Generation And Fuel | 2009
9949 | 2022 | MA | Framingham State University Plant | 59717 | TOW1 |  | SB | IC | DFO | 0.2 | 0.001 | 1.583 | 5.6988 | 0.333 | 1.1988 | Distributed from 923 Generation And Fuel | 2004 | 2023
9950 | 2022 | MA | Framingham State University Plant | 59717 | TOW2 |  | SB | IC | DFO | 0.4 | 0.001 | 3.167 | 11.4011 | 0.667 | 2.4012 | Distributed from 923 Generation And Fuel | 2013
9951 | 2022 | MA | Framingham State University Plant | 59717 | WEST |  | SB | IC | DFO | 0.2 | 0.001 | 1.583 | 5.6988 | 0.333 | 1.1988 | Distributed from 923 Generation And Fuel | 2016
9952 | 2022 | MA | Franklin 1 | 59178 | KRS04 |  | OP | PV | SUN | 3 | 0.138 | 3625 | 13049.8956 | 1919 | 6908.3447 | Distributed from 923 Generation And Fuel | 2013
9953 | 2022 | MA | Franklin 2 | 59179 | KRS05 |  | OP | PV | SUN | 4 | 0.157 | 5502 | 19807.0415 | 2913 | 10486.7161 | Distributed from 923 Generation And Fuel | 2013
9954 | 2022 | MA | Freetown Solar | 58283 | 1 |  | OP | PV | SUN | 4.5 | 0.177 | 6974 | 25106.1992 | 3692 | 13291.0937 | Distributed from 923 Generation And Fuel | 2015
9955 | 2022 | MA | French King Solar LLC | 66585 | 07152 |  | OP | PV | SUN | 5 | 0 | 0 | 0 | 0 | 0 | Distributed from 923 Generation And Fuel | 2022
9956 | 2022 | MA | Front Street | 7396 | 1 |  | OP | IC | DFO | 2.7 | 0.02 | 481.667 | 1733.9873 | 33.667 | 121.2002 | Distributed from 923 Generation And Fuel | 1978
9957 | 2022 | MA | Front Street | 7396 | 2 |  | OP | IC | DFO | 2.7 | 0.02 | 481.667 | 1733.9873 | 33.667 | 121.2002 | Distributed from 923 Generation And Fuel | 1978
9958 | 2022 | MA | Front Street | 7396 | 3 |  | OP | IC | DFO | 2.7 | 0.02 | 481.667 | 1733.9873 | 33.667 | 121.2002 | Distributed from 923 Generation And Fuel | 1978
9959 | 2022 | MA | Future Generation Wind | 59622 | FGMA |  | OP | WT | WND | 8 | 0.205 | 14378 | 51760.3859 | 5001 | 18003.456 | Distributed from 923 Generation And Fuel | 2016
9960 | 2022 | MA | Gardner - Otter River Road | 62870 | 79711 |  | OP | PV | SUN | 2.5 | 0.193 | 4216 | 15177.4786 | 2232 | 8035.1357 | Distributed from 923 Generation And Fuel | 2019
9961 | 2022 | MA | Gardner Solar 1 | 58937 | GRDN1 |  | OP | PV | SUN | 2 | 0.181 | 3168 | 11404.7088 | 1677 | 6037.1517 | Distributed from 923 Generation And Fuel | 2014
9962 | 2022 | MA | Gardners Falls | 1634 | GF2 |  | OA | HY | WAT | 0.4 | 0.233 | 817.6 | 2943.3365 | 229.486 | 826.143 | Distributed from 923 Generation And Fuel | 1964
9963 | 2022 | MA | Gardners Falls | 1634 | GF3 |  | OP | HY | WAT | 0.9 | 0.233 | 1839.6 | 6622.507 | 516.343 | 1858.8199 | Distributed from 923 Generation And Fuel | 1914
9964 | 2022 | MA | Gardners Falls | 1634 | GF4 |  | OP | HY | WAT | 0.9 | 0.233 | 1839.6 | 6622.507 | 516.343 | 1858.8199 | Distributed from 923 Generation And Fuel | 1914
9965 | 2022 | MA | Gardners Falls | 1634 | GF5 |  | OP | HY | WAT | 1.3 | 0.233 | 2657.2 | 9565.8435 | 745.829 | 2684.9629 | Distributed from 923 Generation And Fuel | 1925
9966 | 2022 | MA | GELD Solar Farm | 61539 | GELD |  | OP | PV | SUN | 2.3 | 0.163 | 3276 | 11793.5057 | 1734 | 6242.3501 | Distributed from 923 Generation And Fuel | 2016
9967 | 2022 | MA | General Electric Aircraft Engines | 10029 | PV |  | OP | PV | SUN | 2.1 | 0.133 | 2441 | 8787.5297 | 1433 | 5158.7587 | Distributed from 923 Generation And Fuel | 2017
9968 | 2022 | MA | Gillette SBMC | 54225 | CTG3 |  | OP | GT | NG | 7.2 | 0.886 | 55852 | 201065.5915 | 24582 | 88494.492 | Distributed from 923 Generation And Fuel | 2011
9969 | 2022 | MA | Gillette SBMC | 54225 | DG |  | SB | IC | DFO | 0.5 | 0 | 0 | 0 | 0 | 0 | Distributed from 923 Generation And Fuel | 1991
9970 | 2022 | MA | Gillette SBMC | 54225 | DG2 |  | SB | IC | DFO | 0.5 | 0 | 0 | 0 | 0 | 0 | Distributed from 923 Generation And Fuel | 1997
9971 | 2022 | MA | Gillette SBMC | 54225 | DG3 |  | SB | IC | DFO | 1 | 0 | 0 | 0 | 0 | 0 | Distributed from 923 Generation And Fuel | 2000
9972 | 2022 | MA | Gillette SBMC | 54225 | TG2 | 2 | OP | ST | NG | 5 | 0.311 | 13616 | 49017.2079 | 8624 | 31046.1516 | EIA-923 Generator File | 1971
9973 | 2022 | MA | Golden Hills Solar | 61315 | 02196 |  | OP | PV | SUN | 4.7 | 0.196 | 8055 | 28997.768 | 4264 | 15350.2772 | Distributed from 923 Generation And Fuel | 2017
9974 | 2022 | MA | Goose Pond Solar | 62992 | GPNOR |  | OP | PV | SUN | 2 | 0.205 | 3588 | 12916.6967 | 1899.5 | 6838.1453 | Distributed from 923 Generation And Fuel | 2020
9975 | 2022 | MA | Goose Pond Solar | 62992 | GPSOU |  | OP | PV | SUN | 2 | 0.205 | 3588 | 12916.6967 | 1899.5 | 6838.1453 | Distributed from 923 Generation And Fuel | 2020
9976 | 2022 | MA | Grafton PV | 61341 | MSBW1 |  | OP | PV | SUN | 2.7 | 0.197 | 4652 | 16747.066 | 2463 | 8866.7291 | Distributed from 923 Generation And Fuel | 2016
9977 | 2022 | MA | Grafton Solar | 59394 | KRS03 |  | OP | PV | SUN | 1.5 | 0.129 | 1689 | 6080.3514 | 894 | 3218.3743 | Distributed from 923 Generation And Fuel | 2013
9978 | 2022 | MA | Granby LFG | 59815 | GLFG1 |  | OP | IC | LFG | 3.2 | 0.113 | 3155 | 11357.9091 | 1350 | 4859.9611 | Distributed from 923 Generation And Fuel | 2001
9979 | 2022 | MA | Granby Solar, LLC CSG | 63338 | 4787 |  | OP | PV | SUN | 3 | 0.212 | 5579 | 20084.2393 | 2954 | 10634.3149 | Distributed from 923 Generation And Fuel | 2021
9980 | 2022 | MA | Granby Solar, LLC CSG | 63338 | 4788 |  | OP | BA | MWH | 2 | 0 | 0 | 0 | 0 | 0 | Distributed from 923 Generation And Fuel | 2022
9981 | 2022 | MA | Greater New Bedford LFG Utiliz. Facility | 61702 | 11052 |  | OP | IC | LFG | 3.3 | 0.732 | 21160 | 76175.3906 | 9055 | 32597.7392 | Distributed from 923 Generation And Fuel | 2005
9982 | 2022 | MA | Green Meadows | 58097 | 1 |  | OP | PV | SUN | 3.5 | 0.117 | 3601 | 12963.4963 | 1906 | 6861.5451 | Distributed from 923 Generation And Fuel | 2014
9983 | 2022 | MA | Greenfield Solar PV | 62063 | LG400 |  | OP | PV | SUN | 2 | 0.183 | 3202 | 11527.1078 | 1695 | 6101.9512 | Distributed from 923 Generation And Fuel | 2019
9984 | 2022 | MA | Griffin Road Solar 2 | 65719 | 4809 |  | OP | PV | SUN | 1.4 | 0.194 | 2385 | 8585.9313 | 1263 | 4546.7636 | Distributed from 923 Generation And Fuel | 2020
9985 | 2022 | MA | Griffin Road Solar, LLC CSG | 62198 | 2639 |  | OP | PV | SUN | 2 | 0.191 | 3350 | 12059.9035 | 1773 | 6382.7489 | Distributed from 923 Generation And Fuel | 2018
9986 | 2022 | MA | Groveland Solar | 57989 | GSMA |  | OP | PV | SUN | 3.2 | 0.172 | 4825 | 17369.861 | 2554 | 9194.3264 | Distributed from 923 Generation And Fuel | 2012
9987 | 2022 | MA | GRS Fall River | 55589 | 3 |  | OP | GT | LFG | 5.3 | 0.003 | 121 | 435.5965 | 52 | 187.1985 | Distributed from 923 Generation And Fuel | 2000
9988 | 2022 | MA | GSPP Boxborough Littleton (MA) | 62890 | BOXBR |  | OP | PV | SUN | 4 | 0.175 | 6144 | 22118.2231 | 3253 | 11710.7063 | Distributed from 923 Generation And Fuel | 2019
9989 | 2022 | MA | GSPP Devens, LLC | 62824 | DEVEN |  | OP | PV | SUN | 2.2 | 0.159 | 3069 | 11048.3116 | 1625 | 5849.9532 | Distributed from 923 Generation And Fuel | 2019
9990 | 2022 | MA | GSPP Raynham TMLP, LLC CSG | 62826 | RAYN |  | OP | PV | SUN | 2.3 | 0.192 | 3866 | 13917.4887 | 2047 | 7369.141 | Distributed from 923 Generation And Fuel | 2019
9991 | 2022 | MA | GSPP Terrawatt Westfield LLC CSG | 62825 | WESTF |  | OP | PV | SUN | 3.6 | 0.205 | 6469 | 23288.2137 | 3425 | 12329.9014 | Distributed from 923 Generation And Fuel | 2019
9992 | 2022 | MA | Hadley 2 Solar, LLC CSG | 62196 | 2368 |  | OP | PV | SUN | 1.9 | 0.185 | 3078 | 11080.7114 | 1629 | 5864.3531 | Distributed from 923 Generation And Fuel | 2016
9993 | 2022 | MA | Hadley 3 Solar (North) | 64231 | 3093 |  | OP | PV | SUN | 3.9 | 0.074 | 2535 | 9125.927 | 1342 | 4831.1614 | Distributed from 923 Generation And Fuel | 2019
9994 | 2022 | MA | Hadley 3 Solar (South) | 64232 | 6554 |  | OP | PV | SUN | 2 | 0.2 | 3511 | 12639.4989 | 1859 | 6692.3465 | Distributed from 923 Generation And Fuel | 2019
9995 | 2022 | MA | Hadley Falls | 1605 | 1 |  | OP | HY | WAT | 17.6 | 0.561 | 86430.228 | 311146.3316 | 24256.91 | 87324.1774 | Distributed from 923 Generation And Fuel | 1952
9996 | 2022 | MA | Hadley Falls | 1605 | 2 |  | OP | HY | WAT | 15.8 | 0.561 | 77590.772 | 279324.5446 | 21776.09 | 78393.2969 | Distributed from 923 Generation And Fuel | 1983
9997 | 2022 | MA | Hadley Solar NG, LLC | 59484 | PV1 |  | OP | PV | SUN | 2.7 | 0.16 | 3777 | 13597.0912 | 2000 | 7199.9424 | Distributed from 923 Generation And Fuel | 2014
9998 | 2022 | MA | Halifax Solar | 65083 | PV1 |  | OP | PV | SUN | 2.5 | 0.186 | 4070 | 14651.8828 | 2155 | 7757.9379 | Distributed from 923 Generation And Fuel | 2015
9999 | 2022 | MA | Hampden | 60494 | 1 |  | OP | PV | SUN | 3.2 | 0.157 | 4413 | 15886.6729 | 2336 | 8409.5327 | Distributed from 923 Generation And Fuel | 2015
10000 | 2022 | MA | Hampden Solar PV | 62073 | LG390 |  | OP | PV | SUN | 3.5 | 0.207 | 6337 | 22813.0175 | 3355 | 12077.9034 | Distributed from 923 Generation And Fuel | 2019
10001 | 2022 | MA | Hampshire College Hybrid | 60815 | BA1 |  | OP | BA | MWH | 0.5 | -0.002 | -8 | -28.7998 | -3.5 | -12.5999 | Distributed from 923 Generation And Fuel | 2017
10002 | 2022 | MA | Hampshire College Hybrid | 60815 | BA2 |  | OP | BA | MWH | 0.5 | -0.002 | -8 | -28.7998 | -3.5 | -12.5999 | Distributed from 923 Generation And Fuel | 2017
10003 | 2022 | MA | Hampshire College Hybrid | 60815 | PV1 |  | OP | PV | SUN | 1.7 | 0.194 | 2885.5 | 10387.7169 | 1527.5 | 5498.956 | Distributed from 923 Generation And Fuel | 2017
10004 | 2022 | MA | Hampshire College Hybrid | 60815 | PV2 |  | OP | PV | SUN | 1.7 | 0.194 | 2885.5 | 10387.7169 | 1527.5 | 5498.956 | Distributed from 923 Generation And Fuel | 2017
10005 | 2022 | MA | Happy Hollow CSG Hybrid | 62652 | HHESS |  | OP | BA | MWH | 3.3 | 0 | 0 | 0 | 0 | 0 | Distributed from 923 Generation And Fuel | 2019
10006 | 2022 | MA | Happy Hollow CSG Hybrid | 62652 | HHPV |  | OP | PV | SUN | 5 | 0.197 | 8633 | 31078.5514 | 4570 | 16451.8684 | Distributed from 923 Generation And Fuel | 2019
10007 | 2022 | MA | Harbor Road Solar 1 | 66077 | 27582 |  | OP | PV | SUN | 2 | 0.165 | 2898 | 10432.7165 | 1534 | 5522.3558 | Distributed from 923 Generation And Fuel | 2021
10008 | 2022 | MA | Hardwick-Athol & Eagle Hill | 60458 | HAEH |  | OP | PV | SUN | 2.8 | 0.164 | 4013 | 14446.6844 | 2124 | 7646.3388 | Distributed from 923 Generation And Fuel | 2015
10009 | 2022 | MA | Harwich Landfill | 59078 | HAR1 |  | OP | PV | SUN | 4 | 0.167 | 5865 | 21113.8311 | 3105 | 11177.9106 | Distributed from 923 Generation And Fuel | 2014
10010 | 2022 | MA | Hatfield Renewables Community Solar | 61299 | 02599 |  | OP | PV | SUN | 1.9 | 0.187 | 3110 | 11195.9104 | 1646 | 5925.5526 | Distributed from 923 Generation And Fuel | 2017
10011 | 2022 | MA | Hatfield Solar PV | 62091 | LG395 |  | OP | PV | SUN | 3.6 | 0.187 | 5902 | 21247.03 | 3124 | 11246.31 | Distributed from 923 Generation And Fuel | 2018
10012 | 2022 | MA | Haverhill Solar Power Project | 57269 | 1 |  | OP | PV | SUN | 1 | 0.12 | 1048 | 3772.7698 | 555 | 1997.984 | Distributed from 923 Generation And Fuel | 2010
10013 | 2022 | MA | Hewlett-Packard (HP) - Andover, MA | 60099 | PV1 |  | OP | PV | SUN | 1.7 | 0.123 | 1830 | 6587.9473 | 969 | 3488.3721 | Distributed from 923 Generation And Fuel | 2017
10014 | 2022 | MA | High Street Station | 1670 | 1 |  | OP | IC | NG | 1.2 | 0.002 | 24.55 | 88.3793 | 9.358 | 33.6885 | Distributed from 923 Generation And Fuel | 1986
10015 | 2022 | MA | High Street Station | 1670 | 10 |  | OP | IC | NG | 1.2 | 0.002 | 24.55 | 88.3793 | 9.358 | 33.6885 | Distributed from 923 Generation And Fuel | 1984
10016 | 2022 | MA | High Street Station | 1670 | 11 |  | OP | IC | NG | 1.2 | 0.002 | 24.55 | 88.3793 | 9.358 | 33.6885 | Distributed from 923 Generation And Fuel | 1982
10017 | 2022 | MA | High Street Station | 1670 | 12 |  | OP | IC | NG | 1.2 | 0.002 | 24.55 | 88.3793 | 9.358 | 33.6885 | Distributed from 923 Generation And Fuel | 1983
10018 | 2022 | MA | High Street Station | 1670 | 2 |  | OP | IC | NG | 1.3 | 0.002 | 26.596 | 95.7448 | 10.138 | 36.4965 | Distributed from 923 Generation And Fuel | 1954
10019 | 2022 | MA | High Street Station | 1670 | 6 |  | OP | IC | NG | 1.1 | 0.002 | 22.505 | 81.0174 | 8.578 | 30.8806 | Distributed from 923 Generation And Fuel | 1951
10020 | 2022 | MA | High Street Station | 1670 | 7 |  | OP | IC | DFO | 1.3 | 0.002 | 26.596 | 95.7448 | 10.138 | 36.4965 | Distributed from 923 Generation And Fuel | 1956
10021 | 2022 | MA | High Street Station | 1670 | 8 |  | SB | IC | DFO | 1.1 | 0.002 | 22.505 | 81.0174 | 8.578 | 30.8806 | Distributed from 923 Generation And Fuel | 1960
10022 | 2022 | MA | High Street Station | 1670 | 9 |  | OP | IC | NG | 1.3 | 0.002 | 26.596 | 95.7448 | 10.138 | 36.4965 | Distributed from 923 Generation And Fuel | 1961
10023 | 2022 | MA | Hinsdale Solar PV | 62064 | LG400 |  | OP | PV | SUN | 2 | 0.176 | 3080 | 11087.9113 | 1631 | 5871.553 | Distributed from 923 Generation And Fuel | 2019
10024 | 2022 | MA | Holiday Hill Community Wind | 62897 | HHCW1 |  | OP | WT | WND | 5 | 0.265 | 11611 | 41799.2656 | 4039 | 14540.2837 | Distributed from 923 Generation And Fuel | 2019
10025 | 2022 | MA | Holliston LLC | 65184 | 674 |  | OP | PV | SUN | 1.5 | 0.159 | 2095 | 7541.9397 | 1109 | 3992.3681 | Distributed from 923 Generation And Fuel | 2020
10026 | 2022 | MA | Holliston Solar CSG | 60731 | PV1 |  | OP | PV | SUN | 1 | 0.196 | 1716 | 6177.5506 | 908 | 3268.7738 | Distributed from 923 Generation And Fuel | 2015
10027 | 2022 | MA | Holyoke Solar Cooperative at Mueller | 57931 | PV1 |  | OP | PV | SUN | 2.7 | 0.178 | 4203 | 15130.679 | 2225 | 8009.9359 | Distributed from 923 Generation And Fuel | 2011
10028 | 2022 | MA | Hopkinton CSG | 62760 | WT |  | OP | PV | SUN | 2 | 0.163 | 2848 | 10252.718 | 1508 | 5428.7566 | Distributed from 923 Generation And Fuel | 2019
10029 | 2022 | MA | Hudson | 64110 | CPMA6 |  | OP | PV | SUN | 5 | 0.14 | 6115 | 22013.8239 | 3237 | 11653.1068 | Distributed from 923 Generation And Fuel | 2017
10030 | 2022 | MA | Hull Wind II | 56800 | HW2 |  | OP | WT | WND | 1.8 | 0.145 | 2283 | 8218.7343 | 794 | 2858.3771 | Distributed from 923 Generation And Fuel | 2006
10031 | 2022 | MA | Hunt Farm Solar | 59820 | HUNTF |  | OP | PV | SUN | 3 | 0.144 | 3796 | 13665.4907 | 2010 | 7235.9421 | Distributed from 923 Generation And Fuel | 2013
10032 | 2022 | MA | Hunt Road Solar | 59927 | PV1 |  | OP | PV | SUN | 4.5 | 0.201 | 7940 | 28583.7713 | 4203 | 15130.679 | Distributed from 923 Generation And Fuel | 2016
10033 | 2022 | MA | Hurteau Solar Project Hybrid | 63468 | BATT |  | OP | BA | MWH | 1.3 | -0.001 | -17 | -61.1995 | -7 | -25.1998 | Distributed from 923 Generation And Fuel | 2020
10034 | 2022 | MA | Hurteau Solar Project Hybrid | 63468 | HURTU |  | OP | PV | SUN | 2 | 0.182 | 3183 | 11458.7083 | 1685 | 6065.9515 | Distributed from 923 Generation And Fuel | 2020
10035 | 2022 | MA | Huxley Solar | 66180 | HUXBA |  | OP | BA | MWH | 5 | 0 | 0 | 0 | 0 | 0 | Distributed from 923 Generation And Fuel | 2022
10036 | 2022 | MA | Huxley Solar | 66180 | HUXPV |  | OP | PV | SUN | 5 | 0.002 | 71 | 255.598 | 0 | 0 | Distributed from 923 Generation And Fuel | 2022
10037 | 2022 | MA | Incom Solar, LLC CSG | 63563 | INCOM |  | OP | PV | SUN | 2 | 0.215 | 3763 | 13546.6916 | 1992 | 7171.1426 | Distributed from 923 Generation And Fuel | 2017
10038 | 2022 | MA | Indian Hill Solar LLC | 59362 | PV1 |  | OP | PV | SUN | 1 | 0.173 | 1517 | 5461.1563 | 803 | 2890.7769 | Distributed from 923 Generation And Fuel | 2014
10039 | 2022 | MA | Indian Orchard | 6379 | IO3 |  | OP | HY | WAT | 1.5 | 0.221 | 2904.73 | 10456.9443 | 815.27 | 2934.9485 | Distributed from 923 Generation And Fuel | 1928
10040 | 2022 | MA | Indian Orchard | 6379 | IO4 |  | OP | HY | WAT | 2.2 | 0.221 | 4260.27 | 15336.8493 | 1195.73 | 4304.5936 | Distributed from 923 Generation And Fuel | 1928
10041 | 2022 | MA | Indian Orchard Plant 1 | 10417 | TG |  | OP | ST | NG | 5.7 | 0.303 | 15123 | 54442.3645 | 7871 | 28335.3733 | EIA-923 Generator File | 1985
10042 | 2022 | MA | Indian Orchard PV Facility | 57674 | 1 |  | OP | PV | SUN | 1.9 | 0.168 | 2791 | 10047.5196 | 1478 | 5320.7574 | Distributed from 923 Generation And Fuel | 2011
10043 | 2022 | MA | Indian River Hydro | 65294 | 1 |  | OP | HY | WAT | 0.7 | 0.239 | 1467.5 | 5282.9577 | 412 | 1483.1881 | Distributed from 923 Generation And Fuel | 1909
10044 | 2022 | MA | Indian River Hydro | 65294 | 2 |  | OP | HY | WAT | 0.7 | 0.239 | 1467.5 | 5282.9577 | 412 | 1483.1881 | Distributed from 923 Generation And Fuel | 1909
10045 | 2022 | MA | Integrys MA Solar, LLC - Ashburnham Site | 58934 | ASH-R |  | OP | PV | SUN | 2.6 | 0.146 | 3316.345 | 11938.7465 | 1755.448 | 6319.5622 | Distributed from 923 Generation And Fuel | 2013
10046 | 2022 | MA | Integrys MA Solar, LLC - Ashburnham Site | 58934 | ASH10 |  | OP | PV | SUN | 0.3 | 0.146 | 382.655 | 1377.547 | 202.552 | 729.1814 | Distributed from 923 Generation And Fuel | 2013
10047 | 2022 | MA | International Paper Woronoco Mill | 50166 | GEN1 |  | OP | HY | WAT | 0.5 | 0.232 | 1016.25 | 3658.4707 | 285.179 | 1026.6362 | Distributed from 923 Generation And Fuel | 1916
10048 | 2022 | MA | International Paper Woronoco Mill | 50166 | GEN2 |  | OP | HY | WAT | 1.8 | 0.232 | 3658.5 | 13170.4946 | 1026.643 | 3695.8852 | Distributed from 923 Generation And Fuel | 1913
10049 | 2022 | MA | International Paper Woronoco Mill | 50166 | GEN2A |  | OP | HY | WAT | 0.5 | 0.232 | 1016.25 | 3658.4707 | 285.179 | 1026.6362 | Distributed from 923 Generation And Fuel | 1916
10050 | 2022 | MA | Ipswich Wind Turbine | 57855 | 1 |  | OP | WT | WND | 1.6 | 0.267 | 3747 | 13489.0921 | 1303 | 4690.7625 | Distributed from 923 Generation And Fuel | 2011
10051 | 2022 | MA | Iron Horse Solar 4, LLC | 60799 | PV1 |  | OP | PV | SUN | 4.5 | 0.204 | 8027 | 28896.9688 | 4249 | 15296.2776 | Distributed from 923 Generation And Fuel | 2017
10052 | 2022 | MA | Iron Horse Solar I CSG | 60855 | DOW |  | OP | PV | SUN | 2.9 | 0.182 | 4627 | 16657.0667 | 2450 | 8819.9294 | Distributed from 923 Generation And Fuel | 2016
10053 | 2022 | MA | ISM Solar Dighton 2, LLC CSG | 63562 | DIGHT |  | OP | PV | SUN | 2 | 0.226 | 3958 | 14248.686 | 2095 | 7541.9397 | Distributed from 923 Generation And Fuel | 2017
10054 | 2022 | MA | IXYS - Beverly | 64382 | EG1 |  | OP | IC | DFO | 0.6 | 0.001 | 4 | 14.3999 | 1.778 | 6.4007 | Distributed from 923 Generation And Fuel | 1997
10055 | 2022 | MA | IXYS - Beverly | 64382 | NG1 |  | OP | IC | NG | 0.7 | 0.001 | 4.667 | 16.8011 | 2.074 | 7.4663 | Distributed from 923 Generation And Fuel | 2019
10056 | 2022 | MA | IXYS - Beverly | 64382 | NG2 |  | OP | IC | NG | 0.7 | 0.001 | 4.667 | 16.8011 | 2.074 | 7.4663 | Distributed from 923 Generation And Fuel | 2019
10057 | 2022 | MA | IXYS - Beverly | 64382 | NG3 |  | OP | IC | NG | 0.7 | 0.001 | 4.667 | 16.8011 | 2.074 | 7.4663 | Distributed from 923 Generation And Fuel | 2019
10058 | 2022 | MA | JH Solar, LLC CSG | 63564 | JHSOL |  | OP | PV | SUN | 1 | 0.189 | 1656 | 5961.5523 | 877 | 3157.1747 | Distributed from 923 Generation And Fuel | 2017
10059 | 2022 | MA | Jiminy Peak Wind QF | 62570 | 32651 |  | OP | WT | WND | 1.5 | 0 | 1 | 3.6 | 0 | 0 | Distributed from 923 Generation And Fuel | 2007
10060 | 2022 | MA | Joe Jenny | 64573 | 1 |  | OP | PV | SUN | 1 | 0.274 | 2401 | 8643.5309 | 1271 | 4575.5634 | Distributed from 923 Generation And Fuel | 2018
10061 | 2022 | MA | Katama Farm | 59079 | KAT1 |  | OP | PV | SUN | 1 | 0.164 | 1437 | 5173.1586 | 761 | 2739.5781 | Distributed from 923 Generation And Fuel | 2014
10062 | 2022 | MA | Kearsarge Acushnet | 65690 | ACUSH |  | OP | PV | SUN | 1.9 | 0.213 | 3537 | 12733.0981 | 1872 | 6739.1461 | Distributed from 923 Generation And Fuel | 2020
10063 | 2022 | MA | Kearsarge Amesbury Hybrid | 63398 | AMBAT |  | OP | BA | MWH | 1.6 | -0.01 | -134 | -482.3961 | -57 | -205.1984 | Distributed from 923 Generation And Fuel | 2019
10064 | 2022 | MA | Kearsarge Amesbury Hybrid | 63398 | AMES |  | OP | PV | SUN | 3.3 | 0.202 | 5846 | 21045.4316 | 3095 | 11141.9109 | Distributed from 923 Generation And Fuel | 2019
10065 | 2022 | MA | Kearsarge Bellingham PV | 61373 | BELL |  | OP | PV | SUN | 2.9 | 0.203 | 5166 | 18597.4512 | 2735 | 9845.9212 | Distributed from 923 Generation And Fuel | 2016
10066 | 2022 | MA | Kearsarge Concord II | 61814 | CII |  | OP | PV | SUN | 4.5 | 0.185 | 7284 | 26222.1902 | 3856 | 13881.4889 | Distributed from 923 Generation And Fuel | 2017
10067 | 2022 | MA | Kearsarge GB | 62550 | GB123 |  | OP | PV | SUN | 1.9 | 0.203 | 3371 | 12135.5029 | 1785 | 6425.9486 | Distributed from 923 Generation And Fuel | 2018
10068 | 2022 | MA | Kearsarge Gill | 62911 | GILL |  | OP | PV | SUN | 2 | 0.191 | 3355 | 12077.9034 | 1776 | 6393.5489 | Distributed from 923 Generation And Fuel | 2018
10069 | 2022 | MA | Kearsarge Granby | 61815 | KSG1 |  | OP | PV | SUN | 0.5 | 0.182 | 798 | 2872.777 | 422.4 | 1520.6278 | Distributed from 923 Generation And Fuel | 2017
10070 | 2022 | MA | Kearsarge Granby | 61815 | KSG2 |  | OP | PV | SUN | 0.5 | 0.182 | 798 | 2872.777 | 422.4 | 1520.6278 | Distributed from 923 Generation And Fuel | 2017
10071 | 2022 | MA | Kearsarge Granby | 61815 | KSG5 |  | OP | PV | SUN | 0.5 | 0.182 | 798 | 2872.777 | 422.4 | 1520.6278 | Distributed from 923 Generation And Fuel | 2017
10072 | 2022 | MA | Kearsarge Granby | 61815 | KSG6 |  | OP | PV | SUN | 0.5 | 0.182 | 798 | 2872.777 | 422.4 | 1520.6278 | Distributed from 923 Generation And Fuel | 2017
10073 | 2022 | MA | Kearsarge Granby | 61815 | KSG7 |  | OP | PV | SUN | 0.5 | 0.182 | 798 | 2872.777 | 422.4 | 1520.6278 | Distributed from 923 Generation And Fuel | 2017
10074 | 2022 | MA | Kearsarge Haverhill | 64618 | HABAT |  | OP | BA | MWH | 2 | -0.015 | -271 | -975.5922 | -116 | -417.5967 | Distributed from 923 Generation And Fuel | 2021
10075 | 2022 | MA | Kearsarge Haverhill | 64618 | HAV |  | OP | PV | SUN | 2.8 | 0.19 | 4650 | 16739.8661 | 2462 | 8863.1291 | Distributed from 923 Generation And Fuel | 2021
10076 | 2022 | MA | Kearsarge Ludlow LLC | 65688 | LUD |  | OP | PV | SUN | 3.7 | 0.19 | 6170 | 22211.8223 | 3266 | 11757.5059 | Distributed from 923 Generation And Fuel | 2020
10077 | 2022 | MA | Kearsarge Montague | 62557 | MONTA |  | OP | PV | SUN | 4 | 0.213 | 7459 | 26852.1852 | 3949 | 14216.2863 | Distributed from 923 Generation And Fuel | 2018
10078 | 2022 | MA | Kearsarge Montague BD(CSG) | 64620 | MBBAT |  | OP | BA | MWH | 1.3 | -0.014 | -161 | -579.5954 | -69 | -248.398 | Distributed from 923 Generation And Fuel | 2021
10079 | 2022 | MA | Kearsarge Montague BD(CSG) | 64620 | MBD |  | OP | PV | SUN | 2.5 | 0.171 | 3754 | 13514.2919 | 1987 | 7153.1428 | Distributed from 923 Generation And Fuel | 2021
10080 | 2022 | MA | Kearsarge Southwick LLC | 60867 | SOU |  | OP | PV | SUN | 3.3 | 0.216 | 6239 | 22460.2203 | 3303 | 11890.7049 | Distributed from 923 Generation And Fuel | 2015
10081 | 2022 | MA | Kearsarge Uxbridge | 62552 | UX680 |  | OP | PV | SUN | 1.9 | 0.208 | 3455 | 12437.9005 | 1829 | 6584.3473 | Distributed from 923 Generation And Fuel | 2018
10082 | 2022 | MA | Kearsarge William Way | 64617 | BWBAT |  | OP | BA | MWH | 2.6 | -0.011 | -257 | -925.1926 | -110 | -395.9968 | Distributed from 923 Generation And Fuel | 2021
10083 | 2022 | MA | Kearsarge William Way | 64617 | BWW |  | OP | PV | SUN | 4.4 | 0.202 | 7802 | 28086.9753 | 4130 | 14867.8811 | Distributed from 923 Generation And Fuel | 2021
10084 | 2022 | MA | Kearsarge Wilmington | 62559 | WILM1 |  | OP | PV | SUN | 1.6 | 0.164 | 2293 | 8254.734 | 1214 | 4370.365 | Distributed from 923 Generation And Fuel | 2017
10085 | 2022 | MA | Kendall Square Station | 1595 | 3 | 4 | OP | CA | NG | 27.2 | 0.591 | 140936 | 507365.5411 | 45373 | 163341.4933 | EIA-923 Generator File | 1958
10086 | 2022 | MA | Kendall Square Station | 1595 | GEN4 |  | OP | CT | NG | 186.2 | 0.68 | 1109406 | 3993829.6494 | 350752 | 1262697.0984 | EIA-923 Generator File | 2002
10087 | 2022 | MA | Kendall Square Station | 1595 | JET1 |  | OP | GT | DFO | 21.3 | 0.003 | 638 | 2296.7816 | 94 | 338.3973 | Distributed from 923 Generation And Fuel | 1970
10088 | 2022 | MA | Kenmare - Mansfield Branch Street | 64137 | GEN1 |  | OP | PV | SUN | 1.5 | 0.171 | 2245 | 8081.9353 | 1188 | 4276.7658 | Distributed from 923 Generation And Fuel | 2017
10089 | 2022 | MA | Kingston Wind Independence | 59022 | 1 |  | RE | WT | WND | 2 |  | GENYRONL: 2012; GENYRRET: 2022
10090 | 2022 | MA | KS Solar Six LLC | 59468 | HUBB |  | OP | PV | SUN | 2 | 0.177 | 3098 | 11152.7108 | 1640 | 5903.9528 | Distributed from 923 Generation And Fuel | 2013
10091 | 2022 | MA | Lakeville Solar | 63672 | LV |  | OP | PV | SUN | 2.7 | 0.166 | 3932 | 14155.0868 | 2082 | 7495.14 | Distributed from 923 Generation And Fuel | 2018
10092 | 2022 | MA | Lane Ave Solar LLC | 63041 | HANRA |  | OP | PV | SUN | 1.5 | 0.183 | 2409 | 8672.3306 | 1275 | 4589.9633 | Distributed from 923 Generation And Fuel | 2021
10093 | 2022 | MA | Lawrence Hydroelectric Associates | 50545 | GEN1 |  | OP | HY | WAT | 7.4 | 0.508 | 32916.5 | 118498.452 | 9238 | 33256.5339 | Distributed from 923 Generation And Fuel | 1981
10094 | 2022 | MA | Lawrence Hydroelectric Associates | 50545 | GEN2 |  | OP | HY | WAT | 7.4 | 0.508 | 32916.5 | 118498.452 | 9238 | 33256.5339 | Distributed from 923 Generation And Fuel | 1981
10095 | 2022 | MA | Ledeaux Solar, LLC CSG | 63572 | LEDEA |  | OP | PV | SUN | 1 | 0.176 | 1540 | 5543.9556 | 815 | 2933.9765 | Distributed from 923 Generation And Fuel | 2017
10096 | 2022 | MA | Lee Site 31 Solar | 62265 | LG370 |  | OP | PV | SUN | 1.9 | 0.15 | 2497 | 8989.1281 | 1322 | 4759.1619 | Distributed from 923 Generation And Fuel | 2018
10097 | 2022 | MA | Leicester One MA Solar LLC | 58282 | 1 |  | OP | PV | SUN | 4.8 | 0.145 | 6109 | 21992.2241 | 3234 | 11642.3069 | Distributed from 923 Generation And Fuel | 2015
10098 | 2022 | MA | Leominster | 60073 | SNLEO |  | OP | PV | SUN | 2 | 0.185 | 3246 | 11685.5065 | 1718 | 6184.7505 | Distributed from 923 Generation And Fuel | 2015
10099 | 2022 | MA | Leominster (MA)-South Street-R&D | 59745 | 1 |  | OP | PV | SUN | 2.9 | 0.144 | 3655 | 13157.8947 | 1935 | 6965.9443 | Distributed from 923 Generation And Fuel | 2013
10100 | 2022 | MA | Lepomis PV Energy LLC | 59085 | INV-1 |  | OP | PV | SUN | 4.5 | 0.197 | 7765 | 27953.7764 | 4111 | 14799.4816 | Distributed from 923 Generation And Fuel | 2014
10101 | 2022 | MA | Long Plain Solar | 65716 | 3779 |  | OP | PV | SUN | 2 | 0.212 | 3722 | 13399.0928 | 1970 | 7091.9433 | Distributed from 923 Generation And Fuel | 2019
10102 | 2022 | MA | Lowell Solar Landfill | 59873 | PV |  | OP | PV | SUN | 1.3 | 0.111 | 1263 | 4546.7636 | 669 | 2408.3807 | Distributed from 923 Generation And Fuel | 2013
10103 | 2022 | MA | Ludlow Landfill | 59135 | 57449 |  | OP | PV | SUN | 2.3 | 0.166 | 3335 | 12005.904 | 1766 | 6357.5491 | Distributed from 923 Generation And Fuel | 2013
10104 | 2022 | MA | Ludlow Site 72 - Conti | 62097 | LG390 |  | OP | PV | SUN | 1.9 | 0.157 | 2620 | 9431.9245 | 1387 | 4993.1601 | Distributed from 923 Generation And Fuel | 2018
10105 | 2022 | MA | M Street Jet | 10176 | NO.6 |  | OP | GT | KER | 69 | 0.001 | 385 | 1385.9889 | 27 | 97.1992 | Distributed from 923 Generation And Fuel | 1979
10106 | 2022 | MA | MA Blackstone | 66474 | 18170 |  | OP | PV | SUN | 4.2 | 0.055 | 2008 | 7228.7422 | 1318 | 4744.762 | Distributed from 923 Generation And Fuel | 2022
10107 | 2022 | MA | MA Blackstone | 66474 | B8170 |  | OP | BA | MWH | 3 | 0 | -11 | -39.5997 | -5 | -17.9999 | Distributed from 923 Generation And Fuel | 2022
10108 | 2022 | MA | MA Military Reservation Wind Project | 57253 | 1 |  | OP | WT | WND | 1.5 | 0.242 | 3179.333 | 11445.5072 | 1106 | 3981.5681 | Distributed from 923 Generation And Fuel | 2009
10109 | 2022 | MA | MA Military Reservation Wind Project | 57253 | 2 |  | OP | WT | WND | 1.5 | 0.242 | 3179.333 | 11445.5072 | 1106 | 3981.5681 | Distributed from 923 Generation And Fuel | 2011
10110 | 2022 | MA | MA Military Reservation Wind Project | 57253 | 3 |  | OP | WT | WND | 1.5 | 0.242 | 3179.333 | 11445.5072 | 1106 | 3981.5681 | Distributed from 923 Generation And Fuel | 2011
10111 | 2022 | MA | MA Solar Storage 1 Hybrid | 61730 | 61730 |  | OP | BA | MWH | 1 | -0.003 | -26 | -93.5993 | -11 | -39.5997 | Distributed from 923 Generation And Fuel | 2018
10112 | 2022 | MA | MA Solar Storage 1 Hybrid | 61730 | SCSS1 |  | OP | PV | SUN | 1.1 | 0.149 | 1435 | 5165.9587 | 760 | 2735.9781 | Distributed from 923 Generation And Fuel | 2018
10113 | 2022 | MA | Manheim New England | 66417 | GRND |  | OP | PV | SUN | 2.5 | 0.172 | 3757 | 13525.0918 | 1989 | 7160.3427 | Distributed from 923 Generation And Fuel | 2012
10114 | 2022 | MA | Maple(CSG) | 64731 | M2 |  | OP | BA | MWH | 2.3 | 0 | -1 | -3.6 | 0 | 0 | Distributed from 923 Generation And Fuel | 2021
10115 | 2022 | MA | Maple(CSG) | 64731 | MAPLE |  | OP | PV | SUN | 4 | 0.091 | 3174 | 11426.3086 | 1680 | 6047.9516 | Distributed from 923 Generation And Fuel | 2021
10116 | 2022 | MA | Marshfield PV | 58410 | SO032 |  | OP | PV | SUN | 3 | 0.185 | 4859 | 17492.2601 | 2572 | 9259.1259 | Distributed from 923 Generation And Fuel | 2013
10117 | 2022 | MA | Mashpee Landfill Solar | 59980 | MASH |  | OP | PV | SUN | 1.5 | 0.18 | 2359 | 8492.3321 | 1249 | 4496.364 | Distributed from 923 Generation And Fuel | 2014
10118 | 2022 | MA | Mass Inst Tech Cntrl Utilities/Cogen Plt | 54907 | GT200 |  | OP | GT | NG | 21.7 | 0.551 | 104829 | 377381.3809 | 52356.5 | 188481.8921 | Distributed from 923 Generation And Fuel | 2021
10119 | 2022 | MA | Mass Inst Tech Cntrl Utilities/Cogen Plt | 54907 | GT300 |  | OP | GT | NG | 21.7 | 0.551 | 104829 | 377381.3809 | 52356.5 | 188481.8921 | Distributed from 923 Generation And Fuel | 2021
10120 | 2022 | MA | Mass Midstate Solar 1 | 58279 | 1 |  | OP | PV | SUN | 5 | 0.178 | 7813 | 28126.575 | 4136 | 14889.4809 | Distributed from 923 Generation And Fuel | 2014
10121 | 2022 | MA | Mass Midstate Solar 2 | 58276 | 1 |  | OP | PV | SUN | 5 | 0.159 | 6948 | 25012.5999 | 3678 | 13240.6941 | Distributed from 923 Generation And Fuel | 2014
10122 | 2022 | MA | Mass Midstate Solar 3 | 58275 | 1 |  | OP | PV | SUN | 4 | 0.184 | 6439 | 23180.2146 | 3409 | 12272.3018 | Distributed from 923 Generation And Fuel | 2014
10123 | 2022 | MA | Masspower | 10726 | GEN1 |  | OP | CT | NG | 90 | 0.099 | 77968 | 280682.5545 | 63572 | 228857.3691 | EIA-923 Generator File | 1993
10124 | 2022 | MA | Masspower | 10726 | GEN2 |  | OP | CT | NG | 90 | 0.099 | 77968 | 280682.5545 | 63572 | 228857.3691 | EIA-923 Generator File | 1993
10125 | 2022 | MA | Masspower | 10726 | GEN3 | 1 | OP | CA | NG | 80.9 | 0.11 | 77968 | 280682.5545 | 63572 | 228857.3691 | EIA-923 Generator File | 1993
10126 | 2022 | MA | Maynard PV | 58412 | SO026 |  | OP | PV | SUN | 1 | 0.178 | 1555 | 5597.9552 | 823 | 2962.7763 | Distributed from 923 Generation And Fuel | 2014
10127 | 2022 | MA | McDougle-Mitchell Solar Project Hybrid CSG | 63470 | BATT |  | OP | BA | MWH | 2.9 | -0.003 | -69 | -248.398 | -30 | -107.9991 | Distributed from 923 Generation And Fuel | 2020
10128 | 2022 | MA | McDougle-Mitchell Solar Project Hybrid CSG | 63470 | MCDMT |  | OP | PV | SUN | 4.5 | 0.196 | 7710 | 27755.778 | 4082 | 14695.0824 | Distributed from 923 Generation And Fuel | 2020
10129 | 2022 | MA | MDFA Devens-Saratoga | 61350 | SO145 |  | OP | PV | SUN | 2.5 | 0.169 | 3695 | 13301.8936 | 1956 | 7041.5437 | Distributed from 923 Generation And Fuel | 2016
10130 | 2022 | MA | Meadow Solar | 60756 | PV1 |  | OP | PV | SUN | 3 | 0.168 | 4406 | 15861.4731 | 2333 | 8398.7328 | Distributed from 923 Generation And Fuel | 2016
10131 | 2022 | MA | Medical Area Total Energy Plant | 10883 | CT1 |  | OP | GT | NG | 12.5 | 0.75 | 82089.884 | 295521.2182 | 41042.526 | 147751.9116 | Distributed from 923 Generation And Fuel | 2003
10132 | 2022 | MA | Medical Area Total Energy Plant | 10883 | CT2 |  | OP | GT | NG | 12.5 | 0.75 | 82089.884 | 295521.2182 | 41042.526 | 147751.9116 | Distributed from 923 Generation And Fuel | 2003
10133 | 2022 | MA | Medical Area Total Energy Plant | 10883 | CT3 |  | OP | GT | NG | 13.8 | 0.75 | 90627.232 | 326255.4252 | 45310.948 | 163118.1079 | Distributed from 923 Generation And Fuel | 2017
10134 | 2022 | MA | Medical Area Total Energy Plant | 10883 | DEG1 |  | SB | IC | DFO | 6.8 | 0.006 | 336.4 | 1211.0303 | 23.6 | 84.9593 | Distributed from 923 Generation And Fuel | 1985
10135 | 2022 | MA | Medical Area Total Energy Plant | 10883 | DEG2 |  | SB | IC | DFO | 6.8 | 0.006 | 336.4 | 1211.0303 | 23.6 | 84.9593 | Distributed from 923 Generation And Fuel | 1985
10136 | 2022 | MA | Medical Area Total Energy Plant | 10883 | DEG3 |  | SB | IC | DFO | 6.8 | 0.006 | 336.4 | 1211.0303 | 23.6 | 84.9593 | Distributed from 923 Generation And Fuel | 1985
10137 | 2022 | MA | Medical Area Total Energy Plant | 10883 | DEG4 |  | SB | IC | DFO | 6.8 | 0.006 | 336.4 | 1211.0303 | 23.6 | 84.9593 | Distributed from 923 Generation And Fuel | 1985
10138 | 2022 | MA | Medical Area Total Energy Plant | 10883 | DEG5 |  | SB | IC | DFO | 6.8 | 0.006 | 336.4 | 1211.0303 | 23.6 | 84.9593 | Distributed from 923 Generation And Fuel | 1985
10139 | 2022 | MA | Medical Area Total Energy Plant | 10883 | STG2 | 8 | OP | ST | NG | 11 | 0.423 | 40806.93 | 146903.7728 | 16220.34 | 58392.7569 | EIA-923 Generator File | 1980
10140 | 2022 | MA | Medical Area Total Energy Plant | 10883 | STG3 | 8 | OP | ST | NG | 11 | 0.444 | 42761.48 | 153940.0965 | 18688.99 | 67279.8258 | EIA-923 Generator File | 1980
10141 | 2022 | MA | Mendon | 64575 | 1 |  | OP | PV | SUN | 2.6 | 0.168 | 3832 | 13795.0896 | 2029 | 7304.3416 | Distributed from 923 Generation And Fuel | 2017
10142 | 2022 | MA | Merrimac Solar | 58561 | MSMA |  | OP | PV | SUN | 1.5 | 0.183 | 2406 | 8661.5307 | 1274 | 4586.3633 | Distributed from 923 Generation And Fuel | 2013
10143 | 2022 | MA | Methuen Landfill | 59136 | 57449 |  | OP | PV | SUN | 1.1 | 0.181 | 1741 | 6267.5499 | 922 | 3319.1734 | Distributed from 923 Generation And Fuel | 2013
10144 | 2022 | MA | Middleton Solar Park | 63214 | MDB02 |  | OP | BA | MWH | 3 | -0.003 | -85 | -305.9976 | -36 | -129.599 | Distributed from 923 Generation And Fuel | 2019
10145 | 2022 | MA | Middleton Solar Park | 63214 | MDL01 |  | OP | PV | SUN | 5 | 0.187 | 8195 | 29501.764 | 4338 | 15616.6751 | Distributed from 923 Generation And Fuel | 2018
10146 | 2022 | MA | Milford Power LP | 54805 | GT-1 |  | OP | CT | NG | 128.9 | 0.087 | 97897 | 352426.3806 | 85234 | 306839.9453 | EIA-923 Generator File | 1993
10147 | 2022 | MA | Milford Power LP | 54805 | ST-1 | 1 | OP | CA | NG | 120.4 | 0.047 | 49273 | 177381.3809 | 43503 | 156609.5471 | EIA-923 Generator File | 1993
10148 | 2022 | MA | Millbury Solar | 58280 | 1 |  | OP | PV | SUN | 3 | 0.189 | 4964 | 17870.257 | 2628 | 9460.7243 | Distributed from 923 Generation And Fuel | 2014
10149 | 2022 | MA | Millennium Power | 55079 | CT01 |  | OP | CT | NG | 295.2 | 0.297 | 767977 | 2764695.0824 | 472230 | 1700014.3999 | EIA-923 Generator File | 2001
10150 | 2022 | MA | Millennium Power | 55079 | ST01 | 1 | OP | CA | NG | 132.3 | 0.332 | 384586 | 1384498.524 | 242093 | 871527.8278 | EIA-923 Generator File | 2001
10151 | 2022 | MA | Minuteman Energy Storage | 62644 | MMES |  | OP | BA | MWH | 5 | -0.004 | -172 | -619.195 | -66 | -237.5981 | Distributed from 923 Generation And Fuel | 2019
10152 | 2022 | MA | MM Taunton Energy | 55093 | UNT1 |  | OP | IC | LFG | 0.9 | 0.363 | 2860 | 10295.9176 | 1224 | 4406.3647 | Distributed from 923 Generation And Fuel | 1997
10153 | 2022 | MA | MM Taunton Energy | 55093 | UNT2 |  | OP | IC | LFG | 0.9 | 0.363 | 2860 | 10295.9176 | 1224 | 4406.3647 | Distributed from 923 Generation And Fuel | 1997
10154 | 2022 | MA | MM Taunton Energy | 55093 | UNT3 |  | OP | IC | LFG | 0.9 | 0.363 | 2860 | 10295.9176 | 1224 | 4406.3647 | Distributed from 923 Generation And Fuel | 2011
10155 | 2022 | MA | MM Taunton Energy | 55093 | UNT4 |  | OP | IC | LFG | 0.9 | 0.363 | 2860 | 10295.9176 | 1224 | 4406.3647 | Distributed from 923 Generation And Fuel | 2011
10156 | 2022 | MA | Monson Solar | 59464 | 2 |  | OP | PV | SUN | 3 | 0.166 | 4362 | 15703.0744 | 2309 | 8312.3335 | Distributed from 923 Generation And Fuel | 2014
10157 | 2022 | MA | Monson Solar, LLC | 62203 | 2701 |  | OP | PV | SUN | 2 | 0.194 | 3405 | 12257.9019 | 1803 | 6490.7481 | Distributed from 923 Generation And Fuel | 2017
10158 | 2022 | MA | Montague Road Solar | 64042 | 3958 |  | OP | PV | SUN | 3.6 | 0.165 | 5204 | 18734.2501 | 2755 | 9917.9207 | Distributed from 923 Generation And Fuel | 2019
10159 | 2022 | MA | Montague Site 36-Grosolar | 62092 | REC34 |  | OP | PV | SUN | 4.1 | 0.178 | 6398 | 23032.6157 | 3349 | 12056.3035 | Distributed from 923 Generation And Fuel | 2018
10160 | 2022 | MA | Morin Solar 2013 LLC | 60612 | MORIN |  | OP | PV | SUN | 4 | 0.17 | 5941 | 21387.4289 | 3145 | 11321.9094 | Distributed from 923 Generation And Fuel | 2013
10161 | 2022 | MA | Mt Wachusett Community College | 58025 | WTG1 |  | OP | WT | WND | 1.7 | 0.173 | 2578 | 9280.7258 | 653 | 2350.7812 | Distributed from 923 Generation And Fuel | 2011
10162 | 2022 | MA | Mt Wachusett Community College | 58025 | WTG2 |  | OP | WT | WND | 1.7 | 0.173 | 2578 | 9280.7258 | 653 | 2350.7812 | Distributed from 923 Generation And Fuel | 2011
10163 | 2022 | MA | Mt. Tom Solar Project Hybrid | 60906 | BA1 |  | OP | BA | MWH | 3.1 | -0.01 | -275 | -989.9921 | -118 | -424.7966 | Distributed from 923 Generation And Fuel | 2019
10164 | 2022 | MA | Mt. Tom Solar Project Hybrid | 60906 | PV1 |  | OP | PV | SUN | 4.5 | 0.172 | 6781 | 24411.4047 | 3590 | 12923.8966 | Distributed from 923 Generation And Fuel | 2017
10165 | 2022 | MA | Mystic Generating Station | 1588 | GT81 |  | OP | CT | NG | 278.6 | 0.113 | 276228 | 994412.8447 | 102424 | 368723.4502 | EIA-923 Generator File | 2003 | 2024
10166 | 2022 | MA | Mystic Generating Station | 1588 | GT82 |  | OP | CT | NG | 278.6 | 0.124 | 302418 | 1088696.0904 | 107117 | 385618.1151 | EIA-923 Generator File | 2003 | 2024
10167 | 2022 | MA | Mystic Generating Station | 1588 | GT93 |  | OP | CT | NG | 278.6 | 0.098 | 240335 | 865199.0784 | 103750 | 373497.012 | EIA-923 Generator File | 2003 | 2024
10168 | 2022 | MA | Mystic Generating Station | 1588 | GT94 |  | OP | CT | NG | 278.6 | 0.099 | 241464 | 869263.4459 | 104516 | 376254.59 | EIA-923 Generator File | 2003 | 2024
10169 | 2022 | MA | Mystic Generating Station | 1588 | ST85 | 2 | OP | CA | NG | 315 | 0.111 | 305095 | 1098333.2133 | 115929 | 417341.0613 | EIA-923 Generator File | 2003 | 2024
10170 | 2022 | MA | Mystic Generating Station | 1588 | ST96 | 2 | OP | CA | NG | 315 | 0.091 | 251302 | 904679.9626 | 114725 | 413006.6959 | EIA-923 Generator File | 2003 | 2024
10171 | 2022 | MA | Nantucket Hybrid | 1615 | 18 |  | OP | GT | DFO | 15.4 | -0.002 | -297 | -1069.1914 | -21 | -75.5994 | Distributed from 923 Generation And Fuel | 2019
10172 | 2022 | MA | Nantucket Hybrid | 1615 | 19 |  | OP | IC | DFO | 1 | 0 | 0 | 0 | 0 | 0 | Distributed from 923 Generation And Fuel | 2019
10173 | 2022 | MA | Nantucket Hybrid | 1615 | 20 |  | OP | BA | MWH | 6 | -0.008 | -427 | -1537.1877 | -183 | -658.7947 | Distributed from 923 Generation And Fuel | 2019
10174 | 2022 | MA | Natick Mall | 63290 | NM |  | OP | PV | SUN | 2.2 | 0.122 | 2346 | 8445.5324 | 1242 | 4471.1642 | Distributed from 923 Generation And Fuel | 2018
10175 | 2022 | MA | NE Renewable Fitchburg, LLC | 54620 | NO-1 | 1 | OP | ST | WDS | 18 | 0.294 | 46306 | 166700.2664 | 20752 | 74706.6023 | EIA-923 Generator File | 1992
10176 | 2022 | MA | NEDC Solar Site | 57270 | 1 |  | OP | PV | SUN | 1 | 0.126 | 1105 | 3977.9682 | 585 | 2105.9832 | Distributed from 923 Generation And Fuel | 2010
10177 | 2022 | MA | New Bedford (MA) Plymouth | 59780 | 1 |  | OP | PV | SUN | 4.3 | 0.174 | 6546 | 23565.4115 | 3465 | 12473.9002 | Distributed from 923 Generation And Fuel | 2014
10178 | 2022 | MA | New England Wind LLC | 57380 | 1 |  | OP | WT | WND | 28.5 | 0.331 | 82712 | 297760.8179 | 28556 | 102800.7776 | Distributed from 923 Generation And Fuel | 2012
10179 | 2022 | MA | Newark America Mill | 57103 | 1 | 1 | OS | ST | NG | 6.3 |  | GENYRONL: 2007
10180 | 2022 | MA | Newton Rumford Landfill | 64162 | 7759A |  | OP | PV | SUN | 1.7 | 0.195 | 2897 | 10429.1166 | 1534 | 5522.3558 | Distributed from 923 Generation And Fuel | 2017
10181 | 2022 | MA | Nexamp Peak CSG | 60879 | 02731 |  | OP | PV | SUN | 2 | 0.125 | 2193 | 7894.7368 | 1161 | 4179.5666 | Distributed from 923 Generation And Fuel | 2015
10182 | 2022 | MA | Nextsun Energy Littleton | 62842 | 1-003 |  | OP | PV | SUN | 3.8 | 0.175 | 5839 | 21020.2318 | 3091 | 11127.511 | Distributed from 923 Generation And Fuel | 2013
10183 | 2022 | MA | NFM Solar Power LLC | 58210 | 1 |  | OP | PV | SUN | 1.9 | 0.103 | 1711 | 6159.5507 | 906 | 3261.5739 | Distributed from 923 Generation And Fuel | 2012
10184 | 2022 | MA | Nolan | 65559 | NOLAN |  | OP | PV | SUN | 1 | 0 | 1 | 3.6 | 1 | 3.6 | Distributed from 923 Generation And Fuel | 2017
10185 | 2022 | MA | North Adams Landfill | 60074 | SNNOA |  | OP | PV | SUN | 2.2 | 0.191 | 3675 | 13229.8942 | 1946 | 7005.544 | Distributed from 923 Generation And Fuel | 2015
10186 | 2022 | MA | North Brookfield | 58650 | PV1 |  | OP | PV | SUN | 3 | 0.168 | 4410 | 15875.873 | 2335 | 8405.9328 | Distributed from 923 Generation And Fuel | 2014
10187 | 2022 | MA | Northampton Landfill Solar PV | 60908 | 62380 |  | OP | PV | SUN | 2.4 | 0.189 | 3974 | 14306.2855 | 2104 | 7574.3394 | Distributed from 923 Generation And Fuel | 2017
10188 | 2022 | MA | Northbridge Solar | 58385 | NSMA |  | OP | PV | SUN | 1.9 | 0.215 | 3586 | 12909.4967 | 1898 | 6832.7453 | Distributed from 923 Generation And Fuel | 2013
10189 | 2022 | MA | Northfield Mountain | 547 | 1 |  | OP | PS | WAT | 292 | -0.026 | -67576.25 | -243272.5538 | -29233.75 | -105240.6581 | Distributed from 923 Generation And Fuel | 1973
10190 | 2022 | MA | Northfield Mountain | 547 | 2 |  | OP | PS | WAT | 292 | -0.026 | -67576.25 | -243272.5538 | -29233.75 | -105240.6581 | Distributed from 923 Generation And Fuel | 1973
10191 | 2022 | MA | Northfield Mountain | 547 | 3 |  | OP | PS | WAT | 292 | -0.026 | -67576.25 | -243272.5538 | -29233.75 | -105240.6581 | Distributed from 923 Generation And Fuel | 1973
10192 | 2022 | MA | Northfield Mountain | 547 | 4 |  | OP | PS | WAT | 292 | -0.026 | -67576.25 | -243272.5538 | -29233.75 | -105240.6581 | Distributed from 923 Generation And Fuel | 1972
10193 | 2022 | MA | Norton Landfill Solar | 61597 | PV1 |  | OP | PV | SUN | 1.5 | 0.195 | 2568 | 9244.726 | 1359 | 4892.3609 | Distributed from 923 Generation And Fuel | 2017
10194 | 2022 | MA | Norton LLC | 65183 | 671 |  | OP | PV | SUN | 3.3 | 0.16 | 4637 | 16693.0665 | 2455 | 8837.9293 | Distributed from 923 Generation And Fuel | 2020
10195 | 2022 | MA | Norton Powerhouse | 50041 | GEN1 |  | OP | ST | NG | 2.5 | 0.409 | 8959 | 32252.142 | 3414 | 12290.3017 | EIA-923 Generator File | 1939
10196 | 2022 | MA | Norton Powerhouse | 50041 | GEN2 |  | OP | ST | NG | 3.1 | 0.318 | 8632 | 31074.9514 | 3541 | 12747.498 | EIA-923 Generator File | 1954
10197 | 2022 | MA | Norton Powerhouse 2 | 66018 | GEN3 |  | OP | GT | NG | 4.6 | 0.175 | 7067 | 25440.9965 | 0 | 0 | Distributed from 923 Generation And Fuel | 2022
10198 | 2022 | MA | Notus Wind 1 | 57414 | 1 |  | OP | WT | WND | 1.7 | 0.317 | 4720 | 16991.8641 | 1642 | 5911.1527 | Distributed from 923 Generation And Fuel | 2010
10199 | 2022 | MA | Nunnepog | 59080 | NUN1 |  | OP | PV | SUN | 1 | 0.175 | 1533 | 5518.7558 | 812 | 2923.1766 | Distributed from 923 Generation And Fuel | 2014
10200 | 2022 | MA | Oak Bluffs Diesel Generating Facility | 1597 | UN1 |  | OP | IC | DFO | 2.7 | 0.026 | 607 | 2185.1825 | 42.667 | 153.6 | Distributed from 923 Generation And Fuel | 1969
10201 | 2022 | MA | Oak Bluffs Diesel Generating Facility | 1597 | UN2 |  | OP | IC | DFO | 2.7 | 0.026 | 607 | 2185.1825 | 42.667 | 153.6 | Distributed from 923 Generation And Fuel | 1969
10202 | 2022 | MA | Oak Bluffs Diesel Generating Facility | 1597 | UN3 |  | OP | IC | DFO | 2.7 | 0.026 | 607 | 2185.1825 | 42.667 | 153.6 | Distributed from 923 Generation And Fuel | 1972
10203 | 2022 | MA | Oak Street Solar | 63690 | PV1 |  | OP | PV | SUN | 3.5 | 0.178 | 5471 | 19695.4424 | 2896 | 10425.5166 | Distributed from 923 Generation And Fuel | 2019
10204 | 2022 | MA | Oakdale Power Station | 10824 | OAKD |  | OP | HY | WAT | 3.5 | 0.448 | 13747 | 49488.8041 | 3858 | 13888.6889 | Distributed from 923 Generation And Fuel | 1951
10205 | 2022 | MA | Old Wardour Solar | 61243 | 5406 |  | OP | PV | SUN | 5.5 | 0.157 | 7584 | 27302.1816 | 4015 | 14453.8844 | Distributed from 923 Generation And Fuel | 2016
10206 | 2022 | MA | One Patriot | 63637 | TKG00 |  | OP | FC | NG | 2 | 0.762 | 13344 | 48038.0157 | 6674 | 24026.2078 | Distributed from 923 Generation And Fuel | 2019
10207 | 2022 | MA | Onset East Community Solar Facility | 61163 | ONSE |  | OP | PV | SUN | 1 | 0.207 | 1817 | 6541.1477 | 962 | 3463.1723 | Distributed from 923 Generation And Fuel | 2016
10208 | 2022 | MA | Onset West Community Solar Facility | 61164 | ONSW |  | OP | PV | SUN | 1 | 0.212 | 1854 | 6674.3466 | 982 | 3535.1717 | Distributed from 923 Generation And Fuel | 2016
10209 | 2022 | MA | Onyx - Brockton Thatcher Landfill Solar CSG | 61727 | 10238 |  | OP | PV | SUN | 3.7 | 0.183 | 5935 | 21365.8291 | 3142 | 11311.1095 | Distributed from 923 Generation And Fuel | 2017
10210 | 2022 | MA | Onyx - Pembroke Landfill Solar | 61726 | 10244 |  | OP | PV | SUN | 2.4 | 0.171 | 3590 | 12923.8966 | 1901 | 6843.5453 | Distributed from 923 Generation And Fuel | 2017
10211 | 2022 | MA | Orange PV | 58411 | SO023 |  | OP | PV | SUN | 2 | 0.156 | 2739 | 9860.3211 | 1450 | 5219.9582 | Distributed from 923 Generation And Fuel | 2013
10212 | 2022 | MA | Outer Cape Community Battery | 62604 | OCESS |  | OP | BA | MWH | 25 | 0 | -78 | -280.7978 | -4 | -14.3999 | Distributed from 923 Generation And Fuel | 2022
10213 | 2022 | MA | Oxford | 60022 | OXFRD |  | OP | PV | SUN | 2.8 | 0.17 | 4181 | 15051.4796 | 2213 | 7966.7363 | Distributed from 923 Generation And Fuel | 2014
10214 | 2022 | MA | Padelford Solar | 58032 | PSMA |  | OP | PV | SUN | 2.2 | 0.166 | 3195 | 11501.908 | 1691 | 6087.5513 | Distributed from 923 Generation And Fuel | 2012
10215 | 2022 | MA | Palmer | 62135 | PAL01 |  | OP | PV | SUN | 3.5 | 0.195 | 5971 | 21495.428 | 3161 | 11379.509 | Distributed from 923 Generation And Fuel | 2019
10216 | 2022 | MA | Palmer Landfill | 60076 | SYNPL |  | OP | PV | SUN | 4 | 0.184 | 6463 | 23266.6139 | 3421 | 12315.5015 | Distributed from 923 Generation And Fuel | 2016
10217 | 2022 | MA | Palmer Solar LLC | 59866 | 11111 |  | OP | PV | SUN | 2.5 | 0.148 | 3237 | 11653.1068 | 1714 | 6170.3506 | Distributed from 923 Generation And Fuel | 2013
10218 | 2022 | MA | Palombo B Solar, LLC CSG | 63589 | PALOB |  | OP | PV | SUN | 1 | 0.197 | 1730 | 6227.9502 | 916 | 3297.5736 | Distributed from 923 Generation And Fuel | 2017
10219 | 2022 | MA | Palombo Solar, LLC CSG | 63588 | PALOA |  | OP | PV | SUN | 2 | 0.202 | 3541 | 12747.498 | 1875 | 6749.946 | Distributed from 923 Generation And Fuel | 2017
10220 | 2022 | MA | Partridge Hill Solar Hybrid | 63264 | BATT |  | OP | BA | MWH | 1.3 | -0.006 | -64 | -230.3982 | -27 | -97.1992 | Distributed from 923 Generation And Fuel | 2020
10221 | 2022 | MA | Partridge Hill Solar Hybrid | 63264 | PART3 |  | OP | PV | SUN | 2 | 0.19 | 3330 | 11987.9041 | 1763 | 6346.7492 | Distributed from 923 Generation And Fuel | 2020
10222 | 2022 | MA | Partridgeville Hybrid CSG | 63804 | PAR |  | OP | PV | SUN | 3.3 | 0.206 | 5944 | 21398.2288 | 3147 | 11329.1094 | Distributed from 923 Generation And Fuel | 2020
10223 | 2022 | MA | Partridgeville Hybrid CSG | 63804 | PBESS |  | OP | BA | MWH | 2 | -0.004 | -77 | -277.1978 | -33 | -118.799 | Distributed from 923 Generation And Fuel | 2020
10224 | 2022 | MA | Pepperell Hydro Power Plant | 10694 | 2121 |  | OP | HY | WAT | 0.8 | 0.235 | 1643.636 | 5917.0423 | 313.455 | 1128.429 | Distributed from 923 Generation And Fuel | 1920
10225 | 2022 | MA | Pepperell Hydro Power Plant | 10694 | 8281 |  | OP | HY | WAT | 0.8 | 0.235 | 1643.636 | 5917.0423 | 313.455 | 1128.429 | Distributed from 923 Generation And Fuel | 1920
10226 | 2022 | MA | Pepperell Hydro Power Plant | 10694 | G3 |  | OP | HY | WAT | 0.6 | 0.235 | 1232.727 | 4437.7817 | 235.091 | 846.3208 | Distributed from 923 Generation And Fuel | 2006
10227 | 2022 | MA | Peterson Road Solar | 61307 | 02076 |  | OP | PV | SUN | 2.5 | 0.213 | 4663 | 16786.6657 | 2469 | 8888.3289 | Distributed from 923 Generation And Fuel | 2017
10228 | 2022 | MA | Pioneer Valley Resource Recovery | 50273 | DLV1 |  | RE | ST | MSW | 9.4 | 0.062 | 5111 | 18399.4528 | 0 | 0 | EIA-923 Generator File | 1988 | 2022
10229 | 2022 | MA | Pittsfield 44 - M&W PV | 62264 | LG400 |  | OP | PV | SUN | 1.2 | 0.16 | 1679 | 6044.3516 | 889 | 3200.3744 | Distributed from 923 Generation And Fuel | 2018
10230 | 2022 | MA | Pittsfield Generating LP | 50002 | GEN1 |  | OP | CT | NG | 40.7 | 0.037 | 13138 | 47296.4216 | 12187 | 43872.849 | EIA-923 Generator File | 1990
10231 | 2022 | MA | Pittsfield Generating LP | 50002 | GEN2 |  | OP | CT | NG | 40.7 | 0.037 | 13188 | 47476.4202 | 12089 | 43520.0518 | EIA-923 Generator File | 1990
10232 | 2022 | MA | Pittsfield Generating LP | 50002 | GEN3 |  | OP | CT | NG | 40.7 | 0.036 | 12934 | 46562.0275 | 11986 | 43149.2548 | EIA-923 Generator File | 1990
10233 | 2022 | MA | Pittsfield Generating LP | 50002 | GEN4 |  | OP | CA | NG | 53.4 | 0.037 | 17536 | 63129.095 | 16350 | 58859.5291 | EIA-923 Generator File | 1990
10234 | 2022 | MA | Plainfield Community Solar LLC | 62579 | 2999 |  | OP | PV | SUN | 2 | 0.199 | 3483 | 12538.6997 | 1844 | 6638.3469 | Distributed from 923 Generation And Fuel | 2019
10235 | 2022 | MA | Pleasantdale Road Community Solar | 61298 | 02112 |  | OP | PV | SUN | 1 | 0.167 | 1461 | 5259.5579 | 773 | 2782.7777 | Distributed from 923 Generation And Fuel | 2017
10236 | 2022 | MA | Plymouth Site 1 | 59137 | 57449 |  | OP | PV | SUN | 4 | 0.191 | 6694 | 24098.2072 | 3544 | 12758.2979 | Distributed from 923 Generation And Fuel | 2013
10237 | 2022 | MA | Plymouth Solar | 62266 | LG400 |  | OP | PV | SUN | 1.1 | 0.171 | 1651 | 5943.5525 | 874 | 3146.3748 | Distributed from 923 Generation And Fuel | 2018
10238 | 2022 | MA | Potter Station 2 | 1660 | CC2 |  | OS | CT | NG | 76 | 0 | 0 | 0 | 0 | 0 | EIA-923 Generator File | 1977
10239 | 2022 | MA | Potter Station 2 | 1660 | CC3 | 1 | OS | CA | NG | 25 | 0 | 0 | 0 | 0 | 0 | EIA-923 Generator File | 1977
10240 | 2022 | MA | Potter Station 2 | 1660 | WAT1 |  | OP | GT | NG | 58 | 0.034 | 17383.5 | 62580.0994 | 7699.5 | 27717.9783 | Distributed from 923 Generation And Fuel | 2009
10241 | 2022 | MA | Potter Station 2 | 1660 | WAT2 |  | OP | GT | NG | 58 | 0.034 | 17383.5 | 62580.0994 | 7699.5 | 27717.9783 | Distributed from 923 Generation And Fuel | 2009
10242 | 2022 | MA | Princeton Wind Farm | 7501 | 2 |  | OP | WT | WND | 3 | 0.093 | 2448 | 8812.7295 | 852 | 3067.1755 | Distributed from 923 Generation And Fuel | 2010
10243 | 2022 | MA | Putts Bridge | 1637 | PB2 |  | OP | HY | WAT | 1.6 | 0.538 | 7547.5 | 27170.7826 | 2118 | 7624.739 | Distributed from 923 Generation And Fuel | 1918
10244 | 2022 | MA | Putts Bridge | 1637 | PB3 |  | OP | HY | WAT | 1.6 | 0.538 | 7547.5 | 27170.7826 | 2118 | 7624.739 | Distributed from 923 Generation And Fuel | 1918
10245 | 2022 | MA | Quittacas Pond Solar | 58362 | QPMA |  | OP | PV | SUN | 3.5 | 0.221 | 6767 | 24361.0051 | 3582 | 12895.0968 | Distributed from 923 Generation And Fuel | 2013
10246 | 2022 | MA | Raboth - Marion Drive | 64526 | RABTH |  | OP | PV | SUN | 3.5 | 0.033 | 1018 | 3664.7707 | 539 | 1940.3845 | Distributed from 923 Generation And Fuel | 2021
10247 | 2022 | MA | Rail Trail | 60492 | PV1 |  | OP | PV | SUN | 2 | 0.184 | 3216 | 11577.5074 | 1703 | 6130.751 | Distributed from 923 Generation And Fuel | 2016
10248 | 2022 | MA | Randall Solar Project Hybrid | 63475 | BATT |  | OP | BA | MWH | 3.3 | 0.001 | 41 | 147.5988 | 18 | 64.7995 | Distributed from 923 Generation And Fuel | 2021
10249 | 2022 | MA | Randall Solar Project Hybrid | 63475 | RAND |  | OP | PV | SUN | 5 | 0.144 | 6291 | 22647.4188 | 3330 | 11987.9041 | Distributed from 923 Generation And Fuel | 2021
10250 | 2022 | MA | Randolph | 61732 | RAND |  | OP | PV | SUN | 3.8 | 0.204 | 6792 | 24451.0044 | 3596 | 12945.4964 | Distributed from 923 Generation And Fuel | 2017
10251 | 2022 | MA | Ravenbrook | 64109 | CPMA2 |  | OP | PV | SUN | 5 | 0.157 | 6888 | 24796.6016 | 3646 | 13125.495 | Distributed from 923 Generation And Fuel | 2013
10252 | 2022 | MA | Redbridge | 1638 | RB3 |  | OP | HY | WAT | 1.8 | 0.457 | 7207 | 25944.9924 | 2022.5 | 7280.9418 | Distributed from 923 Generation And Fuel | 1934
10253 | 2022 | MA | Redbridge | 1638 | RB4 |  | OP | HY | WAT | 1.8 | 0.457 | 7207 | 25944.9924 | 2022.5 | 7280.9418 | Distributed from 923 Generation And Fuel | 1926
10254 | 2022 | MA | Redbrook Community Solar 1 | 61007 | REDBR |  | OP | PV | SUN | 4 | 0.288 | 10076 | 36273.3098 | 5334 | 19202.2464 | Distributed from 923 Generation And Fuel | 2017
10255 | 2022 | MA | Rehoboth Solar | 59029 | 0040 |  | OP | PV | SUN | 2 | 0.191 | 3354 | 12074.3034 | 1776 | 6393.5489 | Distributed from 923 Generation And Fuel | 2013
10256 | 2022 | MA | Renew Canal 1 CSG LLC | 60625 | CANAL |  | OP | PV | SUN | 1.2 | 0.169 | 1777 | 6397.1488 | 941 | 3387.5729 | Distributed from 923 Generation And Fuel | 2017
10257 | 2022 | MA | RGS-Rutland VNM SREC II Project (MA) | 59777 | 1 |  | OP | PV | SUN | 2 | 0.065 | 1133 | 4078.7674 | 600 | 2159.9827 | Distributed from 923 Generation And Fuel | 2015
10258 | 2022 | MA | Rising Paper | 60493 | 1 |  | OP | PV | SUN | 2.5 | 0.175 | 3839 | 13820.2894 | 2032 | 7315.1415 | Distributed from 923 Generation And Fuel | 2016
10259 | 2022 | MA | Riverside Holyoke | 1607 | 4 |  | OP | HY | WAT | 0.8 | 0.345 | 2415.072 | 8694.1896 | 677.797 | 2440.0497 | Distributed from 923 Generation And Fuel | 1906
10260 | 2022 | MA | Riverside Holyoke | 1607 | 5 |  | OP | HY | WAT | 0.6 | 0.345 | 1811.304 | 6520.6422 | 508.348 | 1830.0382 | Distributed from 923 Generation And Fuel | 1906
10261 | 2022 | MA | Riverside Holyoke | 1607 | 7 |  | OP | HY | WAT | 1.5 | 0.345 | 4528.261 | 16301.6092 | 1270.87 | 4575.0954 | Distributed from 923 Generation And Fuel | 1922
10262 | 2022 | MA | Riverside Holyoke | 1607 | 8 |  | OP | HY | WAT | 4 | 0.345 | 12075.362 | 43470.9554 | 3388.986 | 12200.252 | Distributed from 923 Generation And Fuel | 1931
10263 | 2022 | MA | Rockland Solar CSG | 59090 | GEN1 |  | OP | PV | SUN | 2 | 0.155 | 2713 | 9766.7219 | 1436 | 5169.5586 | Distributed from 923 Generation And Fuel | 2013
10264 | 2022 | MA | Rounseville Solar | 64434 | ROU |  | OP | PV | SUN | 2.7 | 0.186 | 4402 | 15847.0732 | 2330 | 8387.9329 | Distributed from 923 Generation And Fuel | 2020
10265 | 2022 | MA | Rousselot Inc | 50955 | GEN1 |  | SB | ST | NG | 1.5 | 0 | 0 | 0 | 0 | 0 | EIA-923 Generator File | 1947
10266 | 2022 | MA | Rousselot Inc | 50955 | GEN2 |  | SB | ST | NG | 1.5 | 0 | 0 | 0 | 0 | 0 | EIA-923 Generator File | 1947
10267 | 2022 | MA | Rousselot Inc | 50955 | GEN3 |  | OP | ST | NG | 3.7 | 0.498 | 16152 | 58146.7348 | 6402 | 23047.0156 | EIA-923 Generator File | 1969
10268 | 2022 | MA | Route 57 Solar | 59031 | 0027 |  | OP | PV | SUN | 1.5 | 0.193 | 2532 | 9115.1271 | 1340 | 4823.9614 | Distributed from 923 Generation And Fuel | 2013
10269 | 2022 | MA | Ryan Road Solar LLC Hybrid(CSG) | 63044 | BESS |  | OP | BA | MWH | 4.3 | -0.001 | -23 | -82.7993 | -10 | -35.9997 | Distributed from 923 Generation And Fuel | 2021
10270 | 2022 | MA | Ryan Road Solar LLC Hybrid(CSG) | 63044 | ORCHA |  | OP | PV | SUN | 4.3 | 0.104 | 3913 | 14086.6873 | 2072 | 7459.1403 | Distributed from 923 Generation And Fuel | 2021
10271 | 2022 | MA | Salem Harbor Power Development LP | 60903 | 1 | 1 | OP | CA | NG | 158.4 | 0.062 | 86256 | 310519.1158 | 62007 | 223223.4142 | EIA-923 Generator File | 2018
10272 | 2022 | MA | Salem Harbor Power Development LP | 60903 | 2 | 1 | OP | CA | NG | 158.4 | 0.083 | 115688 | 416473.4682 | 72050 | 259377.925 | EIA-923 Generator File | 2018
10273 | 2022 | MA | Salem Harbor Power Development LP | 60903 | 3 |  | OP | CT | NG | 240.7 | 0.068 | 142548 | 513168.6947 | 104044 | 374555.4036 | EIA-923 Generator File | 2018
10274 | 2022 | MA | Salem Harbor Power Development LP | 60903 | 4 |  | OP | CT | NG | 240.7 | 0.095 | 200182 | 720649.4348 | 127821 | 460151.9188 | EIA-923 Generator File | 2018
10275 | 2022 | MA | Sampson Road Community Solar | 61308 | 02696 |  | OP | PV | SUN | 2 | 0.181 | 3163 | 11386.7089 | 1674 | 6026.3518 | Distributed from 923 Generation And Fuel | 2017
10276 | 2022 | MA | Savoy Solar PV | 62065 | LG400 |  | OP | PV | SUN | 2 | 0.187 | 3283 | 11818.7055 | 1738 | 6256.7499 | Distributed from 923 Generation And Fuel | 2019
10277 | 2022 | MA | Scituate PV | 59013 | SCT |  | OP | PV | SUN | 2.5 | 0.17 | 3715 | 13373.893 | 1967 | 7081.1434 | Distributed from 923 Generation And Fuel | 2013
10278 | 2022 | MA | Scituate Wind | 59724 | SCIWT |  | OP | WT | WND | 1.5 | 0.218 | 2862 | 10303.1176 | 996 | 3585.5713 | Distributed from 923 Generation And Fuel | 2012
10279 | 2022 | MA | SELCO Community Solar | 64060 | SELCO |  | OP | PV | SUN | 3 | 0.192 | 5055 | 18197.8544 | 2676 | 9633.5229 | Distributed from 923 Generation And Fuel | 2018
10280 | 2022 | MA | SEMASS Resource Recovery | 50290 | GEN1 | 3 | OP | ST | MSW | 64.5 | 0.651 | 367980 | 1324717.4023 | 158769 | 571563.8275 | EIA-923 Generator File | 1988
10281 | 2022 | MA | SEMASS Resource Recovery | 50290 | GEN2 | 3 | OP | ST | MSW | 34 | 0.746 | 222291 | 800241.1981 | 95334 | 343199.6544 | EIA-923 Generator File | 1993
10282 | 2022 | MA | Settlers Solar | 65717 | 4452 |  | OP | PV | SUN | 5 | 0.175 | 7659 | 27572.1794 | 4055 | 14597.8832 | Distributed from 923 Generation And Fuel | 2020
10283 | 2022 | MA | Shaffer | 59396 | SHF01 |  | OP | PV | SUN | 5 | 0.138 | 6037 | 21733.0261 | 3196 | 11505.508 | Distributed from 923 Generation And Fuel | 2014
10284 | 2022 | MA | Sherman | 6012 | GEN1 |  | OP | HY | WAT | 7.2 | 0.392 | 24740 | 89063.2875 | 6943 | 24994.6 | Distributed from 923 Generation And Fuel | 1926
10285 | 2022 | MA | Shirley Landfill | 60753 | PV1 |  | OP | PV | SUN | 1 | 0.176 | 1543 | 5554.7556 | 817 | 2941.1765 | Distributed from 923 Generation And Fuel | 2017
10286 | 2022 | MA | Shirley Water | 60498 | 1 |  | OP | PV | SUN | 2 | 0.182 | 3191 | 11487.5081 | 1689 | 6080.3514 | Distributed from 923 Generation And Fuel | 2016
10287 | 2022 | MA | Shrewsbury | 6125 | 1 |  | OP | IC | DFO | 2.8 | 0.002 | 50.2 | 180.7186 | 3.6 | 12.9599 | Distributed from 923 Generation And Fuel | 1969
10288 | 2022 | MA | Shrewsbury | 6125 | 2 |  | OP | IC | DFO | 2.8 | 0.002 | 50.2 | 180.7186 | 3.6 | 12.9599 | Distributed from 923 Generation And Fuel | 1969
10289 | 2022 | MA | Shrewsbury | 6125 | 3 |  | OP | IC | DFO | 2.8 | 0.002 | 50.2 | 180.7186 | 3.6 | 12.9599 | Distributed from 923 Generation And Fuel | 1975
10290 | 2022 | MA | Shrewsbury | 6125 | 4 |  | OP | IC | DFO | 2.8 | 0.002 | 50.2 | 180.7186 | 3.6 | 12.9599 | Distributed from 923 Generation And Fuel | 1975
10291 | 2022 | MA | Shrewsbury | 6125 | 5 |  | OP | IC | DFO | 2.8 | 0.002 | 50.2 | 180.7186 | 3.6 | 12.9599 | Distributed from 923 Generation And Fuel | 1978
10292 | 2022 | MA | Shrewsbury Solar | 57990 | SSMA |  | OP | PV | SUN | 2.5 | 0.195 | 4270 | 15371.877 | 2261 | 8139.5349 | Distributed from 923 Generation And Fuel | 2012
10293 | 2022 | MA | Shuman Solar | 61244 | 5404 |  | OP | PV | SUN | 2.2 | 0.126 | 2430 | 8747.93 | 1286 | 4629.563 | Distributed from 923 Generation And Fuel | 2016
10294 | 2022 | MA | Signature Breads Chelsea | 64378 | EG1 |  | OP | IC | DFO | 1.5 | 0 | 1 | 3.6 | 0 | 0 | Distributed from 923 Generation And Fuel | 2019
10295 | 2022 | MA | Silver Lake Solar Photovoltaic Facility | 57676 | 1 |  | OP | PV | SUN | 1.5 | 0.153 | 2011 | 7239.5421 | 1065 | 3833.9693 | Distributed from 923 Generation And Fuel | 2010
10296 | 2022 | MA | SJA Solar LLC-Solterra Monastery CSG | 60391 | SJAPV |  | OP | PV | SUN | 14.7 | 0.576 | 74221 | 267193.4625 | 39292 | 141450.0684 | Distributed from 923 Generation And Fuel | 2016
10297 | 2022 | MA | Smith & Wesson at Springfield MA PV | 61367 | PV1 |  | OP | PV | SUN | 1.9 | 0.161 | 2679 | 9644.3228 | 1418 | 5104.7592 | Distributed from 923 Generation And Fuel | 2017
10298 | 2022 | MA | Smith College Central Heating Plant | 58166 | GT-1 |  | OP | GT | NG | 5.3 | 0.308 | 14294 | 51457.9883 | 7149 | 25736.1941 | Distributed from 923 Generation And Fuel | 2008
10299 | 2022 | MA | Solten Plainville 6000, LLC | 61731 | PLAIN |  | OP | PV | SUN | 4.9 | 0.174 | 7464 | 26870.185 | 3951 | 14223.4862 | Distributed from 923 Generation And Fuel | 2017
10300 | 2022 | MA | Southampton Solar PV | 62066 | LG400 |  | OP | PV | SUN | 2 | 0.192 | 3362 | 12103.1032 | 1780 | 6407.9487 | Distributed from 923 Generation And Fuel | 2019
10301 | 2022 | MA | Southbridge Landfill Gas-to-Energy | 59011 | CAT |  | OP | IC | LFG | 1.6 | 0.836 | 11723 | 42202.4624 | 5017 | 18061.0555 | Distributed from 923 Generation And Fuel | 2011
10302 | 2022 | MA | Southbridge PV | 58423 | SO022 |  | OP | PV | SUN | 3 | 0.153 | 4019 | 14468.2843 | 2128 | 7660.7387 | Distributed from 923 Generation And Fuel | 2014
10303 | 2022 | MA | Southbridge Solar | 60278 | SBRDG |  | OP | PV | SUN | 1.9 | 0.173 | 2882 | 10375.117 | 1566 | 5637.5549 | Distributed from 923 Generation And Fuel | 2016
10304 | 2022 | MA | Southern Sky Renew Energy Berkley LLC | 60615 | BRKLY |  | OP | PV | SUN | 3 | 0.143 | 3751 | 13503.492 | 1986 | 7149.5428 | Distributed from 923 Generation And Fuel | 2014
10305 | 2022 | MA | Southwick Solar PV | 62082 | REC34 |  | OP | PV | SUN | 5 | 0.215 | 9411 | 33879.329 | 4875 | 17549.8596 | Distributed from 923 Generation And Fuel | 2019
10306 | 2022 | MA | Spring Hill Road | 59839 | SHRD1 |  | OP | PV | SUN | 1.9 | 0.172 | 2866 | 10317.5175 | 1616 | 5817.5535 | Distributed from 923 Generation And Fuel | 2015
10307 | 2022 | MA | Spring Street Solar 1 CSG | 61009 | SPRIN |  | OP | PV | SUN | 2 | 0.187 | 3281 | 11811.5055 | 1737 | 6253.15 | Distributed from 923 Generation And Fuel | 2017
10308 | 2022 | MA | Springfield Solar PV | 62072 | LG395 |  | OP | PV | SUN | 4 | 0.183 | 6416 | 23097.4152 | 3397 | 12229.1022 | Distributed from 923 Generation And Fuel | 2019
10309 | 2022 | MA | St. Joseph's Solar, LLC CSG | 63555 | STJOE |  | OP | PV | SUN | 1 | 0.199 | 1745 | 6281.9497 | 924 | 3326.3734 | Distributed from 923 Generation And Fuel | 2017
10310 | 2022 | MA | Stafford St 2 Community Solar | 61017 | STAF2 |  | OP | PV | SUN | 1.9 | 0.217 | 3616 | 13017.4959 | 1914 | 6890.3449 | Distributed from 923 Generation And Fuel | 2018
10311 | 2022 | MA | Stafford St Solar 1 CSG | 61016 | STAF1 |  | OP | PV | SUN | 2 | 0.203 | 3557 | 12805.0976 | 1883 | 6778.7458 | Distributed from 923 Generation And Fuel | 2017
10312 | 2022 | MA | Stafford St Solar 3 CSG | 61018 | STAF3 |  | OP | PV | SUN | 1 | 0.198 | 1737 | 6253.15 | 920 | 3311.9735 | Distributed from 923 Generation And Fuel | 2017
10313 | 2022 | MA | State Street Solar LLC | 59363 | PV1 |  | OP | PV | SUN | 1 | 0.147 | 1286 | 4629.563 | 681 | 2451.5804 | Distributed from 923 Generation And Fuel | 2014
10314 | 2022 | MA | Station 9 Energy Storage System | 62257 | ESS1 |  | OP | BA | MWH | 2 | -0.006 | -102 | -367.1971 | -44 | -158.3987 | Distributed from 923 Generation And Fuel | 2018
10315 | 2022 | MA | Stetson Road Solar - Barre I | 59765 | BI |  | OP | PV | SUN | 2 | 0.171 | 2992 | 10771.1138 | 1584 | 5702.3544 | Distributed from 923 Generation And Fuel | 2014
10316 | 2022 | MA | Stone Hill Solar CSG | 60710 | PV1 |  | OP | PV | SUN | 2 | 0.19 | 3326 | 11973.5042 | 1761 | 6339.5493 | Distributed from 923 Generation And Fuel | 2014
10317 | 2022 | MA | Stony Brook | 6081 | 1 |  | OP | GT | DFO | 85 | 0.004 | 3023 | 10882.7129 | 977 | 3517.1719 | Distributed from 923 Generation And Fuel | 1982
10318 | 2022 | MA | Stony Brook | 6081 | 2 |  | OP | GT | DFO | 85 | 0.004 | 3023 | 10882.7129 | 977 | 3517.1719 | Distributed from 923 Generation And Fuel | 1982
10319 | 2022 | MA | Stony Brook | 6081 | 5051S |  | OP | PV | SUN | 6.9 | 0 | 0 | 0 | 0 | 0 | Distributed from 923 Generation And Fuel | 2018
10320 | 2022 | MA | Stony Brook | 6081 | BS#1 |  | SB | IC | DFO | 2 | 0 | 0 | 0 | 0 | 0 | Distributed from 923 Generation And Fuel | 2007
10321 | 2022 | MA | Stony Brook | 6081 | BS#2 |  | SB | IC | DFO | 2 | 0 | 0 | 0 | 0 | 0 | Distributed from 923 Generation And Fuel | 2007
10322 | 2022 | MA | Stony Brook | 6081 | CA1 | 3 | OP | CA | DFO | 105 | 0.032 | 29558 | 106407.9487 | 19860 | 71495.428 | EIA-923 Generator File | 1981
10323 | 2022 | MA | Stony Brook | 6081 | CT1 |  | OP | CT | NG | 85 | 0.053 | 39388 | 141795.6656 | 26362 | 94902.4408 | EIA-923 Generator File | 1981
10324 | 2022 | MA | Stony Brook | 6081 | CT2 |  | OP | CT | NG | 85 | 0.019 | 14162 | 50982.7921 | 2983 | 10738.7141 | EIA-923 Generator File | 1981
10325 | 2022 | MA | Stony Brook | 6081 | CT3 |  | OP | CT | NG | 85 | 0.028 | 20948 | 75412.1967 | 18984 | 68341.8533 | EIA-923 Generator File | 1981
10326 | 2022 | MA | Stony Brook | 6081 | EDSI |  | OP | IC | DFO | 0.6 | 0 | 0 | 0 | 0 | 0 | Distributed from 923 Generation And Fuel | 1981
10327 | 2022 | MA | Stow PV | 59015 | STW |  | OP | PV | SUN | 2 | 0.154 | 2695 | 9701.9224 | 1427 | 5137.1589 | Distributed from 923 Generation And Fuel | 2013
10328 | 2022 | MA | Sudbury Landfill | 58839 | INV1 |  | OP | PV | SUN | 0.5 | 0.158 | 690.769 | 2486.7485 | 365.769 | 1316.7579 | Distributed from 923 Generation And Fuel | 2013
10329 | 2022 | MA | Sudbury Landfill | 58839 | INV2 |  | OP | PV | SUN | 0.3 | 0.158 | 414.462 | 1492.0513 | 219.462 | 790.0569 | Distributed from 923 Generation And Fuel | 2013
10330 | 2022 | MA | Sudbury Landfill | 58839 | INV3 |  | OP | PV | SUN | 0.5 | 0.158 | 690.769 | 2486.7485 | 365.769 | 1316.7579 | Distributed from 923 Generation And Fuel | 2013
10331 | 2022 | MA | Sullivan Solar | 59465 | 1 |  | OP | PV | SUN | 1.5 | 0.174 | 2281 | 8211.5343 | 1208 | 4348.7652 | Distributed from 923 Generation And Fuel | 2014
10332 | 2022 | MA | Sunderland Solar PV | 62090 | REC34 |  | OP | PV | SUN | 1.1 | 0.182 | 1751 | 6303.5496 | 927 | 3337.1733 | Distributed from 923 Generation And Fuel | 2018
10333 | 2022 | MA | Sunpin Blandford | 63942 | SUNBI |  | OP | PV | SUN | 4.7 | 0.186 | 7678 | 27640.5789 | 4065 | 14633.8829 | Distributed from 923 Generation And Fuel | 2020
10334 | 2022 | MA | Sutton Solar 2, LLC CSG | 63336 | 6004 |  | OP | PV | SUN | 1 | 0.49 | 4290 | 15443.8764 | 2271 | 8175.5346 | Distributed from 923 Generation And Fuel | 2020
10335 | 2022 | MA | Sutton Solar CSG | 60878 | 54508 |  | OP | PV | SUN | 1.9 | 0.203 | 3385 | 12185.9025 | 1792 | 6451.1484 | Distributed from 923 Generation And Fuel | 2016
10336 | 2022 | MA | Syncarpha Blandford Hybrid CSG | 62975 | SYBLB |  | OP | BA | MWH | 3.9 | -0.005 | -162 | -583.1953 | -69 | -248.398 | Distributed from 923 Generation And Fuel | 2020
10337 | 2022 | MA | Syncarpha Blandford Hybrid CSG | 62975 | SYBLS |  | OP | PV | SUN | 4.9 | 0.203 | 8728 | 31420.5486 | 4621 | 16635.4669 | Distributed from 923 Generation And Fuel | 2019
10338 | 2022 | MA | Syncarpha Freetown | 61097 | SYNFR |  | OP | PV | SUN | 3.9 | 0.195 | 6670 | 24011.8079 | 3531 | 12711.4983 | Distributed from 923 Generation And Fuel | 2016
10339 | 2022 | MA | Syncarpha Halifax Hybrid CSG | 62973 | SYHAB |  | OP | BA | MWH | 1.6 | -0.004 | -59 | -212.3983 | -25 | -89.9993 | Distributed from 923 Generation And Fuel | 2020
10340 | 2022 | MA | Syncarpha Halifax Hybrid CSG | 62973 | SYHAS |  | OP | PV | SUN | 1.7 | 0.194 | 2890 | 10403.9168 | 1530 | 5507.9559 | Distributed from 923 Generation And Fuel | 2020
10341 | 2022 | MA | Syncarpha Hancock I CSG | 61769 | SYNH1 |  | OP | PV | SUN | 2 | 0.184 | 3224 | 11606.3071 | 1707 | 6145.1508 | Distributed from 923 Generation And Fuel | 2017
10342 | 2022 | MA | Syncarpha Hancock II CSG | 61770 | SYNH2 |  | OP | PV | SUN | 2 | 0.193 | 3377 | 12157.1027 | 1788 | 6436.7485 | Distributed from 923 Generation And Fuel | 2017
10343 | 2022 | MA | Syncarpha Hancock III CSG | 61771 | SYNH3 |  | OP | PV | SUN | 1 | 0.196 | 1719 | 6188.3505 | 910 | 3275.9738 | Distributed from 923 Generation And Fuel | 2017
10344 | 2022 | MA | Syncarpha Leicester Hybrid CSG | 62972 | SYLEB |  | OP | BA | MWH | 2 | -0.001 | -24 | -86.3993 | -10 | -35.9997 | Distributed from 923 Generation And Fuel | 2021
10345 | 2022 | MA | Syncarpha Leicester Hybrid CSG | 62972 | SYLES |  | OP | PV | SUN | 2.6 | 0.196 | 4461 | 16059.4715 | 2362 | 8503.132 | Distributed from 923 Generation And Fuel | 2021
10346 | 2022 | MA | Syncarpha Millbury Hybrid (CSG) | 62974 | SYMIS |  | OP | PV | SUN | 5 | 0.025 | 1085 | 3905.9688 | 0 | 0 | Distributed from 923 Generation And Fuel | 2022
10347 | 2022 | MA | Syncarpha Northampton Hybrid CSG | 62976 | SYNOB |  | OP | BA | MWH | 2 | -0.006 | -100 | -359.9971 | -43 | -154.7988 | Distributed from 923 Generation And Fuel | 2020
10348 | 2022 | MA | Syncarpha Northampton Hybrid CSG | 62976 | SYNOS |  | OP | PV | SUN | 3.6 | 0.157 | 4938 | 17776.6578 | 2614 | 9410.3247 | Distributed from 923 Generation And Fuel | 2020
10349 | 2022 | MA | Syncarpha Northbridge I Hybrid(CSG) | 62977 | SYN1B |  | OP | BA | MWH | 4 | 0 | 0 | 0 | 0 | 0 | Distributed from 923 Generation And Fuel | 2022
10350 | 2022 | MA | Syncarpha Northbridge I Hybrid(CSG) | 62977 | SYN1S |  | OP | PV | SUN | 5 | 0.179 | 7832 | 28194.9744 | 4146 | 14925.4806 | Distributed from 923 Generation And Fuel | 2021
10351 | 2022 | MA | Syncarpha Northbridge II Hybrid CSG | 62978 | SYN2B |  | OP | BA | MWH | 3 | -0.004 | -96 | -345.5972 | -41 | -147.5988 | Distributed from 923 Generation And Fuel | 2021
10352 | 2022 | MA | Syncarpha Northbridge II Hybrid CSG | 62978 | SYN2S |  | OP | PV | SUN | 5 | 0.194 | 8498 | 30592.5553 | 4499 | 16196.2704 | Distributed from 923 Generation And Fuel | 2021
10353 | 2022 | MA | Syncarpha Palmer, LLC | 60056 | SYNPA |  | OP | PV | SUN | 4.8 | 0.191 | 8014 | 28850.1692 | 4243 | 15274.6778 | Distributed from 923 Generation And Fuel | 2015
10354 | 2022 | MA | Syncarpha Puddon I Hybrid CSG | 62969 | SYP1B |  | OP | BA | MWH | 4 | -0.005 | -189 | -680.3946 | -81 | -291.5977 | Distributed from 923 Generation And Fuel | 2021
10355 | 2022 | MA | Syncarpha Puddon I Hybrid CSG | 62969 | SYP1S |  | OP | PV | SUN | 5 | 0.208 | 9102 | 32766.9379 | 4819 | 17348.2612 | Distributed from 923 Generation And Fuel | 2021
10356 | 2022 | MA | Syncarpha Puddon II Hybrid CSG | 62970 | SYP2B |  | OP | BA | MWH | 4 | -0.005 | -159 | -572.3954 | -68 | -244.798 | Distributed from 923 Generation And Fuel | 2021
10357 | 2022 | MA | Syncarpha Puddon II Hybrid CSG | 62970 | SYP2S |  | OP | PV | SUN | 5 | 0.216 | 9448 | 34012.5279 | 5002 | 18007.0559 | Distributed from 923 Generation And Fuel | 2021
10358 | 2022 | MA | Syncarpha Still River, LLC CSG | 61774 | SYNBO |  | OP | PV | SUN | 2 | 0.21 | 3680 | 13247.894 | 1948 | 7012.7439 | Distributed from 923 Generation And Fuel | 2016
10359 | 2022 | MA | Syncarpha Tewksbury Hybrid CSG | 62968 | SYTKB |  | OP | BA | MWH | 2 | -0.003 | -47 | -169.1986 | -22 | -79.1994 | Distributed from 923 Generation And Fuel | 2022
10360 | 2022 | MA | Syncarpha Tewksbury Hybrid CSG | 62968 | SYTKS |  | OP | PV | SUN | 2.8 | 0.141 | 3460 | 12455.9004 | 1991 | 7167.5427 | Distributed from 923 Generation And Fuel | 2022
10361 | 2022 | MA | Syncarpha Westminster Hybrid CSG | 62971 | SYWES |  | OP | PV | SUN | 4.7 | 0.008 | 337 | 1213.1903 | 0 | 0 | Distributed from 923 Generation And Fuel | 2022
10362 | 2022 | MA | Tanglewood Circle Solar 1 LLC | 62583 | 5823 |  | OP | PV | SUN | 5 | 0.18 | 7886 | 28389.3729 | 4175 | 15029.8798 | Distributed from 923 Generation And Fuel | 2018
10363 | 2022 | MA | Tanner Street Generation | 54586 | TRENT |  | OP | CT | NG | 57.9 | 0.037 | 18684 | 67261.8619 | 18072 | 65058.6795 | EIA-923 Generator File | 2008
10364 | 2022 | MA | Tanner Street Generation | 54586 | VAX | 1 | OP | CA | NG | 27.1 | 0.017 | 3939 | 14180.2866 | 3881 | 13971.4882 | EIA-923 Generator File | 1992
10365 | 2022 | MA | Templeton | 59731 | TEMPL |  | OP | PV | SUN | 3 | 0.179 | 4694 | 16898.2648 | 2485 | 8945.9284 | Distributed from 923 Generation And Fuel | 2014
10366 | 2022 | MA | TES Rowtier | 65653 | NBRIA |  | OP | PV | SUN | 3 | 0.199 | 5227 | 18817.0495 | 2767 | 9961.1203 | Distributed from 923 Generation And Fuel | 2021
10367 | 2022 | MA | Texon Hydroelectric Project | 61640 | 1 |  | OP | HY | WAT | 1.5 | 0.273 | 3583 | 12898.6968 | 1006 | 3621.571 | Distributed from 923 Generation And Fuel | 1982
10368 | 2022 | MA | Theodore Drive Community Solar | 61296 | 02529 |  | OP | PV | SUN | 1.5 | 0.187 | 2461 | 8859.5291 | 1303 | 4690.7625 | Distributed from 923 Generation And Fuel | 2018
10369 | 2022 | MA | Tihonet Solar | 58749 | TSMA |  | OP | PV | SUN | 1 | 0.209 | 1832 | 6595.1472 | 970 | 3491.9721 | Distributed from 923 Generation And Fuel | 2014
10370 | 2022 | MA | Tisbury Landfill Solar | 59573 | TIS1 |  | OP | PV | SUN | 1.1 | 0.164 | 1579 | 5684.3545 | 836 | 3009.5759 | Distributed from 923 Generation And Fuel | 2014
10371 | 2022 | MA | Tolland Solar NG LLC | 62581 | 3011 |  | OP | PV | SUN | 3.5 | 0.172 | 5283 | 19018.6479 | 2797 | 10069.1194 | Distributed from 923 Generation And Fuel | 2014
10372 | 2022 | MA | Town of Amherst Solar | 66182 | AMHBA |  | OP | BA | MWH | 2.5 | 0 | 0 | 0 | 0 | 0 | Distributed from 923 Generation And Fuel | 2022
10373 | 2022 | MA | Town of Amherst Solar | 66182 | AMHPV |  | OP | PV | SUN | 2.5 | 0.05 | 1090 | 3923.9686 | 590 | 2123.983 | Distributed from 923 Generation And Fuel | 2022
10374 | 2022 | MA | Town of East Bridgewater CSG | 58586 | 1 |  | OP | PV | SUN | 2 | 0.075 | 1319 | 4748.362 | 698 | 2512.7799 | Distributed from 923 Generation And Fuel | 2013
10375 | 2022 | MA | Town of Foxborough - Landfill (SREC II) CSG | 61591 | FOXLA |  | OP | PV | SUN | 1.2 | 0.195 | 2054 | 7394.3408 | 1087 | 3913.1687 | Distributed from 923 Generation And Fuel | 2017
10376 | 2022 | MA | Town of Lexington Solar | 60816 | PV1 |  | OP | PV | SUN | 1.6 | 0.193 | 2704 | 9734.3221 | 1431 | 5151.5588 | Distributed from 923 Generation And Fuel | 2017
10377 | 2022 | MA | Town of Needham VNEM CSG | 60110 | PV1 |  | OP | PV | SUN | 3 | 0.141 | 3712 | 13363.0931 | 1965 | 7073.9434 | Distributed from 923 Generation And Fuel | 2016
10378 | 2022 | MA | Town of Norfolk MA at Medway Branch | 57942 | PV1 |  | OP | PV | SUN | 1.2 | 0.177 | 1861 | 6699.5464 | 985 | 3545.9716 | Distributed from 923 Generation And Fuel | 2012
10379 | 2022 | MA | Town of Otis Wind Energy Project | 61775 | OT196 |  | OP | WT | WND | 1.5 | 0.256 | 3361 | 12099.5032 | 1169 | 4208.3663 | Distributed from 923 Generation And Fuel | 2018
10380 | 2022 | MA | Town of Uxbridge MA at Commerce Dr | 57941 | PV1 |  | OP | PV | SUN | 1.8 | 0.166 | 2615 | 9413.9247 | 1384 | 4982.3601 | Distributed from 923 Generation And Fuel | 2012
10381 | 2022 | MA | Town of Ware - Canadian Tree(CSG) | 64435 | TOW |  | OP | PV | SUN | 1.4 | 0.201 | 2471 | 8895.5288 | 1308 | 4708.7623 | Distributed from 923 Generation And Fuel | 2021
10382 | 2022 | MA | Truck Stop | 65560 | TRUCK |  | OP | PV | SUN | 2 | 0.178 | 3127 | 11257.1099 | 1655 | 5957.9523 | Distributed from 923 Generation And Fuel | 2017
10383 | 2022 | MA | True North | 59390 | TNE1 |  | OP | PV | SUN | 4.8 | 0.163 | 6845 | 24641.8029 | 3624 | 13046.2956 | Distributed from 923 Generation And Fuel | 2012
10384 | 2022 | MA | Turners Falls | 6388 | 1 |  | OP | HY | WAT | 1.4 | 0.187 | 2294.281 | 8259.3455 | 644 | 2318.3815 | Distributed from 923 Generation And Fuel | 1913
10385 | 2022 | MA | Turners Falls | 6388 | 2 |  | OP | HY | WAT | 0.4 | 0.187 | 655.509 | 2359.8135 | 184 | 662.3947 | Distributed from 923 Generation And Fuel | 1913
10386 | 2022 | MA | Turners Falls | 6388 | 3 |  | OP | HY | WAT | 1.3 | 0.187 | 2130.404 | 7669.393 | 598 | 2152.7828 | Distributed from 923 Generation And Fuel | 1910
10387 | 2022 | MA | Turners Falls | 6388 | 5 |  | OP | HY | WAT | 1.3 | 0.187 | 2130.404 | 7669.393 | 598 | 2152.7828 | Distributed from 923 Generation And Fuel | 1905
10388 | 2022 | MA | Turners Falls | 6388 | 7 |  | OP | HY | WAT | 1.3 | 0.187 | 2130.404 | 7669.393 | 598 | 2152.7828 | Distributed from 923 Generation And Fuel | 1910
10389 | 2022 | MA | Twiss Street Solar | 59624 | PV1 |  | OP | PV | SUN | 1.5 | 0.196 | 2580 | 9287.9257 | 1366 | 4917.5607 | Distributed from 923 Generation And Fuel | 2015
10390 | 2022 | MA | Tyngsborough Solar | 61598 | PV1 |  | OP | PV | SUN | 2.6 | 0.2 | 4559 | 16412.2687 | 2414 | 8690.3305 | Distributed from 923 Generation And Fuel | 2017
10391 | 2022 | MA | UMASS | 61603 | UMASS |  | OP | PV | SUN | 4 | 0.205 | 7200 | 25919.7926 | 3812 | 13723.0902 | Distributed from 923 Generation And Fuel | 2016
10392 | 2022 | MA | UMass Boston | 64980 | 010G |  | SB | IC | DFO | 0.3 | 0.001 | 2.696 | 9.7055 | 0.174 | 0.62639 | Distributed from 923 Generation And Fuel | 2006
10393 | 2022 | MA | UMass Boston | 64980 | 020G |  | SB | IC | DFO | 0.4 | 0.001 | 3.594 | 12.9383 | 0.232 | 0.83519 | Distributed from 923 Generation And Fuel | 1972
10394 | 2022 | MA | UMass Boston | 64980 | 030G |  | SB | IC | DFO | 0.5 | 0.001 | 4.493 | 16.1747 | 0.29 | 1.044 | Distributed from 923 Generation And Fuel | 2014
10395 | 2022 | MA | UMass Boston | 64980 | 050G |  | SB | IC | DFO | 0.8 | 0.001 | 7.188 | 25.8766 | 0.464 | 1.6704 | Distributed from 923 Generation And Fuel | 2001
10396 | 2022 | MA | UMass Boston | 64980 | 060G |  | SB | IC | DFO | 1.6 | 0.001 | 14.377 | 51.7568 | 0.928 | 3.3408 | Distributed from 923 Generation And Fuel | 2012
10397 | 2022 | MA | UMass Boston | 64980 | 080D1 |  | SB | IC | DFO | 0.3 | 0.001 | 2.696 | 9.7055 | 0.174 | 0.62639 | Distributed from 923 Generation And Fuel | 1972
10398 | 2022 | MA | UMass Boston | 64980 | 080D2 |  | SB | IC | DFO | 0.5 | 0.001 | 4.493 | 16.1747 | 0.29 | 1.044 | Distributed from 923 Generation And Fuel | 1972
10399 | 2022 | MA | UMass Boston | 64980 | 080G |  | SB | IC | DFO | 0.4 | 0.001 | 3.594 | 12.9383 | 0.232 | 0.83519 | Distributed from 923 Generation And Fuel | 1972
10400 | 2022 | MA | UMass Boston | 64980 | 090G |  | SB | IC | DFO | 0.6 | 0.001 | 5.391 | 19.4074 | 0.348 | 1.2528 | Distributed from 923 Generation And Fuel | 1972
10401 | 2022 | MA | UMass Boston | 64980 | 110G |  | SB | IC | DFO | 0.2 | 0.001 | 1.797 | 6.4691 | 0.116 | 0.4176 | Distributed from 923 Generation And Fuel | 1972
10402 | 2022 | MA | UMass Boston | 64980 | 120G |  | SB | IC | DFO | 0.2 | 0.001 | 1.797 | 6.4691 | 0.116 | 0.4176 | Distributed from 923 Generation And Fuel | 1972
10403 | 2022 | MA | UMass Boston | 64980 | 160G |  | SB | IC | DFO | 0.1 | 0.001 | 0.899 | 3.2364 | 0.058 | 0.2088 | Distributed from 923 Generation And Fuel | 2001
10404 | 2022 | MA | UMass Boston | 64980 | 200G |  | SB | IC | DFO | 0.1 | 0.001 | 0.899 | 3.2364 | 0.058 | 0.2088 | Distributed from 923 Generation And Fuel | 1999
10405 | 2022 | MA | UMass Boston | 64980 | BATT1 |  | OP | BA | MWH | 0.5 | -0.005 | -21 | -75.5994 | -9 | -32.3997 | Distributed from 923 Generation And Fuel | 2021
10406 | 2022 | MA | UMass Boston | 64980 | RHG |  | SB | IC | DFO | 0.5 | 0.001 | 4.493 | 16.1747 | 0.29 | 1.044 | Distributed from 923 Generation And Fuel | 2017
10407 | 2022 | MA | UMass Boston | 64980 | SOL1 |  | OP | PV | SUN | 0.2 | 0.195 | 342.286 | 1232.2197 | 181.143 | 652.1096 | Distributed from 923 Generation And Fuel | 2021
10408 | 2022 | MA | UMass Boston | 64980 | SOL2 |  | OP | PV | SUN | 0.5 | 0.195 | 855.714 | 3080.5458 | 452.857 | 1630.2722 | Distributed from 923 Generation And Fuel | 2021
10409 | 2022 | MA | UMass Boston | 64980 | WG |  | SB | IC | DFO | 0.4 | 0.001 | 3.594 | 12.9383 | 0.232 | 0.83519 | Distributed from 923 Generation And Fuel | 2018
10410 | 2022 | MA | UMass PV Lot 22 | 65154 | U22ES |  | OP | BA | MWH | 2 | 0 | 0 | 0 | 0 | 0 | Distributed from 923 Generation And Fuel | 2022
10411 | 2022 | MA | UMass PV Lot 22 | 65154 | U22PV |  | OP | PV | SUN | 2.1 | 0.027 | 500 | 1799.9856 | 174 | 626.395 | Distributed from 923 Generation And Fuel | 2022
10412 | 2022 | MA | UMass PV Lot 49 | 65153 | U49PV |  | OP | PV | SUN | 0.8 |  | GENYRONL: 2022
10413 | 2022 | MA | Univ of Massachusetts Medical Center | 50087 | GEN1 | 5 | OP | ST | NG | 2.5 | 0.172 | 3760 | 13535.8917 | 348 | 1252.79 | EIA-923 Generator File | 1974
10414 | 2022 | MA | Univ of Massachusetts Medical Center | 50087 | GEN2 | 5 | OP | ST | NG | 2.5 | 0.115 | 2509 | 9032.3277 | 842 | 3031.1758 | EIA-923 Generator File | 1974
10415 | 2022 | MA | Univ of Massachusetts Medical Center | 50087 | GEN3 | 3 | OP | ST | NG | 5 | 0.24 | 10510 | 37835.6973 | 3561 | 12819.4974 | EIA-923 Generator File | 2002
10416 | 2022 | MA | Univ of Massachusetts Medical Center | 50087 | GEN4 |  | OP | GT | NG | 7.5 | 0.747 | 49083 | 176697.3864 | 24373 | 87742.0981 | Distributed from 923 Generation And Fuel | 2013
10417 | 2022 | MA | Upper Blackstone (MA) Treasure Valley | 59781 | 1 |  | OP | PV | SUN | 5 | 0.161 | 7070 | 25451.7964 | 3743 | 13474.6922 | Distributed from 923 Generation And Fuel | 2014
10418 | 2022 | MA | Upton Community Solar | 61297 | 02567 |  | OP | PV | SUN | 2 | 0.192 | 3369 | 12128.303 | 1784 | 6422.3486 | Distributed from 923 Generation And Fuel | 2017
10419 | 2022 | MA | Ventura | 65670 | VTRBA |  | OP | BA | MWH | 1 | 0 | 0 | 0 | 0 | 0 | Distributed from 923 Generation And Fuel | 2022
10420 | 2022 | MA | Ventura | 65670 | VTRPV |  | OP | PV | SUN | 1 | 0 | 0 | 0 | 0 | 0 | Distributed from 923 Generation And Fuel | 2022
10421 | 2022 | MA | Vuelta Solar | 61245 | 5405 |  | OP | PV | SUN | 5.5 | 0.156 | 7517 | 27060.9835 | 3979 | 14324.2854 | Distributed from 923 Generation And Fuel | 2016
10422 | 2022 | MA | W. Orange Rd Solar LLC | 63047 | HEYES |  | OP | PV | SUN | 5 | 0.16 | 7021 | 25275.3978 | 3717 | 13381.093 | Distributed from 923 Generation And Fuel | 2021
10423 | 2022 | MA | Wachusett Solar | 65586 | 2910 |  | OP | PV | SUN | 2 | 0.21 | 3673 | 13222.6942 | 1944 | 6998.344 | Distributed from 923 Generation And Fuel | 2019
10424 | 2022 | MA | Walpole Solar 2 | 58936 | WLPL1 |  | OP | PV | SUN | 2.4 | 0.176 | 3697 | 13309.0935 | 1957 | 7045.1436 | Distributed from 923 Generation And Fuel | 2014
10425 | 2022 | MA | Ware Palmer Road Solar LLC CSG | 64128 | WPRB |  | OP | BA | MWH | 2 | -0.003 | -44 | -158.3987 | -19 | -68.3995 | Distributed from 923 Generation And Fuel | 2021
10426 | 2022 | MA | Ware Palmer Road Solar LLC CSG | 64128 | WPRS |  | OP | PV | SUN | 3 | 0.204 | 5354 | 19274.2458 | 2834 | 10202.3184 | Distributed from 923 Generation And Fuel | 2021
10427 | 2022 | MA | Wareham MA 1 Community Solar | 60443 | WMA1 |  | OP | PV | SUN | 2 | 0.188 | 3290 | 11843.9052 | 1742 | 6271.1498 | Distributed from 923 Generation And Fuel | 2016
10428 | 2022 | MA | Wareham Solar PV | 62055 | LG395 |  | OP | PV | SUN | 3.3 | 0.046 | 1338 | 4816.7615 | 708 | 2548.7796 | Distributed from 923 Generation And Fuel | 2018
10429 | 2022 | MA | Washburn Road Solar | 62646 | WASHB |  | OP | PV | SUN | 1.9 | 0.168 | 2790 | 10043.9196 | 1477 | 5317.1575 | Distributed from 923 Generation And Fuel | 2019
10430 | 2022 | MA | Waste Water Treatment Plant | 59060 | WWPV |  | OP | PV | SUN | 1.5 | 0.058 | 763 | 2746.778 | 404 | 1454.3884 | Distributed from 923 Generation And Fuel | 2012
10431 | 2022 | MA | Waters River | 1678 | 1 |  | OP | GT | NG | 21.3 | 0.011 | 2073.55 | 7464.7203 | 1850.704 | 6662.4811 | Distributed from 923 Generation And Fuel | 1971 | 2026
10432 | 2022 | MA | Waters River | 1678 | 2 |  | OP | GT | NG | 43.6 | 0.011 | 4244.45 | 15279.8978 | 3788.296 | 13637.7565 | Distributed from 923 Generation And Fuel | 1990
10433 | 2022 | MA | WEB Brookfield | 66318 | BROK1 |  | OP | PV | SUN | 3.4 | 0.208 | 6199 | 22316.2215 | 3282 | 11815.1055 | Distributed from 923 Generation And Fuel | 2021
10434 | 2022 | MA | Webster Solar | 65722 | 2538 |  | OP | PV | SUN | 1 | 0.154 | 1351 | 4863.5611 | 715 | 2573.9794 | Distributed from 923 Generation And Fuel | 2017
10435 | 2022 | MA | Wellesley College Central Utility Plant | 54937 | 1118 |  | OS | IC | NG | 1.3 | 0 | 0 | 0 | 0 | 0 | Distributed from 923 Generation And Fuel | 1994
10436 | 2022 | MA | Wellesley College Central Utility Plant | 54937 | 1119 |  | OS | IC | NG | 1.3 | 0 | 0 | 0 | 0 | 0 | Distributed from 923 Generation And Fuel | 1994
10437 | 2022 | MA | Wellesley College Central Utility Plant | 54937 | 1120 |  | OS | IC | NG | 1.3 | 0 | 0 | 0 | 0 | 0 | Distributed from 923 Generation And Fuel | 1994
10438 | 2022 | MA | Wellesley College Central Utility Plant | 54937 | 1121 |  | OS | IC | NG | 1.3 | 0 | 0 | 0 | 0 | 0 | Distributed from 923 Generation And Fuel | 1994
10439 | 2022 | MA | Wellesley College Central Utility Plant | 54937 | 1122 |  | OP | IC | NG | 1.9 | 0 | 0 | 0 | 0 | 0 | Distributed from 923 Generation And Fuel | 2021
10440 | 2022 | MA | Wellesley College Central Utility Plant | 54937 | 1123 |  | OP | IC | NG | 1.9 | 0 | 0 | 0 | 0 | 0 | Distributed from 923 Generation And Fuel | 2021
10441 | 2022 | MA | Wellesley College Central Utility Plant | 54937 | 8187 |  | OS | IC | NG | 1.9 | 0 | 0 | 0 | 0 | 0 | Distributed from 923 Generation And Fuel | 1999
10442 | 2022 | MA | Wellesley College Central Utility Plant | 54937 | SB1 |  | SB | IC | DFO | 3 | 0 | 0 | 0 | 0 | 0 | Distributed from 923 Generation And Fuel | 1985
10443 | 2022 | MA | West A&B Solar Project Hybrid CSG | 63473 | BATT |  | OP | BA | MWH | 1.8 | -0.003 | -49 | -176.3986 | -21 | -75.5994 | Distributed from 923 Generation And Fuel | 2020
10444 | 2022 | MA | West A&B Solar Project Hybrid CSG | 63473 | WEST |  | OP | PV | SUN | 2.5 | 0.23 | 5030 | 18107.8551 | 2663 | 9586.7233 | Distributed from 923 Generation And Fuel | 2020
10445 | 2022 | MA | West Boylston Community Shared Solar | 61415 | CS1 |  | OP | PV | SUN | 1.5 | 0.19 | 2499 | 8996.328 | 1323 | 4762.7619 | Distributed from 923 Generation And Fuel | 2016
10446 | 2022 | MA | West Bridgewater AB CSG | 60424 | WBAB |  | OP | PV | SUN | 1.7 | 0.19 | 2835 | 10205.9184 | 1501 | 5403.5568 | Distributed from 923 Generation And Fuel | 2017
10447 | 2022 | MA | West Brookfield Solar - Gilbertsville Rd (CSG) | 61629 | WB |  | OP | PV | SUN | 4 | 0.19 | 6651 | 23943.4085 | 3521 | 12675.4986 | Distributed from 923 Generation And Fuel | 2017
10448 | 2022 | MA | West Brookfield Solar, LLC | 60644 | WBRK |  | OP | PV | SUN | 1.4 | 0.166 | 2039 | 7340.3413 | 1079 | 3884.3689 | Distributed from 923 Generation And Fuel | 2016
10449 | 2022 | MA | West Groton CHP | 60276 | G1 |  | OP | GT | NG | 4.1 | 0.624 | 22429 | 80743.754 | 11218 | 40384.4769 | Distributed from 923 Generation And Fuel | 2015
10450 | 2022 | MA | West Haydenville PJ Community Solar | 64726 | BESS |  | OP | BA | MWH | 3.6 | 0 | 0 | 0 | 0 | 0 | Distributed from 923 Generation And Fuel | 2022
10451 | 2022 | MA | West Haydenville PJ Community Solar | 64726 | WHAYD |  | OP | PV | SUN | 5 | 0.035 | 1542 | 5551.1556 | 537 | 1933.1845 | Distributed from 923 Generation And Fuel | 2022
10452 | 2022 | MA | West Street Solar 1 LLC | 63131 | GRDNR |  | OP | PV | SUN | 5 | 0.209 | 9169 | 33008.1359 | 4854 | 17474.2602 | Distributed from 923 Generation And Fuel | 2019
10453 | 2022 | MA | West Tisbury Generating Facility | 6049 | UN1 |  | OP | IC | DFO | 2.7 | 0.035 | 816 | 2937.5765 | 57.5 | 206.9983 | Distributed from 923 Generation And Fuel | 1975
10454 | 2022 | MA | West Tisbury Generating Facility | 6049 | UN2 |  | OP | IC | DFO | 2.7 | 0.035 | 816 | 2937.5765 | 57.5 | 206.9983 | Distributed from 923 Generation And Fuel | 1975
10455 | 2022 | MA | West Water Street | 62625 | G1 |  | OP | IC | DFO | 2.5 | 0.016 | 358.5 | 1290.5897 | 25.25 | 90.8993 | Distributed from 923 Generation And Fuel | 2018
10456 | 2022 | MA | West Water Street | 62625 | G2 |  | OP | IC | DFO | 2.5 | 0.016 | 358.5 | 1290.5897 | 25.25 | 90.8993 | Distributed from 923 Generation And Fuel | 2018
10457 | 2022 | MA | West Water Street | 62625 | G3 |  | OP | IC | DFO | 2.5 | 0.016 | 358.5 | 1290.5897 | 25.25 | 90.8993 | Distributed from 923 Generation And Fuel | 2018
10458 | 2022 | MA | West Water Street | 62625 | G4 |  | OP | IC | DFO | 2.5 | 0.016 | 358.5 | 1290.5897 | 25.25 | 90.8993 | Distributed from 923 Generation And Fuel | 2018
10459 | 2022 | MA | Westborough Solar LLC | 59368 | PV1 |  | OP | PV | SUN | 1.8 | 0.165 | 2605 | 9377.925 | 1379 | 4964.3603 | Distributed from 923 Generation And Fuel | 2014
10460 | 2022 | MA | Westford Solar Park | 58534 | 1 |  | OP | PV | SUN | 4 | 0.146 | 5107 | 18385.0529 | 2704 | 9734.3221 | Distributed from 923 Generation And Fuel | 2012
10461 | 2022 | MA | Westminster Renewables, LLC CSG | 62226 | 2479 |  | OP | PV | SUN | 1.5 | 0.208 | 2736 | 9849.5212 | 1448 | 5212.7583 | Distributed from 923 Generation And Fuel | 2018
10462 | 2022 | MA | Weston Landfill Solar | 61537 | WESTO |  | OP | PV | SUN | 1.8 | 0.199 | 3139 | 11300.3096 | 1662 | 5983.1521 | Distributed from 923 Generation And Fuel | 2016
10463 | 2022 | MA | Westport B Community Solar Garden | 64589 | 1 |  | OP | PV | SUN | 4.5 | 0.202 | 7949 | 28616.1711 | 4208 | 15148.6788 | Distributed from 923 Generation And Fuel | 2018
10464 | 2022 | MA | Westport Community Solar Garden | 64574 | 1 |  | OP | PV | SUN | 2 | 0.159 | 2791 | 10047.5196 | 1478 | 5320.7574 | Distributed from 923 Generation And Fuel | 2017
10465 | 2022 | MA | Westport MA 1 Community Solar | 60473 | WPMA1 |  | OP | PV | SUN | 1.3 | 0.192 | 2182 | 7855.1372 | 1155 | 4157.9667 | Distributed from 923 Generation And Fuel | 2016
10466 | 2022 | MA | Westport MA 2 Community Solar | 60476 | WPMA2 |  | OP | PV | SUN | 1.2 | 0.18 | 1891 | 6807.5455 | 1001 | 3603.5712 | Distributed from 923 Generation And Fuel | 2016
10467 | 2022 | MA | Whately Solar | 59033 | 0024 |  | OP | PV | SUN | 1.5 | 0.179 | 2348 | 8452.7324 | 1243 | 4474.7642 | Distributed from 923 Generation And Fuel | 2013
10468 | 2022 | MA | Whatley Renewables | 65585 | 2684 |  | OP | PV | SUN | 1 | 0.207 | 1812 | 6523.1478 | 959 | 3452.3724 | Distributed from 923 Generation And Fuel | 2020
10469 | 2022 | MA | Wheelabrator Millbury Facility | 50878 | GEN1 | 2 | OP | ST | MSW | 47.6 | 0.764 | 318641 | 1147098.4232 | 138803 | 499686.8025 | EIA-923 Generator File | 1987
10470 | 2022 | MA | Wheelabrator North Andover | 50877 | GEN1 | 2 | OP | ST | MSW | 40.3 | 0.648 | 228822 | 823752.61 | 95328 | 343178.0546 | EIA-923 Generator File | 1985
10471 | 2022 | MA | Wheelabrator Saugus | 50880 | GEN1 | 2 | OP | ST | MSW | 57.8 | 0.423 | 214422 | 771913.0247 | 90650 | 326337.3893 | EIA-923 Generator File | 1985
10472 | 2022 | MA | Wilbraham | 64417 | WILBR |  | OP | PV | SUN | 4 | 0.167 | 5856 | 21081.4313 | 3100 | 11159.9107 | Distributed from 923 Generation And Fuel | 2020
10473 | 2022 | MA | Wilbur Woods Solar LLC | 63048 | DESMO |  | OP | PV | SUN | 5 | 0.189 | 8277 | 29796.9616 | 4382 | 15775.0738 | Distributed from 923 Generation And Fuel | 2021
10474 | 2022 | MA | Wilkins Station | 6586 | 1 |  | OP | IC | DFO | 2.7 | 0.002 | 54 | 194.3984 | 4 | 14.3999 | Distributed from 923 Generation And Fuel | 1975
10475 | 2022 | MA | Wilkins Station | 6586 | 2 |  | OP | IC | DFO | 2.7 | 0.002 | 54 | 194.3984 | 4 | 14.3999 | Distributed from 923 Generation And Fuel | 1975
10476 | 2022 | MA | Williams College - Campus CHP | 58160 | GEN2 |  | OP | ST | NG | 3 | 0.135 | 3558 | 12808.6975 | 1779.127 | 6404.806 | EIA-923 Generator File | 2003
10477 | 2022 | MA | Williams College - Campus CHP | 58160 | GEN4 |  | OP | IC | DFO | 2 | 0.002 | 29 | 104.3992 | 2 | 7.1999 | Distributed from 923 Generation And Fuel | 2017
10478 | 2022 | MA | Williams College - Campus CHP | 58160 | GEN5 |  | OP | IC | DFO | 2 | 0.002 | 29 | 104.3992 | 2 | 7.1999 | Distributed from 923 Generation And Fuel | 2017
10479 | 2022 | MA | Williamsburg | 62202 | WIL01 |  | OP | PV | SUN | 4 | 0.182 | 6394 | 23018.2159 | 3385 | 12185.9025 | Distributed from 923 Generation And Fuel | 2019
10480 | 2022 | MA | Williamsburg Solar LLC VNEM CSG | 60111 | PV1 |  | OP | PV | SUN | 2.2 | 0.179 | 3459 | 12452.3004 | 1831 | 6591.5473 | Distributed from 923 Generation And Fuel | 2016
10481 | 2022 | MA | Williamsville Hybrid CSG | 63805 | WBESS |  | OP | BA | MWH | 3.3 | -0.001 | -28 | -100.7992 | -12 | -43.1997 | Distributed from 923 Generation And Fuel | 2021
10482 | 2022 | MA | Williamsville Hybrid CSG | 63805 | WIL |  | OP | PV | SUN | 5 | 0.194 | 8501 | 30603.3552 | 4500 | 16199.8704 | Distributed from 923 Generation And Fuel | 2021
10483 | 2022 | MA | Wilmarth Solar | 64436 | WIL |  | OP | PV | SUN | 5 | 0.197 | 8629 | 31064.1515 | 4568 | 16444.6684 | Distributed from 923 Generation And Fuel | 2020
10484 | 2022 | MA | Wilmarth Solar | 64436 | WILB |  | OP | BA | MWH | 2.3 | -0.006 | -117 | -421.1966 | -50 | -179.9986 | Distributed from 923 Generation And Fuel | 2020
10485 | 2022 | MA | Wilmington Solar | 60736 | PV1 |  | OP | PV | SUN | 2 | 0.182 | 3195 | 11501.908 | 1691 | 6087.5513 | Distributed from 923 Generation And Fuel | 2015
10486 | 2022 | MA | Wilson Solar | 58174 | WSMA |  | OP | PV | SUN | 2 | 0.172 | 3020 | 10871.913 | 1599 | 5756.3539 | Distributed from 923 Generation And Fuel | 2013
10487 | 2022 | MA | Winchendon Landfill Solar | 62503 | 10237 |  | OP | PV | SUN | 2 | 0.19 | 3326 | 11973.5042 | 1761 | 6339.5493 | Distributed from 923 Generation And Fuel | 2018
10488 | 2022 | MA | Winchendon Solar | 59466 | 3 |  | OP | PV | SUN | 1.9 | 0.174 | 2891 | 10407.5167 | 1530 | 5507.9559 | Distributed from 923 Generation And Fuel | 2014
10489 | 2022 | MA | Woburn | 65216 | 673 |  | OP | PV | SUN | 1.3 | 0.185 | 2110 | 7595.9392 | 1117 | 4021.1678 | Distributed from 923 Generation And Fuel | 2020
10490 | 2022 | MA | Woodchuck Solar, LLC CSG | 63565 | WOODC |  | OP | PV | SUN | 1 | 0.191 | 1672 | 6019.1518 | 885 | 3185.9745 | Distributed from 923 Generation And Fuel | 2017
10491 | 2022 | MA | Woodland Avenue Solar 1 | 65720 | 5571 |  | OP | PV | SUN | 5 | 0.205 | 8999 | 32396.1408 | 4764 | 17150.2628 | Distributed from 923 Generation And Fuel | 2020
10492 | 2022 | MA | Woodland Road | 1643 | WOOD |  | RE | GT | KER | 20.4 | 0.001 | 120 | 431.9965 | 6 | 21.5998 | Distributed from 923 Generation And Fuel | 1969 | 2022
10493 | 2022 | MA | Worcester Landfill | 60621 | WL |  | OP | PV | SUN | 6.5 | 0.164 | 9334 | 33602.1312 | 4941 | 17787.4577 | Distributed from 923 Generation And Fuel | 2017
10494 | 2022 | MA | WYM 1250 Palmer LLC | 60614 | PALMR |  | OP | PV | SUN | 1 | 0.18 | 1573 | 5662.7547 | 833 | 2998.776 | Distributed from 923 Generation And Fuel | 2013
10495 | 2022 | MA | ZPD-PT Solar Project 2017-006 LLC Hybrid | 64395 | DRAES |  | OP | BA | MWH | 2.5 | -0.002 | -46 | -165.5987 | -20 | -71.9994 | Distributed from 923 Generation And Fuel | 2021
10496 | 2022 | MA | ZPD-PT Solar Project 2017-006 LLC Hybrid | 64395 | DRAPV |  | OP | PV | SUN | 4 | 0.166 | 5804 | 20894.2328 | 3073 | 11062.7115 | Distributed from 923 Generation And Fuel | 2021
10497 | 2022 | MA | ZPD-PT Solar Project 2017-021 LLC Hybrid CSG | 64187 | DRAES |  | OP | BA | MWH | 0.7 | 0.004 | 27 | 97.1992 | 12 | 43.1997 | Distributed from 923 Generation And Fuel | 2021
10498 | 2022 | MA | ZPD-PT Solar Project 2017-021 LLC Hybrid CSG | 64187 | DRAPV |  | OP | PV | SUN | 1 | 0.196 | 1719 | 6188.3505 | 910 | 3275.9738 | Distributed from 923 Generation And Fuel | 2021
10499 | 2022 | MA | ZPD-PT Solar Project 2017-023 LLC Hybrid CSG | 64185 | DRAES |  | OP | BA | MWH | 1.9 | 0.003 | 54 | 194.3984 | 23 | 82.7993 | Distributed from 923 Generation And Fuel | 2021
10500 | 2022 | MA | ZPD-PT Solar Project 2017-023 LLC Hybrid CSG | 64185 | DRAPV |  | OP | PV | SUN | 2.8 | 0.112 | 2744 | 9878.321 | 1453 | 5230.7582 | Distributed from 923 Generation And Fuel | 2021
10501 | 2022 | MA | ZPD-PT Solar Project 2017-038 Hybrid LLC | 64147 | DRAES |  | OP | BA | MWH | 3.5 | -0.001 | -34 | -122.399 | -15 | -53.9996 | Distributed from 923 Generation And Fuel | 2021
10502 | 2022 | MA | ZPD-PT Solar Project 2017-038 Hybrid LLC | 64147 | DRAPV |  | OP | PV | SUN | 5 | 0.159 | 6971 | 25095.3992 | 3690 | 13283.8937 | Distributed from 923 Generation And Fuel | 2021
10503 | 2022 | MA | ZPD-PT Solar Project 2017-044 LLC CSG | 64184 | DRAPV |  | OP | PV | SUN | 1 | 0.089 | 780 | 2807.9775 | 413 | 1486.7881 | Distributed from 923 Generation And Fuel | 2021
10504 | 2022 | MD | 6685 Santa Barbara Ct | 64343 | SBAR |  | OP | PV | SUN | 1 | 0.059 | 514 | 1850.3852 | 260 | 935.9925 | Distributed from 923 Generation And Fuel | 2020
10505 | 2022 | MD | 7448 Candlewood Road | 64502 | 1 |  | OP | PV | SUN | 1.5 | 0.186 | 2447 | 8809.1295 | 1236 | 4449.5644 | Distributed from 923 Generation And Fuel | 2020
10506 | 2022 | MD | AES Warrior Run Cogeneration Facility | 10678 | GEN1 | 1 | OP | ST | BIT | 229 | 0.628 | 1260476 | 4537677.2986 | 466049 | 1677762.9779 | EIA-923 Generator File | 1999
10507 | 2022 | MD | AES Warrior Run Energy Storage Project | 59949 | BESS1 |  | OP | BA | MWH | 11 | -0.025 | -2375 | -8549.9316 | -1097 | -3949.1684 | Distributed from 923 Generation And Fuel | 2015
10508 | 2022 | MD | Alpha Ridge LFG | 58252 | JEN1 |  | OP | IC | LFG | 1 | 0.181 | 1583 | 5698.7544 | 644 | 2318.3815 | Distributed from 923 Generation And Fuel | 2012
10509 | 2022 | MD | Amazon Maryland DCA1 | 62876 | DCA1 |  | OP | PV | SUN | 1.3 | 0.214 | 2435 | 8765.9299 | 1230 | 4427.9646 | Distributed from 923 Generation And Fuel | 2019
10510 | 2022 | MD | Annapolis Solar Park, LLC | 60681 | ASP12 |  | OP | PV | SUN | 12 | 0.215 | 22630 | 81467.3483 | 11427 | 41136.8709 | Distributed from 923 Generation And Fuel | 2018
10511 | 2022 | MD | Anne Arundel County Public Schools | 62407 | X0001 |  | OP | PV | SUN | 1 | 0.221 | 1938 | 6976.7442 | 979 | 3524.3718 | Distributed from 923 Generation And Fuel | 2017
10512 | 2022 | MD | APG Combined Heat and Power Plant | 61282 | GEN1 |  | OP | GT | NG | 7.9 | 0.001 | 56 | 201.5984 | 28 | 100.7992 | Distributed from 923 Generation And Fuel | 2016
10513 | 2022 | MD | APG New Chesapeake | 62629 | 10115 |  | OP | PV | SUN | 2.3 | 0.211 | 4246 | 15285.4777 | 2144 | 7718.3383 | Distributed from 923 Generation And Fuel | 2018
10514 | 2022 | MD | APG Old Bayside | 62628 | 10115 |  | OP | PV | SUN | 1.7 | 0.21 | 3130 | 11267.9099 | 1580 | 5687.9545 | Distributed from 923 Generation And Fuel | 2018
10515 | 2022 | MD | Archdiocese of Baltimore J | 60662 | PV1 |  | OP | PV | SUN | 2 | 0.202 | 3540 | 12743.898 | 1788 | 6436.7485 | Distributed from 923 Generation And Fuel | 2015
10516 | 2022 | MD | Archdiocese of Baltimore L | 60663 | PV1 |  | OP | PV | SUN | 2 | 0.2 | 3505 | 12617.8991 | 1770 | 6371.949 | Distributed from 923 Generation And Fuel | 2015
10517 | 2022 | MD | Back River Waste Water Treatment | 59026 | CHP 1 |  | OP | IC | OBG | 1.1 | 0 | 0 | 0 | 0 | 0 | Distributed from 923 Generation And Fuel | 2009
10518 | 2022 | MD | Back River Waste Water Treatment | 59026 | CHP 2 |  | OP | IC | OBG | 1.1 | 0 | 0 | 0 | 0 | 0 | Distributed from 923 Generation And Fuel | 2009
10519 | 2022 | MD | Back River Waste Water Treatment | 59026 | SOLAR |  | OP | PV | SUN | 0.8 | 0.142 | 998 | 3592.7713 | 504 | 1814.3855 | Distributed from 923 Generation And Fuel | 2012
10520 | 2022 | MD | Baker Point | 61519 | GEN1 |  | OP | PV | SUN | 9 | 0.17 | 13411 | 48279.2138 | 6772 | 24379.005 | Distributed from 923 Generation And Fuel | 2016
10521 | 2022 | MD | Baltimore City B | 60664 | PV1 |  | OP | PV | SUN | 2 | 0.184 | 3228 | 11620.707 | 1630 | 5867.9531 | Distributed from 923 Generation And Fuel | 2015
10522 | 2022 | MD | Baltimore City D | 60665 | PV1 |  | OP | PV | SUN | 2 | 0.183 | 3208 | 11548.7076 | 1620 | 5831.9533 | Distributed from 923 Generation And Fuel | 2015
10523 | 2022 | MD | Baltimore City F | 60666 | PV1 |  | OP | PV | SUN | 2 | 0.185 | 3237 | 11653.1068 | 1635 | 5885.9529 | Distributed from 923 Generation And Fuel | 2015
10524 | 2022 | MD | Baltimore City G | 60667 | PV1 |  | OP | PV | SUN | 2 | 0.16 | 2798 | 10072.7194 | 1413 | 5086.7593 | Distributed from 923 Generation And Fuel | 2015
10525 | 2022 | MD | Bd of Educ of Queen Anne's Cnty, Cnty HS | 62074 | PV1 |  | OP | PV | SUN | 1.7 | 0.19 | 2836 | 10209.5183 | 1432 | 5155.1588 | Distributed from 923 Generation And Fuel | 2019
10526 | 2022 | MD | Berlin | 6565 | 1A |  | OP | IC | DFO | 1.1 | -0.002 | -15.911 | -57.2791 | -6.679 | -24.0442 | Distributed from 923 Generation And Fuel | 1961
10527 | 2022 | MD | Berlin | 6565 | 5A |  | OP | IC | DFO | 2.5 | -0.002 | -36.161 | -130.1786 | -15.179 | -54.644 | Distributed from 923 Generation And Fuel | 1989
10528 | 2022 | MD | Berlin | 6565 | 8A |  | OP | IC | NG | 2 | -0.002 | -28.929 | -104.1436 | -12.143 | -43.7145 | Distributed from 923 Generation And Fuel | 2020
10529 | 2022 | MD | Blue Star | 62332 | BLUES |  | OP | PV | SUN | 7.5 | 0.194 | 12756 | 45921.2326 | 6441 | 23187.4145 | Distributed from 923 Generation And Fuel | 2020
10530 | 2022 | MD | Bluefin Origination 1 | 63323 | SIMBA |  | OP | PV | SUN | 2 | 0.238 | 4168 | 15004.68 | 2105 | 7577.9394 | Distributed from 923 Generation And Fuel | 2019
10531 | 2022 | MD | Bluegrass Solar | 63910 | BGS |  | OP | PV | SUN | 79.6 | 0.026 | 17982 | 64734.6821 | 0 | 0 | Distributed from 923 Generation And Fuel | 2022
10532 | 2022 | MD | Bomber CSG | 65281 | BOMB |  | OP | PV | SUN | 6 | 0.212 | 11142 | 40110.8791 | 5626 | 20253.438 | Distributed from 923 Generation And Fuel | 2021
10533 | 2022 | MD | Bowie State Solar | 61915 | SO285 |  | OP | PV | SUN | 1.3 | 0.035 | 398 | 1432.7885 | 201 | 723.5942 | Distributed from 923 Generation And Fuel | 2018
10534 | 2022 | MD | Brandon Shores | 602 | 1 | 1 | OP | ST | BIT | 685.1 | 0.163 | 979484 | 3526114.1911 | 567028 | 2041284.4697 | EIA-923 Generator File | 1984
10535 | 2022 | MD | Brandon Shores | 602 | 2 | 1 | OP | ST | BIT | 685.1 | 0.184 | 1105164 | 3978558.5715 | 640823 | 2306944.3444 | EIA-923 Generator File | 1991
10536 | 2022 | MD | Brandywine Power Facility | 54832 | 1 |  | OP | CT | NG | 98.7 | 0.152 | 131218 | 472381.021 | 84049 | 302573.9794 | EIA-923 Generator File | 1996
10537 | 2022 | MD | Brandywine Power Facility | 54832 | 2 |  | OP | CT | NG | 98.7 | 0.153 | 132413 | 476682.9865 | 81627 | 293854.8492 | EIA-923 Generator File | 1996
10538 | 2022 | MD | Brandywine Power Facility | 54832 | 3 | 2 | OP | CA | NG | 91.4 | 0.219 | 175036 | 630124.559 | 108619 | 391025.2718 | EIA-923 Generator File | 1996
10539 | 2022 | MD | Brookville Smart Bus Depot Microgrid | 65945 | BESS |  | OP | BA | MWH | 1.5 | 0 | 0 | 0 | 0 | 0 | Distributed from 923 Generation And Fuel | 2022
10540 | 2022 | MD | Brookville Smart Bus Depot Microgrid | 65945 | PV |  | OP | PV | SUN | 1.7 | 0.012 | 184 | 662.3947 | 0 | 0 | Distributed from 923 Generation And Fuel | 2022
10541 | 2022 | MD | Brown Station Road Plant I | 50060 | 3972 |  | OA | IC | LFG | 0.9 |  | GENYRONL: 1987
10542 | 2022 | MD | Brown Station Road Plant I | 50060 | 9314 |  | OA | IC | LFG | 0.9 |  | GENYRONL: 1987
10543 | 2022 | MD | Brown Station Road Plant I | 50060 | 9340 |  | OA | IC | LFG | 0.9 |  | GENYRONL: 1987
10544 | 2022 | MD | Brown Station Road Plant II | 55964 | 1 |  | OA | IC | LFG | 1 | 0 | 0 | 0 | 0 | 0 | Distributed from 923 Generation And Fuel | 2003
10545 | 2022 | MD | Brown Station Road Plant II | 55964 | 2 |  | OA | IC | LFG | 1 | 0 | 0 | 0 | 0 | 0 | Distributed from 923 Generation And Fuel | 2003
10546 | 2022 | MD | Brown Station Road Plant II | 55964 | 3 |  | OA | IC | LFG | 1 | 0 | 0 | 0 | 0 | 0 | Distributed from 923 Generation And Fuel | 2003
10547 | 2022 | MD | Brown Station Road Plant II | 55964 | 4 |  | OA | IC | LFG | 1 | 0 | 0 | 0 | 0 | 0 | Distributed from 923 Generation And Fuel | 2003
10548 | 2022 | MD | BTC2 Solar (CSG) | 63072 | 18 |  | OP | PV | SUN | 2 | 0.225 | 3948 | 14212.6863 | 1994 | 7178.3426 | Distributed from 923 Generation And Fuel | 2019
10549 | 2022 | MD | Bulldog Solar One, LLC | 64647 | QAB |  | OP | PV | SUN | 2 | 0.212 | 3710 | 13355.8932 | 1873 | 6742.7461 | Distributed from 923 Generation And Fuel | 2020
10550 | 2022 | MD | Burns Solar One LLC | 64606 | 64606 |  | OP | PV | SUN | 2 | 0.224 | 3930 | 14147.8868 | 1984 | 7142.3429 | Distributed from 923 Generation And Fuel | 2020
10551 | 2022 | MD | Calvert Cliffs Nuclear Power Plant | 6011 | 1 | 1 | OP | ST | NUC | 918 | 0.914 | 7347712.879 | 26451554.752 | 3107511.362 | 11186951.4076 | Distributed from 923 Generation And Fuel | 1975
10552 | 2022 | MD | Calvert Cliffs Nuclear Power Plant | 6011 | 2 | 1 | OP | ST | NUC | 932.4 | 0.914 | 7462971.121 | 26866481.1038 | 3156256.638 | 11362432.9973 | Distributed from 923 Generation And Fuel | 1977
10553 | 2022 | MD | CCBC-Catonsville | 60036 | PV1 |  | OP | PV | SUN | 1.6 | 0.192 | 2692 | 9691.1225 | 1359 | 4892.3609 | Distributed from 923 Generation And Fuel | 2015
10554 | 2022 | MD | Cecil County CCVT HS | 60353 | CCVT |  | OP | PV | SUN | 2 | 0.194 | 3402 | 12247.102 | 1718 | 6184.7505 | Distributed from 923 Generation And Fuel | 2015
10555 | 2022 | MD | Central Utility Plant at White Oak | 58207 | G1 |  | OP | IC | NG | 5.7 | 0.02 | 997.5 | 3590.9713 | 378.643 | 1363.1039 | Distributed from 923 Generation And Fuel | 2003
10556 | 2022 | MD | Central Utility Plant at White Oak | 58207 | G10 |  | OP | IC | DFO | 2.3 | 0.02 | 402.5 | 1448.9884 | 152.786 | 550.0252 | Distributed from 923 Generation And Fuel | 2014
10557 | 2022 | MD | Central Utility Plant at White Oak | 58207 | G11 |  | OP | IC | DFO | 2.3 | 0.02 | 402.5 | 1448.9884 | 152.786 | 550.0252 | Distributed from 923 Generation And Fuel | 2014
10558 | 2022 | MD | Central Utility Plant at White Oak | 58207 | G12 |  | OP | CA | NG | 5 | 0 | 0 | 0 | 0 | 0 | EIA-923 Generator File | 2014
10559 | 2022 | MD | Central Utility Plant at White Oak | 58207 | G2 |  | SB | IC | DFO | 2.3 | 0.02 | 402.5 | 1448.9884 | 152.786 | 550.0252 | Distributed from 923 Generation And Fuel | 2003
10560 | 2022 | MD | Central Utility Plant at White Oak | 58207 | G3 |  | OP | GT | NG | 4.3 | 0.372 | 14016.5 | 50458.9963 | 6705.75 | 24140.5069 | Distributed from 923 Generation And Fuel | 2003
10561 | 2022 | MD | Central Utility Plant at White Oak | 58207 | G4 |  | OP | GT | NG | 4.3 | 0.372 | 14016.5 | 50458.9963 | 6705.75 | 24140.5069 | Distributed from 923 Generation And Fuel | 2008
10562 | 2022 | MD | Central Utility Plant at White Oak | 58207 | G5 |  | OP | GT | NG | 4.3 | 0.372 | 14016.5 | 50458.9963 | 6705.75 | 24140.5069 | Distributed from 923 Generation And Fuel | 2009
10563 | 2022 | MD | Central Utility Plant at White Oak | 58207 | G6 |  | OP | GT | NG | 4.3 | 0.372 | 14016.5 | 50458.9963 | 6705.75 | 24140.5069 | Distributed from 923 Generation And Fuel | 2010
10564 | 2022 | MD | Central Utility Plant at White Oak | 58207 | G7 |  | OP | CT | NG | 7.5 | 0.24 | 15755.71 | 56720.1022 | 4871.34 | 17536.6837 | EIA-923 Generator File | 2014
10565 | 2022 | MD | Central Utility Plant at White Oak | 58207 | G8 |  | OP | CT | NG | 7.5 | 0.393 | 25787.45 | 92834.0773 | 12273.41 | 44183.9225 | EIA-923 Generator File | 2014
10566 | 2022 | MD | Central Utility Plant at White Oak | 58207 | G9 |  | OP | CT | NG | 4.5 | 0 | 0 | 0 | 0 | 0 | Distributed from 923 Generation And Fuel | 2014
10567 | 2022 | MD | CES VMT Solar | 60029 | VMMD |  | OP | PV | SUN | 1.1 | 0.145 | 1397 | 5029.1598 | 705 | 2537.9797 | Distributed from 923 Generation And Fuel | 2015
10568 | 2022 | MD | Chalk Point Power | 1571 | 3 | 1 | OP | ST | NG | 659 | 0.024 | 136642 | 491907.2647 | 72893 | 262412.7007 | EIA-923 Generator File | 1975
10569 | 2022 | MD | Chalk Point Power | 1571 | 4 | 1 | OP | ST | NG | 659 | 0.014 | 82232 | 296032.8317 | 91908 | 330866.1531 | EIA-923 Generator File | 1981
10570 | 2022 | MD | Chalk Point Power | 1571 | GT2 |  | OP | GT | DFO | 35 | 0.004 | 1179.094 | 4244.7044 | 863.381 | 3108.1467 | Distributed from 923 Generation And Fuel | 1974
10571 | 2022 | MD | Chalk Point Power | 1571 | GT3 |  | OP | GT | NG | 103 | 0.004 | 3469.904 | 12491.5545 | 2540.807 | 9146.832 | Distributed from 923 Generation And Fuel | 1991
10572 | 2022 | MD | Chalk Point Power | 1571 | GT4 |  | OP | GT | NG | 103 | 0.004 | 3469.904 | 12491.5545 | 2540.807 | 9146.832 | Distributed from 923 Generation And Fuel | 1991
10573 | 2022 | MD | Chalk Point Power | 1571 | GT5 |  | OP | GT | NG | 125 | 0.004 | 4211.049 | 15159.6551 | 3083.503 | 11100.522 | Distributed from 923 Generation And Fuel | 1991
10574 | 2022 | MD | Chalk Point Power | 1571 | GT6 |  | OP | GT | NG | 125 | 0.004 | 4211.049 | 15159.6551 | 3083.503 | 11100.522 | Distributed from 923 Generation And Fuel | 1991
10575 | 2022 | MD | Chalk Point Steam | 65285 | GT1 |  | OP | GT | DFO | 16 | 0.009 | 1195 | 4301.9656 | 378 | 1360.7891 | Distributed from 923 Generation And Fuel | 1967
10576 | 2022 | MD | Chesapeake College | 60465 | PV1 |  | OP | PV | SUN | 1.5 | 0.192 | 2523 | 9082.7273 | 1274 | 4586.3633 | Distributed from 923 Generation And Fuel | 2016
10577 | 2022 | MD | Chester Woods Point Solar, LLC CSG | 62720 | 5540 |  | OP | PV | SUN | 2 | 0.248 | 4344 | 15638.2749 | 2193 | 7894.7368 | Distributed from 923 Generation And Fuel | 2019
10578 | 2022 | MD | Chimes West Friendship (Nixon Farms) | 59743 | 1 |  | OP | PV | SUN | 1.2 | 0.153 | 1611 | 5799.5536 | 813 | 2926.7766 | Distributed from 923 Generation And Fuel | 2014
10579 | 2022 | MD | Church Hill | 60737 | PV1 |  | OP | PV | SUN | 6 | 0.184 | 9666 | 34797.3216 | 4739 | 17060.2635 | Distributed from 923 Generation And Fuel | 2016
10580 | 2022 | MD | City of Bowie | 65130 | PV1 |  | OP | PV | SUN | 2 | 0.218 | 3816 | 13737.4901 | 1927 | 6937.1445 | Distributed from 923 Generation And Fuel | 2021
10581 | 2022 | MD | City of Havre De Grace C | 60668 | PV1 |  | OP | PV | SUN | 2 | 0.2 | 3503 | 12610.6991 | 1769 | 6368.3491 | Distributed from 923 Generation And Fuel | 2015
10582 | 2022 | MD | CNE at Cambridge MD | 59842 | PV1 |  | OP | PV | SUN | 3.2 | 0.214 | 6000 | 21599.8272 | 3030 | 10907.9127 | Distributed from 923 Generation And Fuel | 2015
10583 | 2022 | MD | Conowingo | 1574 | 1 |  | OP | HY | WAT | 45 | 0.378 | 148917.53 | 536098.8192 | 34588.791 | 124518.6515 | Distributed from 923 Generation And Fuel | 1928
10584 | 2022 | MD | Conowingo | 1574 | 10 |  | OP | HY | WAT | 55.6 | 0.378 | 183995.882 | 662379.8762 | 42736.372 | 153849.7084 | Distributed from 923 Generation And Fuel | 1964
10585 | 2022 | MD | Conowingo | 1574 | 11 |  | OP | HY | WAT | 55.6 | 0.378 | 183995.882 | 662379.8762 | 42736.372 | 153849.7084 | Distributed from 923 Generation And Fuel | 1964
10586 | 2022 | MD | Conowingo | 1574 | 2 |  | OP | HY | WAT | 36 | 0.378 | 119134.024 | 428879.0554 | 27671.032 | 99614.9183 | Distributed from 923 Generation And Fuel | 1928
10587 | 2022 | MD | Conowingo | 1574 | 3 |  | OP | HY | WAT | 48 | 0.378 | 158845.365 | 571838.7393 | 36894.71 | 132819.8934 | Distributed from 923 Generation And Fuel | 1928
10588 | 2022 | MD | Conowingo | 1574 | 4 |  | OP | HY | WAT | 47.7 | 0.378 | 157852.582 | 568264.7491 | 36664.118 | 131989.7689 | Distributed from 923 Generation And Fuel | 1928
10589 | 2022 | MD | Conowingo | 1574 | 5 |  | OP | HY | WAT | 36 | 0.378 | 119134.024 | 428879.0554 | 27671.032 | 99614.9183 | Distributed from 923 Generation And Fuel | 1928
10590 | 2022 | MD | Conowingo | 1574 | 6 |  | OP | HY | WAT | 47.7 | 0.378 | 157852.582 | 568264.7491 | 36664.118 | 131989.7689 | Distributed from 923 Generation And Fuel | 1928
10591 | 2022 | MD | Conowingo | 1574 | 7 |  | OP | HY | WAT | 48 | 0.378 | 158845.365 | 571838.7393 | 36894.71 | 132819.8934 | Distributed from 923 Generation And Fuel | 1928
10592 | 2022 | MD | Conowingo | 1574 | 8 |  | OP | HY | WAT | 55.6 | 0.378 | 183995.882 | 662379.8762 | 42736.372 | 153849.7084 | Distributed from 923 Generation And Fuel | 1964
10593 | 2022 | MD | Conowingo | 1574 | 9 |  | OP | HY | WAT | 55.6 | 0.378 | 183995.882 | 662379.8762 | 42736.372 | 153849.7084 | Distributed from 923 Generation And Fuel | 1964
10594 | 2022 | MD | CPG - Duke 5300A Holabird | 66536 | 5003A |  | OP | PV | SUN | 1.5 | 0.006 | 79 | 284.3977 | 0 | 0 | Distributed from 923 Generation And Fuel | 2022
10595 | 2022 | MD | CPG - Duke 5300B Holabird | 66537 | 5003B |  | OP | PV | SUN | 1.5 | 0.005 | 69 | 248.398 | 0 | 0 | Distributed from 923 Generation And Fuel | 2022
10596 | 2022 | MD | CPG - Duke 5900 Holabird | 66538 | 5900 |  | OP | PV | SUN | 1.5 | 0.004 | 56 | 201.5984 | 0 | 0 | Distributed from 923 Generation And Fuel | 2022
10597 | 2022 | MD | CPG - Duke 6000 Holabird | 66539 | 6000 |  | OP | PV | SUN | 1.5 | 0.004 | 56 | 201.5984 | 0 | 0 | Distributed from 923 Generation And Fuel | 2022
10598 | 2022 | MD | CPV St Charles Energy Center | 56846 | GTG1 |  | OP | CT | NG | 223.6 | 0.605 | 1185458 | 4267614.6591 | 485089 | 1746306.4295 | EIA-923 Generator File | 2017
10599 | 2022 | MD | CPV St Charles Energy Center | 56846 | GTG2 |  | OP | CT | NG | 223.6 | 0.62 | 1214648 | 4372697.8184 | 509190 | 1833069.3354 | EIA-923 Generator File | 2017
10600 | 2022 | MD | CPV St Charles Energy Center | 56846 | STGEN | 2 | OP | CA | NG | 328.1 | 0.483 | 1387072 | 4993419.2526 | 605118 | 2178407.3727 | EIA-923 Generator File | 2017
10601 | 2022 | MD | Crisfield | 1563 | CRIS |  | SB | IC | DFO | 2.9 | 0.025 | 623.5 | 2244.582 | 197 | 709.1943 | Distributed from 923 Generation And Fuel | 1968
10602 | 2022 | MD | Crisfield | 1563 | CRS2 |  | SB | IC | DFO | 2.9 | 0.025 | 623.5 | 2244.582 | 197 | 709.1943 | Distributed from 923 Generation And Fuel | 1968
10603 | 2022 | MD | Crisfield | 1563 | CRS3 |  | SB | IC | DFO | 2.9 | 0.025 | 623.5 | 2244.582 | 197 | 709.1943 | Distributed from 923 Generation And Fuel | 1968
10604 | 2022 | MD | Crisfield | 1563 | CRS4 |  | SB | IC | DFO | 2.9 | 0.025 | 623.5 | 2244.582 | 197 | 709.1943 | Distributed from 923 Generation And Fuel | 1968
10605 | 2022 | MD | Criterion | 57300 | 1 |  | OP | WT | WND | 70 | 0.276 | 169369 | 609723.5222 | 48709 | 175350.9972 | Distributed from 923 Generation And Fuel | 2010
10606 | 2022 | MD | Deep Creek | 1567 | 1 |  | OP | HY | WAT | 10 | 0.132 | 11558.5 | 41610.2671 | 3744.5 | 13480.0922 | Distributed from 923 Generation And Fuel | 1925
10607 | 2022 | MD | Deep Creek | 1567 | 2 |  | OP | HY | WAT | 10 | 0.132 | 11558.5 | 41610.2671 | 3744.5 | 13480.0922 | Distributed from 923 Generation And Fuel | 1925
10608 | 2022 | MD | Dickerson Power | 1572 | GT2 |  | OP | GT | NG | 163 | 0.029 | 41557.913 | 149607.2899 | 20491.699 | 73769.5262 | Distributed from 923 Generation And Fuel | 1992
10609 | 2022 | MD | Dickerson Power | 1572 | GT3 |  | OP | GT | NG | 163 | 0.029 | 41557.913 | 149607.2899 | 20491.699 | 73769.5262 | Distributed from 923 Generation And Fuel | 1992
10610 | 2022 | MD | Dickerson Power | 1572 | GT1 |  | RE | GT | DFO | 19 | 0.029 | 4844.174 | 17438.8869 | 2388.603 | 8598.902 | Distributed from 923 Generation And Fuel | 1967 | 2022
10611 | 2022 | MD | Domino Sugar Baltimore | 54795 | GEN1 | 4 | OP | ST | NG | 5 | 0.396 | 17347.82 | 62451.6524 | 1703.572 | 6132.8101 | EIA-923 Generator File | 1959
10612 | 2022 | MD | Domino Sugar Baltimore | 54795 | GEN2 | 4 | OP | ST | NG | 2.5 | 0.572 | 12535.757 | 45128.3642 | 2608.175 | 9389.3549 | EIA-923 Generator File | 1955
10613 | 2022 | MD | Domino Sugar Baltimore | 54795 | GEN4 | 1 | OP | ST | NG | 10 | 0.174 | 15284.136 | 55022.4494 | 11773.279 | 42383.4653 | EIA-923 Generator File | 2001
10614 | 2022 | MD | Eastern Correctional Institute | 10693 | 1147 |  | OP | ST | WDS | 1.9 | 0.174 | 2895 | 10421.9166 | 1255 | 4517.9639 | EIA-923 Generator File | 1987
10615 | 2022 | MD | Eastern Correctional Institute | 10693 | 1148 |  | OP | ST | WDS | 1.9 | 0.244 | 4060 | 14615.8831 | 1767 | 6361.1491 | EIA-923 Generator File | 1987
10616 | 2022 | MD | Eastern Correctional Institute | 10693 | DG1 |  | SB | IC | DFO | 1 | 0.008 | 66.5 | 239.3981 | 12.5 | 44.9996 | Distributed from 923 Generation And Fuel | 1988
10617 | 2022 | MD | Eastern Correctional Institute | 10693 | DG2 |  | SB | IC | DFO | 1 | 0.008 | 66.5 | 239.3981 | 12.5 | 44.9996 | Distributed from 923 Generation And Fuel | 1988
10618 | 2022 | MD | Eastern Landfill Gas LLC | 56571 | 1 |  | OP | IC | LFG | 1 | 0.679 | 5945.25 | 21402.7288 | 2418.5 | 8706.5303 | Distributed from 923 Generation And Fuel | 2006
10619 | 2022 | MD | Eastern Landfill Gas LLC | 56571 | 2 |  | OP | IC | LFG | 1 | 0.679 | 5945.25 | 21402.7288 | 2418.5 | 8706.5303 | Distributed from 923 Generation And Fuel | 2006
10620 | 2022 | MD | Eastern Landfill Gas LLC | 56571 | 3 |  | OP | IC | LFG | 1 | 0.679 | 5945.25 | 21402.7288 | 2418.5 | 8706.5303 | Distributed from 923 Generation And Fuel | 2006
10621 | 2022 | MD | Eastern Landfill Gas LLC | 56571 | 4 |  | OP | IC | LFG | 1 | 0.679 | 5945.25 | 21402.7288 | 2418.5 | 8706.5303 | Distributed from 923 Generation And Fuel | 2022
10622 | 2022 | MD | Easton | 1580 | 10 |  | OP | IC | DFO | 3.5 | 0.015 | 445.312 | 1603.1104 | 131.875 | 474.7462 | Distributed from 923 Generation And Fuel | 1966
10623 | 2022 | MD | Easton | 1580 | 101 |  | OP | IC | DFO | 1.5 | 0.015 | 190.848 | 687.0473 | 56.518 | 203.4632 | Distributed from 923 Generation And Fuel | 1995
10624 | 2022 | MD | Easton | 1580 | 102 |  | OP | IC | DFO | 1.5 | 0.015 | 190.848 | 687.0473 | 56.518 | 203.4632 | Distributed from 923 Generation And Fuel | 1995
10625 | 2022 | MD | Easton | 1580 | 11 |  | OP | IC | DFO | 3.8 | 0.015 | 483.482 | 1740.5213 | 143.179 | 515.4403 | Distributed from 923 Generation And Fuel | 1968
10626 | 2022 | MD | Easton | 1580 | 12 |  | OP | IC | DFO | 4.1 | 0.015 | 521.652 | 1877.9322 | 154.482 | 556.1308 | Distributed from 923 Generation And Fuel | 1970
10627 | 2022 | MD | Easton | 1580 | 13 |  | OP | IC | DFO | 5.6 | 0.015 | 712.5 | 2564.9795 | 211 | 759.5939 | Distributed from 923 Generation And Fuel | 1973
10628 | 2022 | MD | Easton | 1580 | 14 |  | OP | IC | DFO | 5.6 | 0.015 | 712.5 | 2564.9795 | 211 | 759.5939 | Distributed from 923 Generation And Fuel | 1973
10629 | 2022 | MD | Easton | 1580 | 7 |  | OP | IC | DFO | 2.5 | 0.015 | 318.08 | 1145.0788 | 94.196 | 339.1029 | Distributed from 923 Generation And Fuel | 1954
10630 | 2022 | MD | Easton | 1580 | 8 |  | OP | IC | DFO | 2.5 | 0.015 | 318.08 | 1145.0788 | 94.196 | 339.1029 | Distributed from 923 Generation And Fuel | 1957
10631 | 2022 | MD | Easton | 1580 | 9 |  | OP | IC | DFO | 3 | 0.015 | 381.696 | 1374.0946 | 113.036 | 406.9263 | Distributed from 923 Generation And Fuel | 1961
10632 | 2022 | MD | Easton 2 | 4257 | 201 |  | OP | IC | DFO | 1.5 | 0.016 | 204.857 | 737.4793 | 59.411 | 213.8779 | Distributed from 923 Generation And Fuel | 1995
10633 | 2022 | MD | Easton 2 | 4257 | 202 |  | OP | IC | DFO | 1.5 | 0.016 | 204.857 | 737.4793 | 59.411 | 213.8779 | Distributed from 923 Generation And Fuel | 1995
10634 | 2022 | MD | Easton 2 | 4257 | 203 |  | OP | GT | DFO | 5.4 | 0.016 | 742 | 2671.1786 | 232 | 835.1933 | Distributed from 923 Generation And Fuel | 2004
10635 | 2022 | MD | Easton 2 | 4257 | 204 |  | OP | GT | DFO | 5.4 | 0.016 | 742 | 2671.1786 | 232 | 835.1933 | Distributed from 923 Generation And Fuel | 2004
10636 | 2022 | MD | Easton 2 | 4257 | 21 |  | OP | IC | DFO | 6.2 | 0.016 | 846.743 | 3048.2504 | 245.564 | 884.0233 | Distributed from 923 Generation And Fuel | 1978
10637 | 2022 | MD | Easton 2 | 4257 | 22 |  | OP | IC | DFO | 6.2 | 0.016 | 846.743 | 3048.2504 | 245.564 | 884.0233 | Distributed from 923 Generation And Fuel | 1978
10638 | 2022 | MD | Easton 2 | 4257 | 23 |  | OP | IC | DFO | 6.3 | 0.016 | 860.4 | 3097.4152 | 249.525 | 898.2828 | Distributed from 923 Generation And Fuel | 1989
10639 | 2022 | MD | Easton 2 | 4257 | 24 |  | OP | IC | DFO | 6.3 | 0.016 | 860.4 | 3097.4152 | 249.525 | 898.2828 | Distributed from 923 Generation And Fuel | 1989
10640 | 2022 | MD | Elkton Solar | 60089 | ELKTN |  | OP | PV | SUN | 1.6 | 0.125 | 1751 | 6303.5496 | 884 | 3182.3745 | Distributed from 923 Generation And Fuel | 2015
10641 | 2022 | MD | Emmitsburg Solar Arrays | 60849 | 87353 |  | OP | PV | SUN | 1.7 | 0.18 | 2678 | 9640.7229 | 1444 | 5198.3584 | Distributed from 923 Generation And Fuel | 2014
10642 | 2022 | MD | Essential Power Rock Springs LLC | 7835 | 1 |  | OP | GT | NG | 198.9 | 0.033 | 58129.98 | 209266.2539 | 55453.608 | 199631.3917 | Distributed from 923 Generation And Fuel | 2003
10643 | 2022 | MD | Essential Power Rock Springs LLC | 7835 | 2 |  | OP | GT | NG | 175.9 | 0.033 | 51408.061 | 185067.5391 | 49041.175 | 176546.8176 | Distributed from 923 Generation And Fuel | 2003
10644 | 2022 | MD | Essential Power Rock Springs LLC | 7835 | 3 |  | OP | GT | NG | 198.9 | 0.033 | 58129.98 | 209266.2539 | 55453.608 | 199631.3917 | Distributed from 923 Generation And Fuel | 2003
10645 | 2022 | MD | Essential Power Rock Springs LLC | 7835 | 4 |  | OP | GT | NG | 198.9 | 0.033 | 58129.98 | 209266.2539 | 55453.608 | 199631.3917 | Distributed from 923 Generation And Fuel | 2003
10646 | 2022 | MD | Fair Wind | 59147 | 1 |  | OP | WT | WND | 30 | 0.334 | 87844 | 316235.8701 | 25810 | 92915.2567 | Distributed from 923 Generation And Fuel | 2015
10647 | 2022 | MD | Federalsburg Energy Storage 1 LLC | 66499 | FDBA1 |  | OP | BA | MWH | 1.2 | 0 | 0 | 0 | 0 | 0 | Distributed from 923 Generation And Fuel | 2021
10648 | 2022 | MD | Federalsburg Energy Storage 1 LLC | 66499 | FDPV1 |  | OP | PV | SUN | 0.8 | 0.183 | 1283 | 4618.763 | 648 | 2332.7813 | Distributed from 923 Generation And Fuel | 2021
10649 | 2022 | MD | FedEx Field Solar Facility | 57747 | 1 |  | OP | PV | SUN | 2 | 0.198 | 3463 | 12466.7003 | 1749 | 6296.3496 | Distributed from 923 Generation And Fuel | 2011
10650 | 2022 | MD | First Baptist Church of Glenarden | 62043 | FBCG1 |  | OP | PV | SUN | 1.5 | 0.22 | 2895 | 10421.9166 | 1462 | 5263.1579 | Distributed from 923 Generation And Fuel | 2018
10651 | 2022 | MD | Fort Detrick Solar PV | 61552 | FDSPV |  | OP | PV | SUN | 15.7 | 0.163 | 22421 | 80714.9543 | 11321 | 40755.274 | Distributed from 923 Generation And Fuel | 2016
10652 | 2022 | MD | Fourmile Ridge | 58904 | 1 |  | OP | WT | WND | 40 | 0.351 | 122930 | 442544.4596 | 34597 | 124548.2036 | Distributed from 923 Generation And Fuel | 2014
10653 | 2022 | MD | Francis Scott Key Mall | 63253 | FSK |  | OP | PV | SUN | 1.6 | 0.039 | 547 | 1969.1842 | 276 | 993.5921 | Distributed from 923 Generation And Fuel | 2018
10654 | 2022 | MD | Frederick County - Landfill | 63496 | PV1 |  | OP | PV | SUN | 2 | 0.204 | 3581 | 12891.4969 | 1808 | 6508.7479 | Distributed from 923 Generation And Fuel | 2019
10655 | 2022 | MD | Garrett County - DPU Treatment Plant | 60847 | PV1 |  | OP | PV | SUN | 1.2 | 0.156 | 1641 | 5907.5527 | 829 | 2984.3761 | Distributed from 923 Generation And Fuel | 2017
10656 | 2022 | MD | Gateway Solar | 61794 | GTWYN |  | OP | PV | SUN | 5 | 0.16 | 6998.684 | 25195.0608 | 3534.211 | 12723.0578 | Distributed from 923 Generation And Fuel | 2019
10657 | 2022 | MD | Gateway Solar | 61794 | GTWYS |  | OP | PV | SUN | 2.6 | 0.16 | 3639.316 | 13101.4328 | 1837.789 | 6615.9875 | Distributed from 923 Generation And Fuel | 2019
10658 | 2022 | MD | General Motors Corp at White Marsh MD | 59841 | PV1 |  | OP | PV | SUN | 1 | 0 | 0 | 0 | 0 | 0 | Distributed from 923 Generation And Fuel | 2011
10659 | 2022 | MD | Gibbons CSG | 63089 | 15122 |  | OP | PV | SUN | 2 | 0.22 | 3855 | 13877.889 | 1947 | 7009.1439 | Distributed from 923 Generation And Fuel | 2019
10660 | 2022 | MD | Great Bay Solar 1 | 59851 | GBS01 |  | OP | PV | SUN | 75 | 0.214 | 140293 | 505050.7596 | 70754 | 254712.3623 | Distributed from 923 Generation And Fuel | 2018
10661 | 2022 | MD | GWCC PV Solar Farm | 61738 | SOLAR |  | OP | PV | SUN | 1.6 | 0.166 | 2327 | 8377.133 | 1175 | 4229.9662 | Distributed from 923 Generation And Fuel | 2015
10662 | 2022 | MD | Havre de Grace II - E at Perryman | 60708 | PV1 |  | OP | PV | SUN | 1.4 | 0.167 | 2054 | 7394.3408 | 1037 | 3733.1701 | Distributed from 923 Generation And Fuel | 2016
10663 | 2022 | MD | Herbert A Wagner | 1554 | 1 | 1 | OP | ST | DFO | 132.8 | 0.006 | 7338 | 26416.5887 | 4663 | 16786.6657 | EIA-923 Generator File | 1956
10664 | 2022 | MD | Herbert A Wagner | 1554 | 3 | 1 | OP | ST | BIT | 359 | 0.03 | 93417 | 336298.5096 | 51570 | 185650.5148 | EIA-923 Generator File | 1966
10665 | 2022 | MD | Herbert A Wagner | 1554 | 4 | 1 | OP | ST | DFO | 414.7 | 0.003 | 11571 | 41655.2668 | 8230 | 29627.763 | EIA-923 Generator File | 1972
10666 | 2022 | MD | Herbert A Wagner | 1554 | GT1 |  | OP | GT | DFO | 16 | 0.006 | 879 | 3164.3747 | 299 | 1076.3914 | Distributed from 923 Generation And Fuel | 1967
10667 | 2022 | MD | Herbert Farm Solar | 58463 | 1 |  | OP | PV | SUN | 5.5 | 0.173 | 8339 | 30020.1598 | 4211 | 15159.4787 | Distributed from 923 Generation And Fuel | 2012
10668 | 2022 | MD | Hollins Ferry CSG | 65324 | HOLL |  | OP | PV | SUN | 1.5 | 0.018 | 235 | 845.9932 | 119 | 428.3966 | Distributed from 923 Generation And Fuel | 2021
10669 | 2022 | MD | Hostetter Solar One, LLC | 64608 | 64608 |  | OP | PV | SUN | 2 | 0.221 | 3874 | 13946.2884 | 1956 | 7041.5437 | Distributed from 923 Generation And Fuel | 2020
10670 | 2022 | MD | IGS Solar I - BWI2 | 61465 | BWI2 |  | OP | PV | SUN | 1.4 | 0 | 4 | 14.3999 | 2 | 7.1999 | Distributed from 923 Generation And Fuel | 2017
10671 | 2022 | MD | IGS Solar I - BWI5 | 61358 | BWI5 |  | OP | PV | SUN | 1.1 | 0.078 | 748 | 2692.7785 | 378 | 1360.7891 | Distributed from 923 Generation And Fuel | 2016
10672 | 2022 | MD | IKEA College Park 411 | 58015 | IKEA |  | OP | PV | SUN | 1 | 0.089 | 775.5 | 2791.7777 | 391.5 | 1409.3887 | Distributed from 923 Generation And Fuel | 2021
10673 | 2022 | MD | IKEA College Park 411 | 58015 | PV |  | OP | PV | SUN | 1 | 0.089 | 775.5 | 2791.7777 | 391.5 | 1409.3887 | Distributed from 923 Generation And Fuel | 2012
10674 | 2022 | MD | IKEA Perryville 460 | 58014 | PV |  | OP | PV | SUN | 2.1 | 0.288 | 5302 | 19087.0473 | 2677 | 9637.1229 | Distributed from 923 Generation And Fuel | 2013
10675 | 2022 | MD | Inner Harbor East Heating | 56050 | 1 |  | SB | IC | NG | 2.1 | 0 | 0 | 0 | 0 | 0 | Distributed from 923 Generation And Fuel | 2004
10676 | 2022 | MD | KDC Solar TC Blandair Park LLC | 65984 | TCBP |  | OP | PV | SUN | 2 | 0.04 | 703 | 2530.7798 | 0 | 0 | Distributed from 923 Generation And Fuel | 2022
10677 | 2022 | MD | KDC Solar TC George Howard LLC | 65983 | TCGH |  | OP | PV | SUN | 2 | 0.032 | 558 | 2008.7839 | 0 | 0 | Distributed from 923 Generation And Fuel | 2022
10678 | 2022 | MD | KDC Solar TC Little Patuxent WWTP LLC | 65982 | TCLP |  | OP | PV | SUN | 2 | 0.033 | 572 | 2059.1835 | 0 | 0 | Distributed from 923 Generation And Fuel | 2022
10679 | 2022 | MD | Kent County - Worton Complex | 58243 | WRTN |  | OP | PV | SUN | 1 | 0.185 | 1621 | 5835.5533 | 819 | 2948.3764 | Distributed from 923 Generation And Fuel | 2012
10680 | 2022 | MD | Kent County-Kennedyville | 58239 | PVKV |  | OP | PV | SUN | 1 | 0.181 | 1589 | 5720.3542 | 802 | 2887.1769 | Distributed from 923 Generation And Fuel | 2012
10681 | 2022 | MD | Keys Energy Center | 60302 | 10 | 2 | OP | CA | NG | 359.6 | 0.556 | 1752529 | 6309053.9276 | 900481 | 3241705.6664 | EIA-923 Generator File | 2018
10682 | 2022 | MD | Keys Energy Center | 60302 | 11 |  | OP | CT | NG | 235.5 | 0.685 | 1413706 | 5089300.8856 | 672951 | 2422604.2192 | EIA-923 Generator File | 2018
10683 | 2022 | MD | Keys Energy Center | 60302 | 12 |  | OP | CT | NG | 235.5 | 0.686 | 1415635 | 5096245.23 | 673232 | 2423615.8111 | EIA-923 Generator File | 2018
10684 | 2022 | MD | Kirby Road Solar, LLC | 64602 | KBR |  | OP | PV | SUN | 1.3 | 0.228 | 2601 | 9363.5251 | 1313 | 4726.7622 | Distributed from 923 Generation And Fuel | 2021
10685 | 2022 | MD | Longview Solar | 60735 | PV1 |  | OP | PV | SUN | 13.6 | 0.205 | 24423 | 87922.0966 | 12493 | 44974.4402 | Distributed from 923 Generation And Fuel | 2016
10686 | 2022 | MD | Macy's MD Joppa Solar Project | 62323 | MMDJ |  | OP | PV | SUN | 1.8 | 0.183 | 2891 | 10407.5167 | 1562 | 5623.155 | Distributed from 923 Generation And Fuel | 2016
10687 | 2022 | MD | Maryland Bioenergy Center (Jessup) | 64241 | CHP1 |  | OP | GT | NG | 1.1 | 0.013 | 124 | 446.3964 | 37 | 133.1989 | Distributed from 923 Generation And Fuel | 2022
10688 | 2022 | MD | Maryland Solar | 58408 | MSH1 |  | OP | PV | SUN | 27 | 0.126 | 29890 | 107603.1392 | 14567 | 52440.7805 | Distributed from 923 Generation And Fuel | 2013
10689 | 2022 | MD | Mason Solar One LLC | 64645 | MAS |  | OP | PV | SUN | 1 | 0.244 | 2134 | 7682.3385 | 1078 | 3880.769 | Distributed from 923 Generation And Fuel | 2020
10690 | 2022 | MD | McCormick & Co. Inc. at Belcamp | 57646 | PV1 |  | OP | PV | SUN | 1.4 | 0.199 | 2444 | 8798.3296 | 1234 | 4442.3645 | Distributed from 923 Generation And Fuel | 2010
10691 | 2022 | MD | MD - CS - BGE - PR24 TPE | 65340 | 19003 |  | OP | PV | SUN | 2 | 0.052 | 916 | 3297.5736 | 294 | 1058.3915 | Distributed from 923 Generation And Fuel | 2022
10692 | 2022 | MD | MD - CS - Potomac Edison Co - GA25 TPE (Community Solar) | 65339 | 19002 |  | OP | PV | SUN | 2 | 0.076 | 1334 | 4802.3616 | 900 | 3239.9741 | Distributed from 923 Generation And Fuel | 2022
10693 | 2022 | MD | MD - CS - Potomac Edison Co - GA29 TPE | 64180 | 19002 |  | OP | PV | SUN | 2 | 0.215 | 3762 | 13543.0917 | 1900 | 6839.9453 | Distributed from 923 Generation And Fuel | 2021
10694 | 2022 | MD | MD - PR97 (CSG) | 64689 | 90029 |  | OP | PV | SUN | 2 | 0.044 | 778 | 2800.7776 | 386 | 1389.5889 | Distributed from 923 Generation And Fuel | 2022
10695 | 2022 | MD | MEBA | 60496 | 1 |  | OP | PV | SUN | 1.5 | 0.198 | 2602 | 9367.1251 | 1314 | 4730.3622 | Distributed from 923 Generation And Fuel | 2014
10696 | 2022 | MD | Millersville LFG | 58246 | CAT1 |  | OP | IC | LFG | 1.6 | 0.827 | 11592.5 | 41732.6661 | 4715.5 | 16975.6642 | Distributed from 923 Generation And Fuel | 2012
10697 | 2022 | MD | Millersville LFG | 58246 | CAT2 |  | OP | IC | LFG | 1.6 | 0.827 | 11592.5 | 41732.6661 | 4715.5 | 16975.6642 | Distributed from 923 Generation And Fuel | 2012
10698 | 2022 | MD | MNCPPC Germantown Solar | 62910 | X0008 |  | OP | PV | SUN | 1 | 0.192 | 1681 | 6051.5516 | 849 | 3056.3755 | Distributed from 923 Generation And Fuel | 2018
10699 | 2022 | MD | MNCPPC Randall Farm | 64604 | X0009 |  | OP | PV | SUN | 1.4 | 0.201 | 2471 | 8895.5288 | 1248 | 4492.7641 | Distributed from 923 Generation And Fuel | 2020
10700 | 2022 | MD | MO32 (CSG) | 65610 | MO32 |  | OP | PV | SUN | 2 | 0.141 | 2465 | 8873.929 | 1775 | 6389.9489 | Distributed from 923 Generation And Fuel | 2022
10701 | 2022 | MD | MO33 CSG | 65611 | MO33 |  | OP | PV | SUN | 2 | 0.098 | 1716 | 6177.5506 | 1075 | 3869.969 | Distributed from 923 Generation And Fuel | 2022
10702 | 2022 | MD | Montgomery County Correctional Facility | 60820 | PV1 |  | OP | PV | SUN | 1.4 | 0.196 | 2409 | 8672.3306 | 1216 | 4377.565 | Distributed from 923 Generation And Fuel | 2017
10703 | 2022 | MD | Montgomery County Resource Recovery | 50657 | GEN1 | 3 | OP | ST | MSW | 67.8 | 0.543 | 322651 | 1161534.3077 | 138216 | 497573.6194 | EIA-923 Generator File | 1995
10704 | 2022 | MD | Montgomery County Solar | 61608 | 1 |  | OP | PV | SUN | 1.9 | 0.16 | 2659 | 9572.3234 | 1343 | 4834.7613 | Distributed from 923 Generation And Fuel | 2018
10705 | 2022 | MD | Morgantown Generating Plant | 1573 | 3 |  | OP | GT | DFO | 65 | 0.002 | 1281.115 | 4611.9771 | 697.872 | 2512.3191 | Distributed from 923 Generation And Fuel | 1973
10706 | 2022 | MD | Morgantown Generating Plant | 1573 | 4 |  | OP | GT | DFO | 65 | 0.002 | 1281.115 | 4611.9771 | 697.872 | 2512.3191 | Distributed from 923 Generation And Fuel | 1973
10707 | 2022 | MD | Morgantown Generating Plant | 1573 | 5 |  | OP | GT | DFO | 65 | 0.002 | 1281.115 | 4611.9771 | 697.872 | 2512.3191 | Distributed from 923 Generation And Fuel | 1973
10708 | 2022 | MD | Morgantown Generating Plant | 1573 | 6 |  | OP | GT | DFO | 65 | 0.002 | 1281.115 | 4611.9771 | 697.872 | 2512.3191 | Distributed from 923 Generation And Fuel | 1973
10709 | 2022 | MD | Morgantown Generating Plant | 1573 | GT1 |  | RE | GT | DFO | 18 | 0.002 | 354.77 | 1277.1618 | 193.257 | 695.7196 | Distributed from 923 Generation And Fuel | 1970 | 2022
10710 | 2022 | MD | Morgantown Generating Plant | 1573 | GT2 |  | RE | GT | DFO | 18 | 0.002 | 354.77 | 1277.1618 | 193.257 | 695.7196 | Distributed from 923 Generation And Fuel | 1971 | 2022
10711 | 2022 | MD | Morgantown Generating Plant | 1573 | ST1 | 1 | RE | ST | BIT | 626 | 0.139 | 762683 | 2745636.8349 | 208194 | 749492.4041 | EIA-923 Generator File | 1970 | 2022
10712 | 2022 | MD | Morgantown Generating Plant | 1573 | ST2 | 1 | RE | ST | BIT | 626 | 0.087 | 478570 | 1722838.2173 | 22805 | 82097.3432 | EIA-923 Generator File | 1971 | 2022
10713 | 2022 | MD | Mount Saint Mary's | 57758 | PV1 |  | OP | PV | SUN | 13.7 | 0.162 | 19495 | 70181.4385 | 10045 | 36161.7107 | Distributed from 923 Generation And Fuel | 2012
10714 | 2022 | MD | NIH Cogeneration Facility | 56668 | CGT |  | OP | GT | NG | 28 | 0.574 | 140807 | 506901.1448 | 31469 | 113287.4937 | Distributed from 923 Generation And Fuel | 2018
10715 | 2022 | MD | NIST Solar | 62208 | PV1 |  | OP | PV | SUN | 4 | 0.175 | 6147 | 22129.023 | 3104 | 11174.3106 | Distributed from 923 Generation And Fuel | 2018
10716 | 2022 | MD | NRG Chalk Point CT | 61890 | SGT1 |  | OP | GT | DFO | 94 | 0.001 | 429 | 1544.3876 | 520 | 1871.985 | Distributed from 923 Generation And Fuel | 1990
10717 | 2022 | MD | OER Checkerspot | 64790 | CHECK |  | OP | PV | SUN | 1.5 | 0.192 | 2523 | 9082.7273 | 1274 | 4586.3633 | Distributed from 923 Generation And Fuel | 2021
10718 | 2022 | MD | OER Monarch CSG | 65357 | OERMN |  | OP | PV | SUN | 2 | 0.217 | 3802 | 13687.0905 | 1920 | 6911.9447 | Distributed from 923 Generation And Fuel | 2021
10719 | 2022 | MD | OER Patuxent CSG | 65358 | PATUX |  | OP | PV | SUN | 2.8 | 0.042 | 1028 | 3700.7704 | 0 | 0 | Distributed from 923 Generation And Fuel | 2022
10720 | 2022 | MD | Old Court Rd Solar | 63237 | OLDCT |  | OP | PV | SUN | 2 | 0.207 | 3627 | 13057.0955 | 1831 | 6591.5473 | Distributed from 923 Generation And Fuel | 2019
10721 | 2022 | MD | P52ES 1755 Henryton Rd Phase 1 LLC CSG | 64642 | HCSG |  | OP | PV | SUN | 1.9 | 0.213 | 3537 | 12733.0981 | 1786 | 6429.5486 | Distributed from 923 Generation And Fuel | 2021
10722 | 2022 | MD | P52ES 1755 Henryton Rd Phase 2 LLC | 64643 | HVNM |  | OP | PV | SUN | 1.9 | 0.238 | 3966 | 14277.4858 | 2003 | 7210.7423 | Distributed from 923 Generation And Fuel | 2021
10723 | 2022 | MD | Perdue Salisbury Photovoltaic | 57879 | SALI |  | OP | PV | SUN | 1 | 0.177 | 1551 | 5583.5553 | 783 | 2818.7774 | Distributed from 923 Generation And Fuel | 2011
10724 | 2022 | MD | Perryman | 1556 | GT1 |  | OP | GT | DFO | 53.1 | 0.076 | 35571.931 | 128057.9271 | 24849.57 | 89457.7363 | Distributed from 923 Generation And Fuel | 1972
10725 | 2022 | MD | Perryman | 1556 | GT3 |  | OP | GT | DFO | 53.1 | 0.076 | 35571.931 | 128057.9271 | 24849.57 | 89457.7363 | Distributed from 923 Generation And Fuel | 1972
10726 | 2022 | MD | Perryman | 1556 | GT4 |  | OP | GT | DFO | 53.1 | 0.076 | 35571.931 | 128057.9271 | 24849.57 | 89457.7363 | Distributed from 923 Generation And Fuel | 1972
10727 | 2022 | MD | Perryman | 1556 | GT5 |  | OP | GT | NG | 192 | 0.076 | 128621.67 | 463034.3077 | 89851.554 | 323463.0067 | Distributed from 923 Generation And Fuel | 1995
10728 | 2022 | MD | Perryman | 1556 | GT6 |  | OP | GT | NG | 141 | 0.076 | 94456.539 | 340040.8201 | 65984.735 | 237543.1457 | Distributed from 923 Generation And Fuel | 2015
10729 | 2022 | MD | Pfeffers | 61185 | SO147 |  | OP | PV | SUN | 1 | 0.227 | 1992 | 7171.1426 | 1006 | 3621.571 | Distributed from 923 Generation And Fuel | 2016
10730 | 2022 | MD | Philadelphia | 1557 | GT1 |  | OP | GT | DFO | 20.7 | 0.007 | 1323.5 | 4764.5619 | 418.25 | 1505.688 | Distributed from 923 Generation And Fuel | 1970
10731 | 2022 | MD | Philadelphia | 1557 | GT2 |  | OP | GT | DFO | 20.7 | 0.007 | 1323.5 | 4764.5619 | 418.25 | 1505.688 | Distributed from 923 Generation And Fuel | 1970
10732 | 2022 | MD | Philadelphia | 1557 | GT3 |  | OP | GT | DFO | 20.7 | 0.007 | 1323.5 | 4764.5619 | 418.25 | 1505.688 | Distributed from 923 Generation And Fuel | 1970
10733 | 2022 | MD | Philadelphia | 1557 | GT4 |  | OP | GT | DFO | 20.7 | 0.007 | 1323.5 | 4764.5619 | 418.25 | 1505.688 | Distributed from 923 Generation And Fuel | 1970
10734 | 2022 | MD | Pinesburg Solar LLC | 63903 | PINE1 |  | OP | PV | SUN | 4.3 | 0.178 | 6711 | 24159.4067 | 3389 | 12200.3024 | Distributed from 923 Generation And Fuel | 2020
10735 | 2022 | MD | Pittman Solar One LLC | 64646 | PITT |  | OP | PV | SUN | 2 | 0.214 | 3750 | 13499.892 | 1894 | 6818.3455 | Distributed from 923 Generation And Fuel | 2020
10736 | 2022 | MD | Presbyterian Senior Living Service | 60447 | PSLS |  | OP | PV | SUN | 1.2 | 0.119 | 1256 | 4521.5638 | 634 | 2282.3817 | Distributed from 923 Generation And Fuel | 2013
10737 | 2022 | MD | Queen Anne's County | 58631 | 1 |  | OP | PV | SUN | 2 | 0.159 | 2789 | 10040.3197 | 1408 | 5068.7594 | Distributed from 923 Generation And Fuel | 2013
10738 | 2022 | MD | Rock Hall | 58241 | RCKHL |  | OP | PV | SUN | 1 | 0.199 | 1747 | 6289.1497 | 882 | 3175.1746 | Distributed from 923 Generation And Fuel | 2012
10739 | 2022 | MD | Rockdale | 65756 | RKDAL |  | OP | PV | SUN | 2 | 0.143 | 2509 | 9032.3277 | 1267 | 4561.1635 | Distributed from 923 Generation And Fuel | 2019
10740 | 2022 | MD | Rockfish Solar LLC | 59811 | GEN1 |  | OP | PV | SUN | 10.3 | 0.201 | 18121 | 65235.0781 | 9150 | 32939.7365 | Distributed from 923 Generation And Fuel | 2015
10741 | 2022 | MD | Roth Rock North Wind Farm, LLC | 57240 | SRRNW |  | OP | WT | WND | 10 | 0.268 | 23493 | 84574.1234 | 6816 | 24537.4037 | Distributed from 923 Generation And Fuel | 2011
10742 | 2022 | MD | Roth Rock Wind Farm LLC | 57239 | SRRW1 |  | OP | WT | WND | 40 | 0.268 | 93972 | 338296.4936 | 27266 | 98156.8147 | Distributed from 923 Generation And Fuel | 2011
10743 | 2022 | MD | Shepherds Mill CSG | 65359 | SHEPM |  | OP | PV | SUN | 2 | 0.187 | 3268 | 11764.7059 | 1650 | 5939.9525 | Distributed from 923 Generation And Fuel | 2021
10744 | 2022 | MD | Sheriff Road | 63654 | SHRFF |  | OP | PV | SUN | 1.1 | 0.2 | 1932 | 6955.1444 | 976 | 3513.5719 | Distributed from 923 Generation And Fuel | 2020
10745 | 2022 | MD | Smith Island | 6391 | 2 |  | OP | IC | DFO | 0.5 | 0.006 | 28 | 100.7992 | 9 | 32.3997 | Distributed from 923 Generation And Fuel | 1994
10746 | 2022 | MD | Smith Island | 6391 | 4 |  | OP | IC | DFO | 1 | 0.006 | 56 | 201.5984 | 18 | 64.7995 | Distributed from 923 Generation And Fuel | 2021
10747 | 2022 | MD | Snowden River CSG | 65612 | SNOWD |  | OP | PV | SUN | 1.9 | 0.017 | 276 | 993.5921 | 139 | 500.396 | Distributed from 923 Generation And Fuel | 2021
10748 | 2022 | MD | Sod Run WTP A | 60669 | PV1 |  | OP | PV | SUN | 2 | 0.2 | 3497 | 12589.0993 | 1766 | 6357.5491 | Distributed from 923 Generation And Fuel | 2015
10749 | 2022 | MD | Sol Phoenix | 62331 | SOLPH |  | OP | PV | SUN | 2.5 | 0.176 | 3845 | 13841.8893 | 1942 | 6991.1441 | Distributed from 923 Generation And Fuel | 2020
10750 | 2022 | MD | Solar Hagerstown | 62912 | 137 |  | OP | PV | SUN | 10 | 0.201 | 17624 | 63445.8924 | 8899 | 32036.1437 | Distributed from 923 Generation And Fuel | 2020
10751 | 2022 | MD | Spruce - WCMD - Creek | 63525 | GEN1 |  | OP | PV | SUN | 2 | 0.136 | 2384 | 8582.3313 | 1204 | 4334.3653 | Distributed from 923 Generation And Fuel | 2015
10752 | 2022 | MD | Spruce - WCMD - Resh I | 63526 | GEN1 |  | OP | PV | SUN | 2 | 0.118 | 2075 | 7469.9402 | 1048 | 3772.7698 | Distributed from 923 Generation And Fuel | 2016
10753 | 2022 | MD | Spruce - WCMD - Rubble I | 63524 | GEN1 |  | OP | PV | SUN | 2 | 0.107 | 1881 | 6771.5458 | 950 | 3419.9726 | Distributed from 923 Generation And Fuel | 2015
10754 | 2022 | MD | Spruce - WCMD - Rubble II | 63523 | GEN1 |  | OP | PV | SUN | 2 | 0.156 | 2726 | 9813.5215 | 1376 | 4953.5604 | Distributed from 923 Generation And Fuel | 2015
10755 | 2022 | MD | Synergen Panorama, LLC CSG | 62327 | SP |  | OP | PV | SUN | 5 | 0.2 | 8762 | 31542.9477 | 4424 | 15926.2726 | Distributed from 923 Generation And Fuel | 2019
10756 | 2022 | MD | THD Baltimore DC - 5830 Project Tiger | 66770 | P3685 |  | OP | PV | SUN | 1.6 | 0 | 0 | 0 | 0 | 0 | Distributed from 923 Generation And Fuel | 2021
10757 | 2022 | MD | The Clorox Company | 60461 | PV1 |  | OP | PV | SUN | 1.6 | 0.19 | 2662 | 9583.1233 | 1344 | 4838.3613 | Distributed from 923 Generation And Fuel | 2016
10758 | 2022 | MD | Timonium Fairgrounds | 63904 | FAIR1 |  | OP | PV | SUN | 1.9 | 0.182 | 3030 | 10907.9127 | 1530 | 5507.9559 | Distributed from 923 Generation And Fuel | 2020
10759 | 2022 | MD | Todd Solar | 64690 | 65004 |  | OP | PV | SUN | 20 | 0.256 | 44891 | 161606.3071 | 22668 | 81604.1472 | Distributed from 923 Generation And Fuel | 2021
10760 | 2022 | MD | Town of Chestertown- Chestertown WWTP | 60096 | PV1 |  | OP | PV | SUN | 1 | 0.181 | 1585 | 5705.9544 | 800 | 2879.977 | Distributed from 923 Generation And Fuel | 2015
10761 | 2022 | MD | UMCES Ground Mount | 62405 | X0009 |  | OP | PV | SUN | 2 | 0.206 | 3617 | 13021.0958 | 1826 | 6573.5474 | Distributed from 923 Generation And Fuel | 2018
10762 | 2022 | MD | UMCP CHP Plant | 56038 | 1 |  | OP | GT | NG | 11 | 0.428 | 41237 | 148452.0124 | 20784 | 74821.8014 | Distributed from 923 Generation And Fuel | 2003
10763 | 2022 | MD | UMCP CHP Plant | 56038 | 2 |  | OP | GT | NG | 11 | 0.428 | 41237 | 148452.0124 | 20784 | 74821.8014 | Distributed from 923 Generation And Fuel | 2003
10764 | 2022 | MD | UMCP CHP Plant | 56038 | 3 |  | OP | ST | NG | 5.4 | 0.273 | 12931 | 46551.2276 | 5301.701 | 19085.9709 | EIA-923 Generator File | 2003
10765 | 2022 | MD | UMES (MD) - Princess Anne | 59749 | 1 |  | OP | PV | SUN | 2 | 0.161 | 2817 | 10141.1189 | 1422 | 5119.159 | Distributed from 923 Generation And Fuel | 2011
10766 | 2022 | MD | UMMS at Pocomoke | 58329 | PV1 |  | OP | PV | SUN | 2.8 | 0.213 | 5233 | 18838.6493 | 2642 | 9511.1239 | Distributed from 923 Generation And Fuel | 2013
10767 | 2022 | MD | Upper Marlboro 1 CSG | 63075 | 20 |  | OP | PV | SUN | 2 | 0.182 | 3180 | 11447.9084 | 1606 | 5781.5537 | Distributed from 923 Generation And Fuel | 2019
10768 | 2022 | MD | Vienna Operations | 1564 | 10 |  | OP | GT | DFO | 18.6 | 0.005 | 773 | 2782.7777 | 244 | 878.393 | Distributed from 923 Generation And Fuel | 1968
10769 | 2022 | MD | Vienna Operations | 1564 | 8 | 1 | OP | ST | RFO | 162 | 0.004 | 6280 | 22607.8191 | 2262 | 8143.1349 | EIA-923 Generator File | 1972
10770 | 2022 | MD | Wheelabrator Baltimore Refuse | 10629 | GEN1 | 3 | OP | ST | MSW | 60.2 | 0.414 | 218496 | 786579.3074 | 98141 | 353304.7736 | EIA-923 Generator File | 1984
10771 | 2022 | MD | Wheelabrator Baltimore Refuse | 10629 | GEN2 | 3 | OP | ST | MSW | 4.3 | 0.004 | 149 | 536.3957 | 6542.733 | 23553.6504 | EIA-923 Generator File | 2001
10772 | 2022 | MD | White CSG | 63085 | 15124 |  | OP | PV | SUN | 2 | 0.188 | 3293 | 11854.7052 | 1663 | 5986.7521 | Distributed from 923 Generation And Fuel | 2020
10773 | 2022 | MD | White Marsh Mall | 63289 | WMM |  | OP | PV | SUN | 1.1 | 0.119 | 1146 | 4125.567 | 579 | 2084.3833 | Distributed from 923 Generation And Fuel | 2015
10774 | 2022 | MD | White Marsh Solar | 64644 | WM |  | OP | PV | SUN | 1.5 | 0.21 | 2757 | 9925.1206 | 1392 | 5011.1599 | Distributed from 923 Generation And Fuel | 2020
10775 | 2022 | MD | Wicomico | 56680 | 1 |  | OP | IC | LFG | 0.3 | 0.336 | 882.167 | 3175.7758 | 354.056 | 1274.5914 | Distributed from 923 Generation And Fuel | 2007
10776 | 2022 | MD | Wicomico | 56680 | 10 |  | OP | IC | LFG | 0.3 | 0.336 | 882.167 | 3175.7758 | 354.056 | 1274.5914 | Distributed from 923 Generation And Fuel | 2007
10777 | 2022 | MD | Wicomico | 56680 | 11 |  | OP | IC | LFG | 0.3 | 0.336 | 882.167 | 3175.7758 | 354.056 | 1274.5914 | Distributed from 923 Generation And Fuel | 2007
10778 | 2022 | MD | Wicomico | 56680 | 12 |  | OP | IC | LFG | 0.3 | 0.336 | 882.167 | 3175.7758 | 354.056 | 1274.5914 | Distributed from 923 Generation And Fuel | 2007
10779 | 2022 | MD | Wicomico | 56680 | 13 |  | OP | IC | LFG | 0.3 | 0.336 | 882.167 | 3175.7758 | 354.056 | 1274.5914 | Distributed from 923 Generation And Fuel | 2007
10780 | 2022 | MD | Wicomico | 56680 | 14 |  | OP | IC | LFG | 0.3 | 0.336 | 882.167 | 3175.7758 | 354.056 | 1274.5914 | Distributed from 923 Generation And Fuel | 2007
10781 | 2022 | MD | Wicomico | 56680 | 15 |  | OP | IC | LFG | 0.3 | 0.336 | 882.167 | 3175.7758 | 354.056 | 1274.5914 | Distributed from 923 Generation And Fuel | 2007
10782 | 2022 | MD | Wicomico | 56680 | 16 |  | OP | IC | LFG | 0.3 | 0.336 | 882.167 | 3175.7758 | 354.056 | 1274.5914 | Distributed from 923 Generation And Fuel | 2007
10783 | 2022 | MD | Wicomico | 56680 | 17 |  | OP | IC | LFG | 0.3 | 0.336 | 882.167 | 3175.7758 | 354.056 | 1274.5914 | Distributed from 923 Generation And Fuel | 2007
10784 | 2022 | MD | Wicomico | 56680 | 18 |  | OP | IC | LFG | 0.3 | 0.336 | 882.167 | 3175.7758 | 354.056 | 1274.5914 | Distributed from 923 Generation And Fuel | 2007
10785 | 2022 | MD | Wicomico | 56680 | 2 |  | OP | IC | LFG | 0.3 | 0.336 | 882.167 | 3175.7758 | 354.056 | 1274.5914 | Distributed from 923 Generation And Fuel | 2007
10786 | 2022 | MD | Wicomico | 56680 | 3 |  | OP | IC | LFG | 0.3 | 0.336 | 882.167 | 3175.7758 | 354.056 | 1274.5914 | Distributed from 923 Generation And Fuel | 2007
10787 | 2022 | MD | Wicomico | 56680 | 4 |  | OP | IC | LFG | 0.3 | 0.336 | 882.167 | 3175.7758 | 354.056 | 1274.5914 | Distributed from 923 Generation And Fuel | 2007
10788 | 2022 | MD | Wicomico | 56680 | 5 |  | OP | IC | LFG | 0.3 | 0.336 | 882.167 | 3175.7758 | 354.056 | 1274.5914 | Distributed from 923 Generation And Fuel | 2007
10789 | 2022 | MD | Wicomico | 56680 | 6 |  | OP | IC | LFG | 0.3 | 0.336 | 882.167 | 3175.7758 | 354.056 | 1274.5914 | Distributed from 923 Generation And Fuel | 2007
10790 | 2022 | MD | Wicomico | 56680 | 7 |  | OP | IC | LFG | 0.3 | 0.336 | 882.167 | 3175.7758 | 354.056 | 1274.5914 | Distributed from 923 Generation And Fuel | 2007
10791 | 2022 | MD | Wicomico | 56680 | 8 |  | OP | IC | LFG | 0.3 | 0.336 | 882.167 | 3175.7758 | 354.056 | 1274.5914 | Distributed from 923 Generation And Fuel | 2007
10792 | 2022 | MD | Wicomico | 56680 | 9 |  | OP | IC | LFG | 0.3 | 0.336 | 882.167 | 3175.7758 | 354.056 | 1274.5914 | Distributed from 923 Generation And Fuel | 2007
10793 | 2022 | MD | Wildcat Point Generation Facility | 59220 | CT1 |  | OP | CT | NG | 310.3 | 0.448 | 1219072 | 4388624.091 | 679874 | 2447526.8198 | EIA-923 Generator File | 2018
10794 | 2022 | MD | Wildcat Point Generation Facility | 59220 | CT2 |  | OP | CT | NG | 310.3 | 0.435 | 1183584 | 4260868.3131 | 639837 | 2303394.7728 | EIA-923 Generator File | 2018
10795 | 2022 | MD | Wildcat Point Generation Facility | 59220 | ST1 | 2 | OP | CA | NG | 493 | 0.352 | 1519973 | 5471859.0251 | 904840 | 3257397.9408 | EIA-923 Generator File | 2018
10796 | 2022 | MD | Wor-Wic Community College - Offsite | 63512 | PV1 |  | OP | PV | SUN | 2 | 0.203 | 3562 | 12823.0974 | 1799 | 6476.3482 | Distributed from 923 Generation And Fuel | 2019
10797 | 2022 | MD | Wye Mills VNEM CSG | 60604 | PV1 |  | OP | PV | SUN | 10 | 0.225 | 19706 | 70941.0325 | 9950 | 35819.7134 | Distributed from 923 Generation And Fuel | 2016
10798 | 2022 | ME | Acton | 64673 | ACT |  | OP | PV | SUN | 3.5 | 0.153 | 4703 | 16930.6646 | 2679 | 9644.3228 | Distributed from 923 Generation And Fuel | 2021
10799 | 2022 | ME | Androscoggin Energy Center | 55031 | CT01 |  | OP | GT | NG | 54.5 | 0.279 | 133012 | 478839.3693 | 78660 | 283173.7346 | Distributed from 923 Generation And Fuel | 1999 | 2023
10800 | 2022 | ME | Androscoggin Energy Center | 55031 | CT02 |  | OP | GT | NG | 54.5 | 0.279 | 133012 | 478839.3693 | 78660 | 283173.7346 | Distributed from 923 Generation And Fuel | 1999 | 2023
10801 | 2022 | ME | Androscoggin Energy Center | 55031 | CT03 |  | OP | GT | NG | 54.5 | 0.279 | 133012 | 478839.3693 | 78660 | 283173.7346 | Distributed from 923 Generation And Fuel | 2000 | 2023
10802 | 2022 | ME | Androscoggin Mill | 54085 | GEN1 | 5 | OP | ST | NG | 25 | 0.1 | 21895 | 78821.3694 | 14962 | 53862.7691 | EIA-923 Generator File | 1964 | 2023
10803 | 2022 | ME | Androscoggin Mill | 54085 | GEN2 | 5 | OP | ST | NG | 25 | 0.331 | 72412 | 260681.1146 | 17772 | 63978.6882 | EIA-923 Generator File | 1966 | 2023
10804 | 2022 | ME | Androscoggin Mill | 54085 | GEN3 | 5 | OP | ST | NG | 30 | 0 | 0 | 0 | 0 | 0 | EIA-923 Generator File | 1974 | 2023
10805 | 2022 | ME | Anson Abenaki Hydros | 10186 | AB1 |  | OP | HY | WAT | 3 | 0.494 | 12992.69 | 46773.3098 | 3646.448 | 13127.1078 | Distributed from 923 Generation And Fuel | 1983
10806 | 2022 | ME | Anson Abenaki Hydros | 10186 | AB2 |  | OP | HY | WAT | 2.7 | 0.494 | 11693.421 | 42095.9788 | 3281.803 | 11814.3963 | Distributed from 923 Generation And Fuel | 1980
10807 | 2022 | ME | Anson Abenaki Hydros | 10186 | AB3 |  | OP | HY | WAT | 3 | 0.494 | 12992.69 | 46773.3098 | 3646.448 | 13127.1078 | Distributed from 923 Generation And Fuel | 1983
10808 | 2022 | ME | Anson Abenaki Hydros | 10186 | AB4 |  | OP | HY | WAT | 3 | 0.494 | 12992.69 | 46773.3098 | 3646.448 | 13127.1078 | Distributed from 923 Generation And Fuel | 1983
10809 | 2022 | ME | Anson Abenaki Hydros | 10186 | AB5 |  | OP | HY | WAT | 2.5 | 0.494 | 10827.241 | 38977.7558 | 3038.707 | 10939.2577 | Distributed from 923 Generation And Fuel | 1961
10810 | 2022 | ME | Anson Abenaki Hydros | 10186 | AB6 |  | OP | HY | WAT | 3 | 0.494 | 12992.69 | 46773.3098 | 3646.448 | 13127.1078 | Distributed from 923 Generation And Fuel | 2008
10811 | 2022 | ME | Anson Abenaki Hydros | 10186 | AB7 |  | OP | HY | WAT | 2.5 | 0.494 | 10827.241 | 38977.7558 | 3038.707 | 10939.2577 | Distributed from 923 Generation And Fuel | 1950
10812 | 2022 | ME | Anson Abenaki Hydros | 10186 | AB8 |  | OP | HY | WAT | 0.3 | 0.494 | 1299.269 | 4677.331 | 364.645 | 1312.7115 | Distributed from 923 Generation And Fuel | 1989
10813 | 2022 | ME | Anson Abenaki Hydros | 10186 | AN1 |  | OP | HY | WAT | 1.8 | 0.494 | 7795.614 | 28063.9859 | 2187.869 | 7876.2654 | Distributed from 923 Generation And Fuel | 1984
10814 | 2022 | ME | Anson Abenaki Hydros | 10186 | AN2 |  | OP | HY | WAT | 1.8 | 0.494 | 7795.614 | 28063.9859 | 2187.869 | 7876.2654 | Distributed from 923 Generation And Fuel | 1984
10815 | 2022 | ME | Anson Abenaki Hydros | 10186 | AN3 |  | OP | HY | WAT | 1.8 | 0.494 | 7795.614 | 28063.9859 | 2187.869 | 7876.2654 | Distributed from 923 Generation And Fuel | 1984
10816 | 2022 | ME | Anson Abenaki Hydros | 10186 | AN4 |  | OP | HY | WAT | 1.8 | 0.494 | 7795.614 | 28063.9859 | 2187.869 | 7876.2654 | Distributed from 923 Generation And Fuel | 1984
10817 | 2022 | ME | Anson Abenaki Hydros | 10186 | AN5 |  | OP | HY | WAT | 1.8 | 0.494 | 7795.614 | 28063.9859 | 2187.869 | 7876.2654 | Distributed from 923 Generation And Fuel | 1984
10818 | 2022 | ME | Athens Energy | 60457 | 1 |  | OP | OT | WDS | 8.5 | 0.778 | 57893 | 208413.1327 | 22810 | 82115.3431 | Distributed from 923 Generation And Fuel | 2016
10819 | 2022 | ME | Augusta | 65533 | AUGU |  | OP | PV | SUN | 2.5 | 0.191 | 4193 | 15094.6792 | 2589 | 9320.3254 | Distributed from 923 Generation And Fuel | 2022
10820 | 2022 | ME | Augusta PV - BD Solar Augusta LLC | 63895 | AUGPV |  | OP | PV | SUN | 7.2 | 0.176 | 11114 | 40010.0799 | 6331 | 22791.4177 | Distributed from 923 Generation And Fuel | 2021
10821 | 2022 | ME | Aziscohos Hydroelectric Project | 50999 | GEN1 |  | OP | HY | WAT | 6.7 | 0.457 | 26826 | 96572.8274 | 7529 | 27104.1832 | Distributed from 923 Generation And Fuel | 1988
10822 | 2022 | ME | Baldwin | 65532 | BALD |  | OP | PV | SUN | 5 | 0.191 | 8367 | 30120.959 | 5167 | 18601.0512 | Distributed from 923 Generation And Fuel | 2022
10823 | 2022 | ME | Barefoot Solar | 66907 | BARE1 |  | OP | PV | SUN | 4.3 | 0 | 0 | 0 | 0 | 0 | Distributed from 923 Generation And Fuel | 2022
10824 | 2022 | ME | Barker Lower | 10728 | GEN1 |  | OP | HY | WAT | 1.5 | 0.373 | 4903 | 17650.6588 | 1376 | 4953.5604 | Distributed from 923 Generation And Fuel | 1986
10825 | 2022 | ME | BD Solar Ellsworth LLC | 64070 | ELLPV |  | OP | PV | SUN | 7 | 0.114 | 6993 | 25174.5986 | 5060 | 18215.8543 | Distributed from 923 Generation And Fuel | 2022
10826 | 2022 | ME | BD Solar Hancock LLC | 64068 | HANPV |  | OP | PV | SUN | 7 | 0.07 | 4284 | 15422.2766 | 3100 | 11159.9107 | Distributed from 923 Generation And Fuel | 2022
10827 | 2022 | ME | Beaver Ridge Wind | 57130 | BR1 |  | OP | WT | WND | 4.5 | 0.308 | 12161 | 43779.2498 | 3537 | 12733.0981 | Distributed from 923 Generation And Fuel | 2008
10828 | 2022 | ME | Benton Falls Associates | 10523 | GEN1 |  | OP | HY | WAT | 3.5 | 0.404 | 12375.833 | 44552.6424 | 3473.333 | 12503.8988 | Distributed from 923 Generation And Fuel | 1987
10829 | 2022 | ME | Benton Falls Associates | 10523 | GEN2 |  | OP | HY | WAT | 0.7 | 0.404 | 2475.167 | 8910.5299 | 694.667 | 2500.7812 | Distributed from 923 Generation And Fuel | 1987
10830 | 2022 | ME | Bingham Wind | 57531 | 1 |  | OP | WT | WND | 186 | 0.316 | 515546 | 1855950.7524 | 147511 | 531035.3517 | Distributed from 923 Generation And Fuel | 2016
10831 | 2022 | ME | Bonny Eagle | 1482 | 1 |  | OP | HY | WAT | 1.2 | 0.631 | 6635.167 | 23886.4101 | 1862.167 | 6703.7476 | Distributed from 923 Generation And Fuel | 1910
10832 | 2022 | ME | Bonny Eagle | 1482 | 2 |  | OP | HY | WAT | 1.2 | 0.631 | 6635.167 | 23886.4101 | 1862.167 | 6703.7476 | Distributed from 923 Generation And Fuel | 1910
10833 | 2022 | ME | Bonny Eagle | 1482 | 3 |  | OP | HY | WAT | 1.2 | 0.631 | 6635.167 | 23886.4101 | 1862.167 | 6703.7476 | Distributed from 923 Generation And Fuel | 1910
10834 | 2022 | ME | Bonny Eagle | 1482 | 4 |  | OP | HY | WAT | 1.2 | 0.631 | 6635.167 | 23886.4101 | 1862.167 | 6703.7476 | Distributed from 923 Generation And Fuel | 1910
10835 | 2022 | ME | Bonny Eagle | 1482 | 5 |  | OP | HY | WAT | 1.2 | 0.631 | 6635.167 | 23886.4101 | 1862.167 | 6703.7476 | Distributed from 923 Generation And Fuel | 1910
10836 | 2022 | ME | Bonny Eagle | 1482 | 6 |  | OP | HY | WAT | 1.2 | 0.631 | 6635.167 | 23886.4101 | 1862.167 | 6703.7476 | Distributed from 923 Generation And Fuel | 1910
10837 | 2022 | ME | Brassua Hydroelectric Project | 10555 | 1 |  | OP | HY | WAT | 3.6 | 0.398 | 12541 | 45147.2388 | 3520 | 12671.8986 | Distributed from 923 Generation And Fuel | 1989
10838 | 2022 | ME | Brunswick Hydro | 1483 | B1 |  | OP | HY | WAT | 12.6 | 0.507 | 55926.643 | 201334.3041 | 15696 | 56505.148 | Distributed from 923 Generation And Fuel | 1982
10839 | 2022 | ME | Brunswick Hydro | 1483 | B2 |  | OP | HY | WAT | 3.5 | 0.507 | 15535.179 | 55926.197 | 4360 | 15695.8744 | Distributed from 923 Generation And Fuel | 1983
10840 | 2022 | ME | Brunswick Hydro | 1483 | B3 |  | OP | HY | WAT | 3.5 | 0.507 | 15535.179 | 55926.197 | 4360 | 15695.8744 | Distributed from 923 Generation And Fuel | 1983
10841 | 2022 | ME | Bucksport Generation LLC | 50243 | GEN4 |  | OP | GT | NG | 186.8 | 0.006 | 9013 | 32446.5404 | 6034 | 21722.2262 | Distributed from 923 Generation And Fuel | 2001
10842 | 2022 | ME | Bull Hill Wind Project | 57083 | 1 |  | OP | WT | WND | 34.5 | 0.318 | 95989 | 345557.6355 | 27919 | 100507.5959 | Distributed from 923 Generation And Fuel | 2012
10843 | 2022 | ME | BWC Maces Pond LLC | 65370 | RCKPT |  | OP | PV | SUN | 3.5 | 0.179 | 5493 | 19774.6418 | 3129 | 11264.3099 | Distributed from 923 Generation And Fuel | 2021
10844 | 2022 | ME | Canton Mountain Wind | 58620 | 1 |  | OP | WT | WND | 22.8 | 0.302 | 60355 | 217276.2618 | 17555 | 63197.4944 | Distributed from 923 Generation And Fuel | 2017
10845 | 2022 | ME | Cape Gas Turbine | 1484 | GT4 |  | OP | GT | DFO | 17.5 | 0.001 | 140.5 | 505.796 | 10 | 35.9997 | Distributed from 923 Generation And Fuel | 1970
10846 | 2022 | ME | Cape Gas Turbine | 1484 | GT5 |  | OP | GT | DFO | 17.5 | 0.001 | 140.5 | 505.796 | 10 | 35.9997 | Distributed from 923 Generation And Fuel | 1970
10847 | 2022 | ME | Cataract Hydro | 1486 | 1 |  | OP | HY | WAT | 6.6 | 0 | 0 | 0 | 0 | 0 | Distributed from 923 Generation And Fuel | 1937
10848 | 2022 | ME | Charles E Monty | 805 | M-1 |  | OP | HY | WAT | 14.2 | 0.538 | 66862.5 | 240703.0744 | 18765 | 67553.4596 | Distributed from 923 Generation And Fuel | 1990
10849 | 2022 | ME | Charles E Monty | 805 | M2 |  | OP | HY | WAT | 14.2 | 0.538 | 66862.5 | 240703.0744 | 18765 | 67553.4596 | Distributed from 923 Generation And Fuel | 1990
10850 | 2022 | ME | Deer Rips | 1488 | DR1 |  | OP | HY | WAT | 0.6 | 0.987 | 5185.662 | 18668.2339 | 1455.323 | 5239.1209 | Distributed from 923 Generation And Fuel | 1903
10851 | 2022 | ME | Deer Rips | 1488 | DR2 |  | OP | HY | WAT | 0.6 | 0.987 | 5185.662 | 18668.2339 | 1455.323 | 5239.1209 | Distributed from 923 Generation And Fuel | 1903
10852 | 2022 | ME | Deer Rips | 1488 | DR3 |  | OP | HY | WAT | 0.9 | 0.987 | 7778.492 | 28002.3472 | 2182.985 | 7858.6831 | Distributed from 923 Generation And Fuel | 1906
10853 | 2022 | ME | Deer Rips | 1488 | DR4 |  | OP | HY | WAT | 0.8 | 0.987 | 6914.215 | 24890.9749 | 1940.431 | 6985.4957 | Distributed from 923 Generation And Fuel | 1911
10854 | 2022 | ME | Deer Rips | 1488 | DR5 |  | OP | HY | WAT | 0.8 | 0.987 | 6914.215 | 24890.9749 | 1940.431 | 6985.4957 | Distributed from 923 Generation And Fuel | 1913
10855 | 2022 | ME | Deer Rips | 1488 | DR6 |  | OP | HY | WAT | 1.8 | 0.987 | 15556.985 | 56004.698 | 4365.969 | 15717.3627 | Distributed from 923 Generation And Fuel | 1919
10856 | 2022 | ME | Deer Rips | 1488 | DR7 |  | OP | HY | WAT | 1 | 0.987 | 8642.769 | 31113.7195 | 2425.538 | 8731.8669 | Distributed from 923 Generation And Fuel | 1924
10857 | 2022 | ME | Dynamic Corinth (CSG) | 65858 | GEN1 |  | OP | PV | SUN | 5 | 0.021 | 932 | 3355.1732 | 0 | 0 | Distributed from 923 Generation And Fuel | 2022
10858 | 2022 | ME | Dynamic Madison | 65859 | GEN1 |  | OP | PV | SUN | 5 | 0.076 | 3309 | 11912.3047 | 1794 | 6458.3483 | Distributed from 923 Generation And Fuel | 2022
10859 | 2022 | ME | Eastern Maine Medical Center | 58153 | COGE |  | OP | GT | NG | 3.8 | 0.946 | 31502 | 113406.2927 | 13893 | 50014.3999 | Distributed from 923 Generation And Fuel | 2006
10860 | 2022 | ME | Ellsworth Hydro Station | 1469 | EL01 |  | OP | HY | WAT | 2.5 | 0.363 | 7954.213 | 28634.9377 | 2232.303 | 8036.2265 | Distributed from 923 Generation And Fuel | 1924
10861 | 2022 | ME | Ellsworth Hydro Station | 1469 | EL02 |  | OP | HY | WAT | 2 | 0.363 | 6363.371 | 22907.9523 | 1785.843 | 6428.9834 | Distributed from 923 Generation And Fuel | 1938
10862 | 2022 | ME | Ellsworth Hydro Station | 1469 | EL03 |  | OP | HY | WAT | 2 | 0.363 | 6363.371 | 22907.9523 | 1785.843 | 6428.9834 | Distributed from 923 Generation And Fuel | 1938
10863 | 2022 | ME | Ellsworth Hydro Station | 1469 | EL04 |  | OP | HY | WAT | 2.4 | 0.363 | 7636.045 | 27489.5421 | 2143.011 | 7714.7779 | Distributed from 923 Generation And Fuel | 1924
10864 | 2022 | ME | Fairfield PV - BD Solar Fairfield LLC | 63896 | FAIPV |  | OP | PV | SUN | 5 | 0.212 | 9298 | 33472.5322 | 5297 | 19069.0474 | Distributed from 923 Generation And Fuel | 2021
10865 | 2022 | ME | Farmington Solar | 64337 | FNS |  | OP | PV | SUN | 77 | 0.198 | 133876 | 481949.7444 | 79359 | 285690.1145 | Distributed from 923 Generation And Fuel | 2021
10866 | 2022 | ME | Fox Island Wind LLC | 57354 | 1 |  | OP | WT | WND | 4.5 | 0.197 | 7767 | 27960.9763 | 2259 | 8132.3349 | Distributed from 923 Generation And Fuel | 2009
10867 | 2022 | ME | Gardiner | 50688 | GEN1 |  | OP | HY | WAT | 1 | 0.517 | 4527 | 16297.0696 | 1271 | 4575.5634 | Distributed from 923 Generation And Fuel | 1985
10868 | 2022 | ME | Georges River Energy | 64408 | WEG | 1 | OP | ST | WDS | 10 | 0.403 | 35342 | 127230.1822 | 13924.665 | 50128.393 | EIA-923 Generator File | 2018
10869 | 2022 | ME | Great Lakes Hydro America - ME | 54134 | BES1 |  | OP | BA | MWH | 10 | -0.016 | -1413 | -5086.7593 | -594 | -2138.3829 | Distributed from 923 Generation And Fuel | 2020
10870 | 2022 | ME | Great Lakes Hydro America - ME | 54134 | BES2 |  | OP | BA | MWH | 10 | -0.016 | -1413 | -5086.7593 | -594 | -2138.3829 | Distributed from 923 Generation And Fuel | 2020
10871 | 2022 | ME | Great Lakes Hydro America - ME | 54134 | DOH2 |  | OS | HY | WAT | 1.3 | 0.449 | 5113.512 | 18408.4959 | 1435.106 | 5166.3403 | Distributed from 923 Generation And Fuel | 1925
10872 | 2022 | ME | Great Lakes Hydro America - ME | 54134 | DOH3 |  | OS | HY | WAT | 1.3 | 0.449 | 5113.512 | 18408.4959 | 1435.106 | 5166.3403 | Distributed from 923 Generation And Fuel | 1925
10873 | 2022 | ME | Great Lakes Hydro America - ME | 54134 | DOH4 |  | OS | HY | WAT | 1.8 | 0.449 | 7080.248 | 25488.6889 | 1987.07 | 7153.3948 | Distributed from 923 Generation And Fuel | 1925
10874 | 2022 | ME | Great Lakes Hydro America - ME | 54134 | DOH5 |  | OP | HY | WAT | 5.3 | 0.449 | 20847.396 | 75050.0252 | 5850.816 | 21062.7691 | Distributed from 923 Generation And Fuel | 1988
10875 | 2022 | ME | Great Lakes Hydro America - ME | 54134 | DOH6 |  | OP | HY | WAT | 4.1 | 0.449 | 16127.231 | 58057.5671 | 4526.103 | 16293.8404 | Distributed from 923 Generation And Fuel | 1975
10876 | 2022 | ME | Great Lakes Hydro America - ME | 54134 | DOH7 |  | OP | HY | WAT | 4.1 | 0.449 | 16127.231 | 58057.5671 | 4526.103 | 16293.8404 | Distributed from 923 Generation And Fuel | 1975
10877 | 2022 | ME | Great Lakes Hydro America - ME | 54134 | DOH8 |  | OP | HY | WAT | 3 | 0.449 | 11800.413 | 42481.147 | 3311.783 | 11922.3234 | Distributed from 923 Generation And Fuel | 1930
10878 | 2022 | ME | Great Lakes Hydro America - ME | 54134 | EMH1 |  | OP | HY | WAT | 1.6 | 0.449 | 6293.554 | 22656.6131 | 1766.284 | 6358.5715 | Distributed from 923 Generation And Fuel | 1948
10879 | 2022 | ME | Great Lakes Hydro America - ME | 54134 | EMH2 |  | OP | HY | WAT | 1.6 | 0.449 | 6293.554 | 22656.6131 | 1766.284 | 6358.5715 | Distributed from 923 Generation And Fuel | 1948
10880 | 2022 | ME | Great Lakes Hydro America - ME | 54134 | EMH3 |  | OP | HY | WAT | 1.6 | 0.449 | 6293.554 | 22656.6131 | 1766.284 | 6358.5715 | Distributed from 923 Generation And Fuel | 1948
10881 | 2022 | ME | Great Lakes Hydro America - ME | 54134 | EMH4 |  | OP | HY | WAT | 1.6 | 0.449 | 6293.554 | 22656.6131 | 1766.284 | 6358.5715 | Distributed from 923 Generation And Fuel | 1948
10882 | 2022 | ME | Great Lakes Hydro America - ME | 54134 | EMH5 |  | OP | HY | WAT | 1.6 | 0.449 | 6293.554 | 22656.6131 | 1766.284 | 6358.5715 | Distributed from 923 Generation And Fuel | 1948
10883 | 2022 | ME | Great Lakes Hydro America - ME | 54134 | EMH6 |  | OP | HY | WAT | 1.6 | 0.449 | 6293.554 | 22656.6131 | 1766.284 | 6358.5715 | Distributed from 923 Generation And Fuel | 1948
10884 | 2022 | ME | Great Lakes Hydro America - ME | 54134 | MCH1 |  | OP | HY | WAT | 12.2 | 0.449 | 47988.346 | 172756.6635 | 13467.916 | 48484.1097 | Distributed from 923 Generation And Fuel | 1953
10885 | 2022 | ME | Great Lakes Hydro America - ME | 54134 | MCH2 |  | OP | HY | WAT | 12.2 | 0.449 | 47988.346 | 172756.6635 | 13467.916 | 48484.1097 | Distributed from 923 Generation And Fuel | 1953
10886 | 2022 | ME | Great Lakes Hydro America - ME | 54134 | MCH3 |  | OP | HY | WAT | 13.2 | 0.449 | 51921.817 | 186917.0459 | 14571.843 | 52458.2151 | Distributed from 923 Generation And Fuel | 1967
10887 | 2022 | ME | Great Lakes Hydro America - ME | 54134 | MIH2 |  | OP | HY | WAT | 5.5 | 0.449 | 21634.091 | 77882.1045 | 6071.601 | 21857.5887 | Distributed from 923 Generation And Fuel | 1917
10888 | 2022 | ME | Great Lakes Hydro America - ME | 54134 | MIH3 |  | OP | HY | WAT | 5.5 | 0.449 | 21634.091 | 77882.1045 | 6071.601 | 21857.5887 | Distributed from 923 Generation And Fuel | 1917
10889 | 2022 | ME | Great Lakes Hydro America - ME | 54134 | MIH4 |  | OP | HY | WAT | 5.1 | 0.449 | 20060.702 | 72217.9495 | 5630.03 | 20267.9459 | Distributed from 923 Generation And Fuel | 1917
10890 | 2022 | ME | Great Lakes Hydro America - ME | 54134 | MIH5 |  | OP | HY | WAT | 5.1 | 0.449 | 20060.702 | 72217.9495 | 5630.03 | 20267.9459 | Distributed from 923 Generation And Fuel | 1921
10891 | 2022 | ME | Great Lakes Hydro America - ME | 54134 | MIH6 |  | OP | HY | WAT | 5.1 | 0.449 | 20060.702 | 72217.9495 | 5630.03 | 20267.9459 | Distributed from 923 Generation And Fuel | 1921
10892 | 2022 | ME | Great Lakes Hydro America - ME | 54134 | MIH7 |  | OP | HY | WAT | 4 | 0.449 | 15733.884 | 56641.5293 | 4415.71 | 15896.4288 | Distributed from 923 Generation And Fuel | 1921
10893 | 2022 | ME | Great Lakes Hydro America - ME | 54134 | MIH8 |  | OP | HY | WAT | 5.4 | 0.449 | 21240.743 | 76466.0631 | 5961.209 | 21460.1807 | Distributed from 923 Generation And Fuel | 1987
10894 | 2022 | ME | Great Lakes Hydro America - ME | 54134 | MIHI |  | OP | HY | WAT | 5.4 | 0.449 | 21240.743 | 76466.0631 | 5961.209 | 21460.1807 | Distributed from 923 Generation And Fuel | 1987
10895 | 2022 | ME | Great Lakes Hydro America - ME | 54134 | NOH1 |  | OP | HY | WAT | 3.2 | 0.449 | 12587.107 | 45313.2227 | 3532.568 | 12717.1431 | Distributed from 923 Generation And Fuel | 1986
10896 | 2022 | ME | Great Lakes Hydro America - ME | 54134 | NOH2 |  | OP | HY | WAT | 3.2 | 0.449 | 12587.107 | 45313.2227 | 3532.568 | 12717.1431 | Distributed from 923 Generation And Fuel | 1986
10897 | 2022 | ME | Great Lakes Hydro America - ME | 54134 | NOH3 |  | OP | HY | WAT | 3.2 | 0.449 | 12587.107 | 45313.2227 | 3532.568 | 12717.1431 | Distributed from 923 Generation And Fuel | 1986
10898 | 2022 | ME | Great Lakes Hydro America - ME | 54134 | WEH1 |  | OP | HY | WAT | 4.8 | 0.449 | 18880.661 | 67969.8358 | 5298.852 | 19075.7146 | Distributed from 923 Generation And Fuel | 1940
10899 | 2022 | ME | Great Lakes Hydro America - ME | 54134 | WEH2 |  | OP | HY | WAT | 4.8 | 0.449 | 18880.661 | 67969.8358 | 5298.852 | 19075.7146 | Distributed from 923 Generation And Fuel | 1940
10900 | 2022 | ME | Great Lakes Hydro America - ME | 54134 | WEH3 |  | OP | HY | WAT | 4.8 | 0.449 | 18880.661 | 67969.8358 | 5298.852 | 19075.7146 | Distributed from 923 Generation And Fuel | 1940
10901 | 2022 | ME | Great Lakes Hydro America - ME | 54134 | WEH4 |  | OP | HY | WAT | 4.8 | 0.449 | 18880.661 | 67969.8358 | 5298.852 | 19075.7146 | Distributed from 923 Generation And Fuel | 1940
10902 | 2022 | ME | Gulf Island | 1491 | GI1 |  | OP | HY | WAT | 6.4 | 0.751 | 42109 | 151591.1873 | 11818 | 42544.4596 | Distributed from 923 Generation And Fuel | 1926
10903 | 2022 | ME | Gulf Island | 1491 | GI2 |  | OP | HY | WAT | 6.4 | 0.751 | 42109 | 151591.1873 | 11818 | 42544.4596 | Distributed from 923 Generation And Fuel | 1926
10904 | 2022 | ME | Gulf Island | 1491 | GI3 |  | OP | HY | WAT | 6.4 | 0.751 | 42109 | 151591.1873 | 11818 | 42544.4596 | Distributed from 923 Generation And Fuel | 1926
10905 | 2022 | ME | Hancock Wind Plant | 58686 | HANC1 |  | OP | WT | WND | 51 | 0.281 | 125525 | 451886.3849 | 31700 | 114119.087 | Distributed from 923 Generation And Fuel | 2016
10906 | 2022 | ME | Harmony Solar | 65996 | HARM |  | OP | PV | SUN | 4.9 | 0.067 | 2870 | 10331.9173 | 1556 | 5601.5552 | Distributed from 923 Generation And Fuel | 2022
10907 | 2022 | ME | Harris Hydro | 1492 | HA1 |  | OP | HY | WAT | 15 | 0.316 | 41539.594 | 149541.3421 | 11658.181 | 41969.1158 | Distributed from 923 Generation And Fuel | 1954
10908 | 2022 | ME | Harris Hydro | 1492 | HA2 |  | OP | HY | WAT | 30 | 0.316 | 83079.188 | 299082.6841 | 23316.361 | 83938.2281 | Distributed from 923 Generation And Fuel | 1954
10909 | 2022 | ME | Harris Hydro | 1492 | HA3 |  | OP | HY | WAT | 30 | 0.316 | 83079.188 | 299082.6841 | 23316.361 | 83938.2281 | Distributed from 923 Generation And Fuel | 1955
10910 | 2022 | ME | Harris Hydro | 1492 | HA4 |  | OP | HY | WAT | 1.4 | 0.316 | 3877.029 | 13957.1927 | 1088.097 | 3917.1179 | Distributed from 923 Generation And Fuel | 1955
10911 | 2022 | ME | Hartland Solar | 65460 | HART1 |  | OP | PV | SUN | 4 | 0.191 | 6678 | 24040.6077 | 3804 | 13694.2904 | Distributed from 923 Generation And Fuel | 2021
10912 | 2022 | ME | Hiram | 1493 | 1 |  | OP | HY | WAT | 2.4 | 0.409 | 8593.371 | 30935.8881 | 2411.657 | 8681.8957 | Distributed from 923 Generation And Fuel | 1917
10913 | 2022 | ME | Hiram | 1493 | 2 |  | OP | HY | WAT | 8.1 | 0.409 | 29002.629 | 104408.6291 | 8139.343 | 29301.4004 | Distributed from 923 Generation And Fuel | 1985
10914 | 2022 | ME | Hydro Kennebec Project | 54148 | GEN1 |  | OP | HY | WAT | 7.7 | 0.347 | 23413.5 | 84287.9257 | 6571 | 23655.4108 | Distributed from 923 Generation And Fuel | 1989
10915 | 2022 | ME | Hydro Kennebec Project | 54148 | GEN2 |  | OP | HY | WAT | 7.7 | 0.347 | 23413.5 | 84287.9257 | 6571 | 23655.4108 | Distributed from 923 Generation And Fuel | 1989
10916 | 2022 | ME | Indeck Jonesboro Energy Center | 10765 | GEN1 | 1 | SB | ST | WDS | 27.5 | 0.078 | 18702 | 67326.6614 | 11598 | 41752.466 | EIA-923 Generator File | 1987
10917 | 2022 | ME | Indeck West Enfield Energy Center | 10766 | GEN1 | 1 | OP | ST | WDS | 27.5 | 0.092 | 22223 | 80002.16 | 1808 | 6508.7479 | EIA-923 Generator File | 1987
10918 | 2022 | ME | International Paper Jay Hydro | 50047 | GEN1 |  | OP | HY | WAT | 0.5 | 0.512 | 2240.806 | 8066.8371 | 628.871 | 2263.9175 | Distributed from 923 Generation And Fuel | 1912
10919 | 2022 | ME | International Paper Jay Hydro | 50047 | GEN2 |  | OP | HY | WAT | 0.5 | 0.512 | 2240.806 | 8066.8371 | 628.871 | 2263.9175 | Distributed from 923 Generation And Fuel | 1912
10920 | 2022 | ME | International Paper Jay Hydro | 50047 | GEN3 |  | OP | HY | WAT | 0.5 | 0.512 | 2240.806 | 8066.8371 | 628.871 | 2263.9175 | Distributed from 923 Generation And Fuel | 1912
10921 | 2022 | ME | International Paper Jay Hydro | 50047 | GEN4 |  | OP | HY | WAT | 0.5 | 0.512 | 2240.806 | 8066.8371 | 628.871 | 2263.9175 | Distributed from 923 Generation And Fuel | 1912
10922 | 2022 | ME | International Paper Jay Hydro | 50047 | GEN5 |  | OP | HY | WAT | 0.5 | 0.512 | 2240.806 | 8066.8371 | 628.871 | 2263.9175 | Distributed from 923 Generation And Fuel | 1912
10923 | 2022 | ME | International Paper Jay Hydro | 50047 | GEN6 |  | OP | HY | WAT | 0.6 | 0.512 | 2688.968 | 9680.2074 | 754.645 | 2716.7003 | Distributed from 923 Generation And Fuel | 1912
10924 | 2022 | ME | International Paper Livermore Hydro | 50082 | GEN1 |  | OP | HY | WAT | 1.1 | 0.421 | 4053.022 | 14590.7625 | 1137.424 | 4094.6936 | Distributed from 923 Generation And Fuel | 1910
10925 | 2022 | ME | International Paper Livermore Hydro | 50082 | GEN2 |  | OP | HY | WAT | 1.1 | 0.421 | 4053.022 | 14590.7625 | 1137.424 | 4094.6936 | Distributed from 923 Generation And Fuel | 1910
10926 | 2022 | ME | International Paper Livermore Hydro | 50082 | GEN3 |  | OP | HY | WAT | 1.1 | 0.421 | 4053.022 | 14590.7625 | 1137.424 | 4094.6936 | Distributed from 923 Generation And Fuel | 1910
10927 | 2022 | ME | International Paper Livermore Hydro | 50082 | GEN4 |  | OP | HY | WAT | 1.2 | 0.421 | 4421.478 | 15917.1935 | 1240.826 | 4466.9379 | Distributed from 923 Generation And Fuel | 1910
10928 | 2022 | ME | International Paper Livermore Hydro | 50082 | GEN5 |  | OP | HY | WAT | 1.1 | 0.421 | 4053.022 | 14590.7625 | 1137.424 | 4094.6936 | Distributed from 923 Generation And Fuel | 1910
10929 | 2022 | ME | International Paper Livermore Hydro | 50082 | GEN6 |  | OP | HY | WAT | 0.7 | 0.421 | 2579.196 | 9285.0313 | 723.815 | 2605.7132 | Distributed from 923 Generation And Fuel | 1910
10930 | 2022 | ME | International Paper Livermore Hydro | 50082 | GEN7 |  | OP | HY | WAT | 0.9 | 0.421 | 3316.109 | 11937.8969 | 930.62 | 3350.2052 | Distributed from 923 Generation And Fuel | 1910
10931 | 2022 | ME | International Paper Livermore Hydro | 50082 | GEN8 |  | OP | HY | WAT | 1 | 0.421 | 3684.565 | 13264.3279 | 1034.022 | 3722.4494 | Distributed from 923 Generation And Fuel | 1910
10932 | 2022 | ME | International Paper Livermore Hydro | 50082 | GEN9 |  | OP | HY | WAT | 1 | 0.421 | 3684.565 | 13264.3279 | 1034.022 | 3722.4494 | Distributed from 923 Generation And Fuel | 2004
10933 | 2022 | ME | International Paper Riley Hydro | 50081 | GEN1 |  | OP | HY | WAT | 1.1 | 0.38 | 3659.5 | 13174.0946 | 1027 | 3697.1704 | Distributed from 923 Generation And Fuel | 1981
10934 | 2022 | ME | International Paper Riley Hydro | 50081 | GEN2 |  | OP | HY | WAT | 1.1 | 0.38 | 3659.5 | 13174.0946 | 1027 | 3697.1704 | Distributed from 923 Generation And Fuel | 1981
10935 | 2022 | ME | International Paper Riley Hydro | 50081 | GEN3 |  | OP | HY | WAT | 1.1 | 0.38 | 3659.5 | 13174.0946 | 1027 | 3697.1704 | Distributed from 923 Generation And Fuel | 1981
10936 | 2022 | ME | International Paper Riley Hydro | 50081 | GEN4 |  | OP | HY | WAT | 1.1 | 0.38 | 3659.5 | 13174.0946 | 1027 | 3697.1704 | Distributed from 923 Generation And Fuel | 1981
10937 | 2022 | ME | International Paper Riley Hydro | 50081 | GEN5 |  | OP | HY | WAT | 1.1 | 0.38 | 3659.5 | 13174.0946 | 1027 | 3697.1704 | Distributed from 923 Generation And Fuel | 1981
10938 | 2022 | ME | International Paper Riley Hydro | 50081 | GEN6 |  | OP | HY | WAT | 1.1 | 0.38 | 3659.5 | 13174.0946 | 1027 | 3697.1704 | Distributed from 923 Generation And Fuel | 1981
10939 | 2022 | ME | IOS - MEW Phase 1 | 61460 | MEW1 |  | OP | PV | SUN | 4.1 | 0.173 | 6202 | 22327.0214 | 3533 | 12718.6983 | Distributed from 923 Generation And Fuel | 2017
10940 | 2022 | ME | Kibby Wind Facility | 56829 | 1 |  | OP | WT | WND | 66 | 0.276 | 159302.5 | 573484.4121 | 48164 | 173389.0129 | Distributed from 923 Generation And Fuel | 2009
10941 | 2022 | ME | Kibby Wind Facility | 56829 | 2 |  | OP | WT | WND | 66 | 0.276 | 159302.5 | 573484.4121 | 48164 | 173389.0129 | Distributed from 923 Generation And Fuel | 2010
10942 | 2022 | ME | Lewiston Junction Road Solar | 66243 | LWSJN |  | OP | PV | SUN | 4.9 | 0.172 | 7379 | 26564.1875 | 4204 | 15134.2789 | Distributed from 923 Generation And Fuel | 2022
10943 | 2022 | ME | Lisbon Street Solar | 66246 | LSBST |  | OP | PV | SUN | 2 | 0.139 | 2430 | 8747.93 | 1648 | 5932.7525 | Distributed from 923 Generation And Fuel | 2022
10944 | 2022 | ME | Livermore Falls CSG | 66087 | 28911 |  | OP | PV | SUN | 3.3 | 0.132 | 3817 | 13741.0901 | 2935 | 10565.9155 | Distributed from 923 Generation And Fuel | 2022
10945 | 2022 | ME | Lockwood Hydroelectric Facility | 10066 | GEN1 |  | OP | HY | WAT | 0.8 | 0.315 | 2210.556 | 7957.9379 | 620.444 | 2233.5805 | Distributed from 923 Generation And Fuel | 1985
10946 | 2022 | ME | Lockwood Hydroelectric Facility | 10066 | GEN2 |  | OP | HY | WAT | 0.8 | 0.315 | 2210.556 | 7957.9379 | 620.444 | 2233.5805 | Distributed from 923 Generation And Fuel | 1985
10947 | 2022 | ME | Lockwood Hydroelectric Facility | 10066 | GEN3 |  | OP | HY | WAT | 0.8 | 0.315 | 2210.556 | 7957.9379 | 620.444 | 2233.5805 | Distributed from 923 Generation And Fuel | 1985
10948 | 2022 | ME | Lockwood Hydroelectric Facility | 10066 | GEN4 |  | OP | HY | WAT | 0.8 | 0.315 | 2210.556 | 7957.9379 | 620.444 | 2233.5805 | Distributed from 923 Generation And Fuel | 1985
10949 | 2022 | ME | Lockwood Hydroelectric Facility | 10066 | GEN5 |  | OP | HY | WAT | 0.8 | 0.315 | 2210.556 | 7957.9379 | 620.444 | 2233.5805 | Distributed from 923 Generation And Fuel | 1985
10950 | 2022 | ME | Lockwood Hydroelectric Facility | 10066 | GEN6 |  | OP | HY | WAT | 0.8 | 0.315 | 2210.556 | 7957.9379 | 620.444 | 2233.5805 | Distributed from 923 Generation And Fuel | 1985
10951 | 2022 | ME | Lockwood Hydroelectric Facility | 10066 | GEN7 |  | OP | HY | WAT | 2.4 | 0.315 | 6631.667 | 23873.8102 | 1861.333 | 6700.7452 | Distributed from 923 Generation And Fuel | 1988
10952 | 2022 | ME | Madison BTM | 64764 | MBTM |  | OP | BA | MWH | 1.5 |  | GENYRONL: 2020
10953 | 2022 | ME | Madison ESS | 64765 | MESS |  | OP | BA | MWH | 4.9 |  | GENYRONL: 2019
10954 | 2022 | ME | Maine Independence Station | 55068 | GEN1 |  | OP | CT | NG | 177.8 | 0.093 | 145351 | 523259.4139 | 139345 | 501637.9869 | EIA-923 Generator File | 2000
10955 | 2022 | ME | Maine Independence Station | 55068 | GEN2 |  | OP | CT | NG | 177.8 | 0.174 | 271558 | 977600.9792 | 203527 | 732691.3385 | EIA-923 Generator File | 2000
10956 | 2022 | ME | Maine Independence Station | 55068 | GEN3 | 2 | OP | CA | NG | 194.6 | 0.148 | 252689 | 909673.1226 | 210477 | 757711.1383 | EIA-923 Generator File | 2000
10957 | 2022 | ME | Mars Hill Wind Farm Project | 56448 | 1 |  | OP | WT | WND | 42 | 0.355 | 130638 | 470293.0377 | 37997 | 136788.1057 | Distributed from 923 Generation And Fuel | 2007
10958 | 2022 | ME | Mead Rumford Cogen | 10491 | 3STG | 2 | RE | ST | NG | 12.5 | 0 | 0 | 0 | 0 | 0 | EIA-923 Generator File | 1954 | 2022
10959 | 2022 | ME | Mechanic Falls | 54123 | GEN1 |  | OP | HY | WAT | 1 | 0.201 | 1764.286 | 6351.3788 | 495 | 1781.9857 | Distributed from 923 Generation And Fuel | 1986
10960 | 2022 | ME | Mechanic Falls | 54123 | GEN2 |  | OP | HY | WAT | 0.4 | 0.201 | 705.714 | 2540.5501 | 198 | 712.7943 | Distributed from 923 Generation And Fuel | 1986
10961 | 2022 | ME | Medway Hydro | 55288 | MW01 |  | OP | HY | WAT | 0.8 | 0.811 | 5682.2 | 20455.7564 | 1594.8 | 5741.2341 | Distributed from 923 Generation And Fuel | 1923
10962 | 2022 | ME | Medway Hydro | 55288 | MW02 |  | OP | HY | WAT | 0.8 | 0.811 | 5682.2 | 20455.7564 | 1594.8 | 5741.2341 | Distributed from 923 Generation And Fuel | 1923
10963 | 2022 | ME | Medway Hydro | 55288 | MW03 |  | OP | HY | WAT | 0.8 | 0.811 | 5682.2 | 20455.7564 | 1594.8 | 5741.2341 | Distributed from 923 Generation And Fuel | 1923
10964 | 2022 | ME | Medway Hydro | 55288 | MW04 |  | OP | HY | WAT | 0.8 | 0.811 | 5682.2 | 20455.7564 | 1594.8 | 5741.2341 | Distributed from 923 Generation And Fuel | 1925
10965 | 2022 | ME | Medway Hydro | 55288 | MW05 |  | OP | HY | WAT | 0.8 | 0.811 | 5682.2 | 20455.7564 | 1594.8 | 5741.2341 | Distributed from 923 Generation And Fuel | 1925
10966 | 2022 | ME | Merrill Road Solar | 66245 | MRLRD |  | OP | PV | SUN | 4.6 | 0.151 | 6090 | 21923.8246 | 3761 | 13539.4917 | Distributed from 923 Generation And Fuel | 2022
10967 | 2022 | ME | Messalonskee 2 (Oakland) | 1497 | 1 |  | OP | HY | WAT | 2.8 | 0.357 | 8751 | 31503.348 | 2456 | 8841.5293 | Distributed from 923 Generation And Fuel | 1924
10968 | 2022 | ME | Messalonskee 3 | 1498 | 1 |  | OP | HY | WAT | 1.6 | 0.345 | 4835 | 17405.8608 | 1357 | 4885.1609 | Distributed from 923 Generation And Fuel | 1918
10969 | 2022 | ME | Messalonskee 5 | 1500 | 1 |  | OP | HY | WAT | 1.8 | 0.274 | 4324 | 15566.2755 | 1214 | 4370.365 | Distributed from 923 Generation And Fuel | 1935
10970 | 2022 | ME | Milford Hydro Station | 1475 | MF01 |  | OP | HY | WAT | 0.7 | 0.614 | 3763.846 | 13549.7372 | 1056.282 | 3802.5848 | Distributed from 923 Generation And Fuel | 2011
10971 | 2022 | ME | Milford Hydro Station | 1475 | MF02 |  | OP | HY | WAT | 0.7 | 0.614 | 3763.846 | 13549.7372 | 1056.282 | 3802.5848 | Distributed from 923 Generation And Fuel | 2011
10972 | 2022 | ME | Milford Hydro Station | 1475 | MF03 |  | OP | HY | WAT | 1.6 | 0.614 | 8603.077 | 30970.8294 | 2414.359 | 8691.6229 | Distributed from 923 Generation And Fuel | 1956
10973 | 2022 | ME | Milford Hydro Station | 1475 | MF04 |  | OP | HY | WAT | 1.6 | 0.614 | 8603.077 | 30970.8294 | 2414.359 | 8691.6229 | Distributed from 923 Generation And Fuel | 1946
10974 | 2022 | ME | Milford Hydro Station | 1475 | MF05 |  | OP | HY | WAT | 1.6 | 0.614 | 8603.077 | 30970.8294 | 2414.359 | 8691.6229 | Distributed from 923 Generation And Fuel | 1941
10975 | 2022 | ME | Milford Hydro Station | 1475 | MF06 |  | OP | HY | WAT | 1.6 | 0.614 | 8603.077 | 30970.8294 | 2414.359 | 8691.6229 | Distributed from 923 Generation And Fuel | 1942
10976 | 2022 | ME | Milo CSG | 66086 | 29045 |  | OP | PV | SUN | 4.5 | 0.169 | 6643 | 23914.6087 | 3907 | 14065.0875 | Distributed from 923 Generation And Fuel | 2022
10977 | 2022 | ME | Milo PV - BD Solar 1 LLC | 63894 | MILPV |  | OP | PV | SUN | 20 | 0.163 | 28529 | 102703.5784 | 16252 | 58506.7319 | Distributed from 923 Generation And Fuel | 2021
10978 | 2022 | ME | MMWAC Resource Recovery Facility | 50035 | ST1 |  | OP | ST | MSW | 5 | 0.323 | 14130 | 50867.5931 | 5281 | 19011.4479 | EIA-923 Generator File | 1992
10979 | 2022 | ME | Monmouth | 65534 | MON |  | OP | PV | SUN | 5 | 0.185 | 8104 | 29174.1666 | 5004 | 18014.2559 | Distributed from 923 Generation And Fuel | 2022
10980 | 2022 | ME | Naples | 64675 | NAP |  | OP | PV | SUN | 2 | 0.192 | 3357 | 12085.1033 | 1912 | 6883.1449 | Distributed from 923 Generation And Fuel | 2021
10981 | 2022 | ME | North Gorham | 1501 | 1 |  | OP | HY | WAT | 1.1 | 0.447 | 4312 | 15523.0758 | 1210 | 4355.9652 | Distributed from 923 Generation And Fuel | 1925
10982 | 2022 | ME | North Gorham | 1501 | 2 |  | OP | HY | WAT | 1.1 | 0.447 | 4312 | 15523.0758 | 1210 | 4355.9652 | Distributed from 923 Generation And Fuel | 1925
10983 | 2022 | ME | Oakfield Wind Project | 57002 | 1 |  | OP | WT | WND | 148 | 0.286 | 370661 | 1334368.925 | 106428 | 383137.7349 | Distributed from 923 Generation And Fuel | 2015
10984 | 2022 | ME | Orono B | 59438 | ORB-1 |  | OP | HY | WAT | 1.3 | 0.762 | 8680.333 | 31248.9488 | 2436 | 8769.5298 | Distributed from 923 Generation And Fuel | 2013
10985 | 2022 | ME | Orono B | 59438 | ORB-2 |  | OP | HY | WAT | 1.3 | 0.762 | 8680.333 | 31248.9488 | 2436 | 8769.5298 | Distributed from 923 Generation And Fuel | 2013
10986 | 2022 | ME | Orono B | 59438 | ORB-3 |  | OP | HY | WAT | 1.3 | 0.762 | 8680.333 | 31248.9488 | 2436 | 8769.5298 | Distributed from 923 Generation And Fuel | 2013
10987 | 2022 | ME | Orono Hydro Station | 57184 | 1 |  | OP | HY | WAT | 0.5 | 0.419 | 1835 | 6605.9472 | 515 | 1853.9852 | Distributed from 923 Generation And Fuel | 2009
10988 | 2022 | ME | Orono Hydro Station | 57184 | 2 |  | OP | HY | WAT | 0.6 | 0.419 | 2202 | 7927.1366 | 618 | 2224.7822 | Distributed from 923 Generation And Fuel | 2009
10989 | 2022 | ME | Orono Hydro Station | 57184 | 3 |  | OP | HY | WAT | 0.8 | 0.419 | 2936 | 10569.5154 | 824 | 2966.3763 | Distributed from 923 Generation And Fuel | 2009
10990 | 2022 | ME | Orono Hydro Station | 57184 | 4 |  | OP | HY | WAT | 0.8 | 0.419 | 2936 | 10569.5154 | 824 | 2966.3763 | Distributed from 923 Generation And Fuel | 2009
10991 | 2022 | ME | Otis Hydro | 50080 | GEN1 |  | OP | HY | WAT | 5.1 | 0.506 | 22586.5 | 81310.7495 | 8036 | 28929.3686 | Distributed from 923 Generation And Fuel | 1985
10992 | 2022 | ME | Otis Hydro | 50080 | GEN2 |  | OP | HY | WAT | 5.1 | 0.506 | 22586.5 | 81310.7495 | 8036 | 28929.3686 | Distributed from 923 Generation And Fuel | 1985
10993 | 2022 | ME | Oxford PV - BD Solar Oxford LLC | 63897 | OXFPV |  | OP | PV | SUN | 9.2 | 0.199 | 16014 | 57649.9388 | 9123 | 32842.5373 | Distributed from 923 Generation And Fuel | 2021
10994 | 2022 | ME | Palmyra PV - BD Solar Palmyra LLC | 64062 | PALPV |  | OP | PV | SUN | 5 | 0.128 | 5587 | 20113.0391 | 4043 | 14554.6836 | Distributed from 923 Generation And Fuel | 2022
10995 | 2022 | ME | Passadumkeag Windpark LLC | 59222 | Q357 |  | OP | WT | WND | 42.9 | 0.386 | 145241 | 522863.4171 | 45361 | 163298.2936 | Distributed from 923 Generation And Fuel | 2016
10996 | 2022 | ME | Pejepscot Hydroelectric Project | 50758 | GEN1 |  | OP | HY | WAT | 12.3 | 0.517 | 55743.6 | 200675.3546 | 15644.689 | 56320.4298 | Distributed from 923 Generation And Fuel | 1987
10997 | 2022 | ME | Pejepscot Hydroelectric Project | 50758 | GEN2 |  | OP | HY | WAT | 0.4 | 0.517 | 1812.8 | 6526.0278 | 508.77 | 1831.5573 | Distributed from 923 Generation And Fuel | 1987
10998 | 2022 | ME | Pejepscot Hydroelectric Project | 50758 | GEN3 |  | OP | HY | WAT | 0.3 | 0.517 | 1359.6 | 4894.5208 | 381.578 | 1373.6698 | Distributed from 923 Generation And Fuel | 1987
10999 | 2022 | ME | Pejepscot Hydroelectric Project | 50758 | GEN4 |  | OP | HY | WAT | 0.5 | 0.517 | 2266 | 8157.5347 | 635.963 | 2289.4485 | Distributed from 923 Generation And Fuel | 1987
11000 | 2022 | ME | Penobscot Energy Recovery | 50051 | GEN1 | 2 | OP | ST | MSW | 25.3 | 0.265 | 58730 | 211426.3086 | 18899 | 68035.8557 | EIA-923 Generator File | 1987
11001 | 2022 | ME | Pisgah Mountain Wind | 60404 | PISGA |  | OP | WT | WND | 9.1 | 0.365 | 29102 | 104766.3619 | 8465 | 30473.7562 | Distributed from 923 Generation And Fuel | 2016
11002 | 2022 | ME | Pittsfield Hydro | 54124 | GEN1 |  | OP | HY | WAT | 0.4 | 0.385 | 1350.545 | 4861.9231 | 378.909 | 1364.0615 | Distributed from 923 Generation And Fuel | 1986
11003 | 2022 | ME | Pittsfield Hydro | 54124 | GEN2 |  | OP | HY | WAT | 0.3 | 0.385 | 1012.909 | 3646.4432 | 284.182 | 1023.047 | Distributed from 923 Generation And Fuel | 1986
11004 | 2022 | ME | Pittsfield Hydro | 54124 | GEN3 |  | OP | HY | WAT | 0.4 | 0.385 | 1350.545 | 4861.9231 | 378.909 | 1364.0615 | Distributed from 923 Generation And Fuel | 1986
11005 | 2022 | ME | Pittsfield Solar LLC | 64078 | PSLLC |  | OP | PV | SUN | 9.9 | 0.206 | 17873 | 64342.2853 | 10182 | 36654.9068 | Distributed from 923 Generation And Fuel | 2017
11006 | 2022 | ME | Pumpkin Hill | 50699 | GEN1 |  | OP | HY | WAT | 1 | 0.506 | 4434 | 15962.2723 | 1244 | 4478.3642 | Distributed from 923 Generation And Fuel | 1987
11007 | 2022 | ME | Record Hill Wind | 57568 | RHW |  | OP | WT | WND | 50.6 | 0.282 | 124938 | 449773.2018 | 36339 | 130819.3534 | Distributed from 923 Generation And Fuel | 2012
11008 | 2022 | ME | Red Shield Envir Old Town Facility | 10700 | TG4 | 3 | OP | ST | BLQ | 12.5 | 0.351 | 38465 | 138472.8922 | 19368 | 69724.2422 | EIA-923 Generator File | 1965
11009 | 2022 | ME | Red Shield Envir Old Town Facility | 10700 | TG6 | 2 | OP | ST | WDS | 16 | 0.207 | 29045 | 104561.1635 | 16017 | 57660.7387 | EIA-923 Generator File | 1987
11010 | 2022 | ME | ReEnergy Livermore Falls | 10354 | GEN1 | 1 | OP | ST | WDS | 39.6 | 0.781 | 270966 | 975469.7962 | 103988 | 374353.8052 | EIA-923 Generator File | 1992
11011 | 2022 | ME | ReEnergy Stratton LLC | 50650 | UNI1 | 1 | OP | ST | WDS | 47 | 0.639 | 263286 | 947822.0174 | 95012 | 342040.4637 | EIA-923 Generator File | 1989
11012 | 2022 | ME | Regional Waste Systems | 50225 | TG1 | 2 | OP | ST | MSW | 13.3 | 0.337 | 39254 | 141313.2695 | 0 | 0 | EIA-923 Generator File | 1988
11013 | 2022 | ME | River Road | 65112 | RIV |  | OP | PV | SUN | 5 | 0.162 | 7076 | 25473.3962 | 4370 | 15731.8741 | Distributed from 923 Generation And Fuel | 2022
11014 | 2022 | ME | Robbins Lumber | 50230 | CAT |  | OP | IC | DFO | 2 | 0.007 | 117 | 421.1966 | 8 | 28.7998 | Distributed from 923 Generation And Fuel | 1987
11015 | 2022 | ME | Robbins Lumber | 50230 | WEST |  | OS | ST | WDS | 1.2 | 0 | 0 | 0 | 0 | 0 | EIA-923 Generator File | 1981
11016 | 2022 | ME | Rollins Wind Project | 56990 | 1 |  | OP | WT | WND | 60 | 0.293 | 153767 | 553556.7715 | 44725 | 161008.7119 | Distributed from 923 Generation And Fuel | 2011
11017 | 2022 | ME | RoxWind | 62857 | WIND1 |  | OP | WT | WND | 15.3 | 0.326 | 43665 | 157192.7425 | 12700 | 45719.6342 | Distributed from 923 Generation And Fuel | 2021
11018 | 2022 | ME | Rumford Cogeneration | 10495 | GEN1 | 3 | OP | ST | BLQ | 102.6 | 0.477 | 428411 | 1542267.2619 | 176600 | 635754.914 | EIA-923 Generator File | 1990
11019 | 2022 | ME | Rumford ESS | 64763 | RUM |  | OP | BA | MWH | 4.9 |  | GENYRONL: 2021
11020 | 2022 | ME | Rumford Falls Hydro Facility | 10493 | GEN1 |  | OP | HY | WAT | 8.1 | 0.632 | 44826.31 | 161373.425 | 12580.483 | 45289.3765 | Distributed from 923 Generation And Fuel | 1918
11021 | 2022 | ME | Rumford Falls Hydro Facility | 10493 | GEN2 |  | OP | HY | WAT | 8.1 | 0.632 | 44826.31 | 161373.425 | 12580.483 | 45289.3765 | Distributed from 923 Generation And Fuel | 1918
11022 | 2022 | ME | Rumford Falls Hydro Facility | 10493 | GEN3 |  | OP | HY | WAT | 8.8 | 0.632 | 48700.189 | 175319.2778 | 13667.685 | 49203.2724 | Distributed from 923 Generation And Fuel | 1926
11023 | 2022 | ME | Rumford Falls Hydro Facility | 10493 | GEN4 |  | SB | HY | WAT | 4.3 | 0.632 | 23796.683 | 85667.3735 | 6678.528 | 24042.5085 | Distributed from 923 Generation And Fuel | 1950
11024 | 2022 | ME | Rumford Falls Hydro Facility | 10493 | GEN5 |  | OP | HY | WAT | 7.6 | 0.632 | 42059.254 | 151412.1031 | 11803.91 | 42493.7361 | Distributed from 923 Generation And Fuel | 1954
11025 | 2022 | ME | Rumford Falls Hydro Facility | 10493 | GEN6 |  | OP | HY | WAT | 7.6 | 0.632 | 42059.254 | 151412.1031 | 11803.91 | 42493.7361 | Distributed from 923 Generation And Fuel | 1954
11026 | 2022 | ME | Rumford Power LLC | 55100 | UNT1 |  | OP | CT | NG | 179.4 | 0.175 | 275275 | 990982.0721 | 201877 | 726751.386 | EIA-923 Generator File | 2000
11027 | 2022 | ME | Rumford Power LLC | 55100 | UNT2 | 1 | OP | CA | NG | 95.1 | 0.183 | 152816 | 550133.1989 | 111489 | 401357.1891 | EIA-923 Generator File | 2000
11028 | 2022 | ME | S D Warren Westbrook | 50447 | GEN1 |  | OS | HY | WAT | 0.6 | 0.25 | 1313.25 | 4727.6622 | 368.583 | 1326.8882 | Distributed from 923 Generation And Fuel | 1903
11029 | 2022 | ME | S D Warren Westbrook | 50447 | GEN2 |  | OS | HY | WAT | 0.6 | 0.25 | 1313.25 | 4727.6622 | 368.583 | 1326.8882 | Distributed from 923 Generation And Fuel | 1903
11030 | 2022 | ME | S D Warren Westbrook | 50447 | GEN3 |  | OA | HY | WAT | 0.6 | 0.25 | 1313.25 | 4727.6622 | 368.583 | 1326.8882 | Distributed from 923 Generation And Fuel | 1903
11031 | 2022 | ME | S D Warren Westbrook | 50447 | GEN4 |  | OP | HY | WAT | 0.8 | 0.25 | 1751 | 6303.5496 | 491.444 | 1769.1842 | Distributed from 923 Generation And Fuel | 1913
11032 | 2022 | ME | S D Warren Westbrook | 50447 | GEN5 |  | OP | HY | WAT | 0.8 | 0.25 | 1751 | 6303.5496 | 491.444 | 1769.1842 | Distributed from 923 Generation And Fuel | 1913
11033 | 2022 | ME | S D Warren Westbrook | 50447 | GEN6 |  | OP | HY | WAT | 0.8 | 0.25 | 1751 | 6303.5496 | 491.444 | 1769.1842 | Distributed from 923 Generation And Fuel | 1913
11034 | 2022 | ME | S D Warren Westbrook | 50447 | GEN7 |  | OP | HY | WAT | 0.6 | 0.25 | 1313.25 | 4727.6622 | 368.583 | 1326.8882 | Distributed from 923 Generation And Fuel | 1940
11035 | 2022 | ME | S D Warren Westbrook | 50447 | GEN9 | 4 | OS | ST | WDS | 47.5 | 0 | 0 | 0 | 0 | 0 | EIA-923 Generator File | 1982
11036 | 2022 | ME | S D Warren Westbrook | 50447 | GN10 | 3 | OS | ST | WDS | 15 | 0 | 0 | 0 | 0 | 0 | EIA-923 Generator File | 1985
11037 | 2022 | ME | S D Warren Westbrook | 50447 | GN11 |  | OP | HY | WAT | 0.6 | 0.25 | 1313.25 | 4727.6622 | 368.583 | 1326.8882 | Distributed from 923 Generation And Fuel | 1940
11038 | 2022 | ME | S D Warren Westbrook | 50447 | GN12 |  | OP | HY | WAT | 0.2 | 0.25 | 437.75 | 1575.8874 | 122.861 | 442.2961 | Distributed from 923 Generation And Fuel | 1940
11039 | 2022 | ME | S D Warren Westbrook | 50447 | GN13 |  | OP | HY | WAT | 0.2 | 0.25 | 437.75 | 1575.8874 | 122.861 | 442.2961 | Distributed from 923 Generation And Fuel | 1940
11040 | 2022 | ME | S D Warren Westbrook | 50447 | GN14 |  | OP | HY | WAT | 0.2 | 0.25 | 437.75 | 1575.8874 | 122.861 | 442.2961 | Distributed from 923 Generation And Fuel | 1940
11041 | 2022 | ME | S D Warren Westbrook | 50447 | GN15 |  | OP | HY | WAT | 0.2 | 0.25 | 437.75 | 1575.8874 | 122.861 | 442.2961 | Distributed from 923 Generation And Fuel | 1940
11042 | 2022 | ME | S D Warren Westbrook | 50447 | GN16 |  | OP | HY | WAT | 0.5 | 0.25 | 1094.375 | 3939.7185 | 307.153 | 1105.742 | Distributed from 923 Generation And Fuel | 1940
11043 | 2022 | ME | S D Warren Westbrook | 50447 | GN17 |  | OP | HY | WAT | 0.5 | 0.25 | 1094.375 | 3939.7185 | 307.153 | 1105.742 | Distributed from 923 Generation And Fuel | 1940
11044 | 2022 | ME | Saddleback Ridge Wind Farm | 58608 | SRW1 |  | OP | WT | WND | 8.5 | 0.283 | 21096.155 | 75945.5504 | 6135.906 | 22089.0849 | Distributed from 923 Generation And Fuel | 2014
11045 | 2022 | ME | Saddleback Ridge Wind Farm | 58608 | SRW2 |  | OP | WT | WND | 25.7 | 0.283 | 63784.845 | 229623.605 | 18552.094 | 66787.0041 | Distributed from 923 Generation And Fuel | 2015
11046 | 2022 | ME | Salmon Falls | 50702 | GEN1 |  | OP | HY | WAT | 0.4 | 0.087 | 303.333 | 1091.9901 | 85 | 305.9976 | Distributed from 923 Generation And Fuel | 1986
11047 | 2022 | ME | Salmon Falls | 50702 | GEN2 |  | OP | HY | WAT | 0.4 | 0.087 | 303.333 | 1091.9901 | 85 | 305.9976 | Distributed from 923 Generation And Fuel | 1986
11048 | 2022 | ME | Salmon Falls | 50702 | GEN3 |  | OP | HY | WAT | 0.4 | 0.087 | 303.333 | 1091.9901 | 85 | 305.9976 | Distributed from 923 Generation And Fuel | 1986
11049 | 2022 | ME | Sanford Solar | 63667 | SAS |  | OP | PV | SUN | 49.4 | 0.223 | 96664 | 347987.6161 | 52892 | 190409.6767 | Distributed from 923 Generation And Fuel | 2020
11050 | 2022 | ME | SCS Harpswell 012903 Brunswick, LLC | 66381 | 11822 |  | OP | PV | SUN | 4.9 | 0.038 | 1624 | 5846.3532 | 0 | 0 | Distributed from 923 Generation And Fuel | 2022
11051 | 2022 | ME | Shawmut | 1504 | SH1 |  | OP | HY | WAT | 0.7 | 0.528 | 3236.227 | 11650.324 | 908.25 | 3269.6738 | Distributed from 923 Generation And Fuel | 1913
11052 | 2022 | ME | Shawmut | 1504 | SH2 |  | OP | HY | WAT | 0.7 | 0.528 | 3236.227 | 11650.324 | 908.25 | 3269.6738 | Distributed from 923 Generation And Fuel | 1913
11053 | 2022 | ME | Shawmut | 1504 | SH3 |  | OP | HY | WAT | 0.7 | 0.528 | 3236.227 | 11650.324 | 908.25 | 3269.6738 | Distributed from 923 Generation And Fuel | 1913
11054 | 2022 | ME | Shawmut | 1504 | SH4 |  | OP | HY | WAT | 0.7 | 0.528 | 3236.227 | 11650.324 | 908.25 | 3269.6738 | Distributed from 923 Generation And Fuel | 1913
11055 | 2022 | ME | Shawmut | 1504 | SH5 |  | OP | HY | WAT | 0.7 | 0.528 | 3236.227 | 11650.324 | 908.25 | 3269.6738 | Distributed from 923 Generation And Fuel | 1913
11056 | 2022 | ME | Shawmut | 1504 | SH6 |  | OP | HY | WAT | 0.9 | 0.528 | 4160.864 | 14978.9906 | 1167.75 | 4203.8664 | Distributed from 923 Generation And Fuel | 1921
11057 | 2022 | ME | Shawmut | 1504 | SH7 |  | OP | HY | WAT | 2.2 | 0.528 | 10171 | 36615.3071 | 2854.5 | 10276.1178 | Distributed from 923 Generation And Fuel | 1982
11058 | 2022 | ME | Shawmut | 1504 | SH8 |  | OP | HY | WAT | 2.2 | 0.528 | 10171 | 36615.3071 | 2854.5 | 10276.1178 | Distributed from 923 Generation And Fuel | 1982
11059 | 2022 | ME | Silver Maple | 66283 | SIMA1 |  | OP | WT | WND | 20 | 0.083 | 14472 | 52098.7832 | 0 | 0 | Distributed from 923 Generation And Fuel | 2022
11060 | 2022 | ME | Skelton | 1505 | 1 |  | OP | HY | WAT | 8.4 | 0.733 | 53933.5 | 194159.0467 | 15136.5 | 54490.9641 | Distributed from 923 Generation And Fuel | 1948
11061 | 2022 | ME | Skelton | 1505 | 2 |  | OP | HY | WAT | 8.4 | 0.733 | 53933.5 | 194159.0467 | 15136.5 | 54490.9641 | Distributed from 923 Generation And Fuel | 1948
11062 | 2022 | ME | Solar Mule, LLC | 60640 | COLBY |  | OP | PV | SUN | 1.5 | 0.17 | 2239 | 8060.3355 | 1276 | 4593.5633 | Distributed from 923 Generation And Fuel | 2017
11063 | 2022 | ME | Somerset Plant | 50406 | GEN1 | 3 | OP | ST | BLQ | 45.9 | 0.54 | 217098 | 781546.5476 | 68976 | 248311.6135 | EIA-923 Generator File | 1976
11064 | 2022 | ME | Somerset Plant | 50406 | GEN2 | 3 | OP | ST | BLQ | 61.2 | 0.555 | 297567 | 1071232.6301 | 122556 | 441198.0704 | EIA-923 Generator File | 1990
11065 | 2022 | ME | Spruce Mountain WInd | 58026 | 1 |  | OP | WT | WND | 20 | 0.343 | 60020 | 216070.2714 | 17457 | 62844.6972 | Distributed from 923 Generation And Fuel | 2011
11066 | 2022 | ME | Squa Pan Hydro Station | 1516 | SP1 |  | SB | HY | WAT | 1.5 | 0.064 | 843 | 3034.7757 | 237 | 853.1932 | Distributed from 923 Generation And Fuel | 1941
11067 | 2022 | ME | Stetson Wind I | 56989 | 1 |  | OP | WT | WND | 57 | 0.282 | 140687 | 506469.1482 | 40920 | 147310.8215 | Distributed from 923 Generation And Fuel | 2009
11068 | 2022 | ME | Stetson Wind II | 56991 | 1 |  | OP | WT | WND | 25.5 | 0.265 | 59135 | 212884.2969 | 17200 | 61919.5046 | Distributed from 923 Generation And Fuel | 2010
11069 | 2022 | ME | Stillwater B | 59437 | SWB-1 |  | OP | HY | WAT | 0.8 | 0.673 | 4714.333 | 16971.463 | 1323 | 4762.7619 | Distributed from 923 Generation And Fuel | 2013
11070 | 2022 | ME | Stillwater B | 59437 | SWB-2 |  | OP | HY | WAT | 0.8 | 0.673 | 4714.333 | 16971.463 | 1323 | 4762.7619 | Distributed from 923 Generation And Fuel | 2013
11071 | 2022 | ME | Stillwater B | 59437 | SWB-3 |  | OP | HY | WAT | 0.8 | 0.673 | 4714.333 | 16971.463 | 1323 | 4762.7619 | Distributed from 923 Generation And Fuel | 2013
11072 | 2022 | ME | Stillwater Hydro Station | 1478 | SW01 |  | OP | HY | WAT | 0.4 | 0.622 | 2178.667 | 7843.1385 | 611.333 | 2200.7812 | Distributed from 923 Generation And Fuel | 1913
11073 | 2022 | ME | Stillwater Hydro Station | 1478 | SW02 |  | OP | HY | WAT | 0.4 | 0.622 | 2178.667 | 7843.1385 | 611.333 | 2200.7812 | Distributed from 923 Generation And Fuel | 1913
11074 | 2022 | ME | Stillwater Hydro Station | 1478 | SW03 |  | OP | HY | WAT | 0.4 | 0.622 | 2178.667 | 7843.1385 | 611.333 | 2200.7812 | Distributed from 923 Generation And Fuel | 1916
11075 | 2022 | ME | Stillwater Hydro Station | 1478 | SW04 |  | OP | HY | WAT | 0.6 | 0.622 | 3268 | 11764.7059 | 917 | 3301.1736 | Distributed from 923 Generation And Fuel | 1929
11076 | 2022 | ME | Twin Rivers Paper Co LLC | 58146 | GEN5 |  | OP | ST | PUR | 22 | 0.536 | 103296 | 371862.6251 | 44617 | 160619.915 | Distributed from 923 Generation And Fuel | 1987
11077 | 2022 | ME | Unity Solar | 65461 | UNITY |  | OP | PV | SUN | 5 | 0.091 | 3994 | 14378.285 | 2275 | 8189.9345 | Distributed from 923 Generation And Fuel | 2021
11078 | 2022 | ME | Upper Androscoggin | 54202 | 1 |  | OS | HY | WAT | 0.7 |  | GENYRONL: 1920
11079 | 2022 | ME | Upper Androscoggin | 54202 | 2 |  | OS | HY | WAT | 0.5 |  | GENYRONL: 1920
11080 | 2022 | ME | Upper Androscoggin | 54202 | 3 |  | OS | HY | WAT | 0.4 |  | GENYRONL: 1920
11081 | 2022 | ME | Upper Barker | 52171 | GEN1 |  | OP | HY | WAT | 1 | 0.53 | 4640 | 16703.8664 | 1302 | 4687.1625 | Distributed from 923 Generation And Fuel | 1987
11082 | 2022 | ME | Waste Management Crossroads LFGTE | 57016 | GEN1 |  | OP | IC | LFG | 1.6 | 0.822 | 11517.5 | 41462.6683 | 4885.5 | 17587.6593 | Distributed from 923 Generation And Fuel | 2009
11083 | 2022 | ME | Waste Management Crossroads LFGTE | 57016 | GEN2 |  | OP | IC | LFG | 1.6 | 0.822 | 11517.5 | 41462.6683 | 4885.5 | 17587.6593 | Distributed from 923 Generation And Fuel | 2009
11084 | 2022 | ME | Water Street Solar | 66100 | WATER |  | OP | PV | SUN | 5 | 0 | 0 | 0 | 0 | 0 | Distributed from 923 Generation And Fuel | 2022
11085 | 2022 | ME | Weaver Wind | 63132 | WEAVR |  | OP | WT | WND | 72.6 | 0.351 | 223229 | 803617.9711 | 65569 | 236046.5116 | Distributed from 923 Generation And Fuel | 2020
11086 | 2022 | ME | Webb Road Solar | 66244 | WEBRD |  | OP | PV | SUN | 4.6 | 0.033 | 1334 | 4802.3616 | 463 | 1666.7867 | Distributed from 923 Generation And Fuel | 2022
11087 | 2022 | ME | West Buxton | 1508 | WB1 |  | OP | HY | WAT | 0.6 | 0.327 | 1717.948 | 6184.5633 | 482.104 | 1735.5605 | Distributed from 923 Generation And Fuel | 1982
11088 | 2022 | ME | West Buxton | 1508 | WB2 |  | OP | HY | WAT | 0.6 | 0.327 | 1717.948 | 6184.5633 | 482.104 | 1735.5605 | Distributed from 923 Generation And Fuel | 1982
11089 | 2022 | ME | West Buxton | 1508 | WB3 |  | OP | HY | WAT | 1.1 | 0.327 | 3149.571 | 11338.3649 | 883.857 | 3181.8597 | Distributed from 923 Generation And Fuel | 1920
11090 | 2022 | ME | West Buxton | 1508 | WB4 |  | OP | HY | WAT | 0.7 | 0.327 | 2004.273 | 7215.3251 | 562.455 | 2024.8218 | Distributed from 923 Generation And Fuel | 1907
11091 | 2022 | ME | West Buxton | 1508 | WB5 |  | OP | HY | WAT | 0.7 | 0.327 | 2004.273 | 7215.3251 | 562.455 | 2024.8218 | Distributed from 923 Generation And Fuel | 1904
11092 | 2022 | ME | West Buxton | 1508 | WB6 |  | OP | HY | WAT | 4 | 0.327 | 11452.987 | 41230.4234 | 3214.026 | 11570.401 | Distributed from 923 Generation And Fuel | 1927
11093 | 2022 | ME | West Enfield Hydro | 10255 | GEN1 |  | OP | HY | WAT | 6.5 | 0.764 | 43495 | 156580.7474 | 12207 | 43944.8484 | Distributed from 923 Generation And Fuel | 1988
11094 | 2022 | ME | West Enfield Hydro | 10255 | GEN2 |  | OP | HY | WAT | 6.5 | 0.764 | 43495 | 156580.7474 | 12207 | 43944.8484 | Distributed from 923 Generation And Fuel | 1988
11095 | 2022 | ME | Westbrook Energy Center Power Plant | 55294 | GTG1 |  | OP | CT | NG | 184.2 | 0.555 | 896159 | 3226146.5908 | 473845 | 1705828.3534 | EIA-923 Generator File | 2001
11096 | 2022 | ME | Westbrook Energy Center Power Plant | 55294 | GTG2 |  | OP | CT | NG | 184.2 | 0.435 | 701309 | 2524692.2025 | 369085 | 1328695.3704 | EIA-923 Generator File | 2001
11097 | 2022 | ME | Westbrook Energy Center Power Plant | 55294 | STG3 | 2 | OP | CA | NG | 195.5 | 0.505 | 864252 | 3111282.3097 | 468155 | 1685344.5172 | EIA-923 Generator File | 2001
11098 | 2022 | ME | Weston Hydro | 1509 | WE1 |  | OP | HY | WAT | 3 | 0.755 | 19840.25 | 71424.3286 | 5568.25 | 20045.5396 | Distributed from 923 Generation And Fuel | 1921
11099 | 2022 | ME | Weston Hydro | 1509 | WE2 |  | OP | HY | WAT | 3 | 0.755 | 19840.25 | 71424.3286 | 5568.25 | 20045.5396 | Distributed from 923 Generation And Fuel | 1920
11100 | 2022 | ME | Weston Hydro | 1509 | WE3 |  | OP | HY | WAT | 3 | 0.755 | 19840.25 | 71424.3286 | 5568.25 | 20045.5396 | Distributed from 923 Generation And Fuel | 1921
11101 | 2022 | ME | Weston Hydro | 1509 | WE4 |  | OP | HY | WAT | 3 | 0.755 | 19840.25 | 71424.3286 | 5568.25 | 20045.5396 | Distributed from 923 Generation And Fuel | 1923
11102 | 2022 | ME | William F Wyman Hybrid | 1507 | 1 | 1 | OP | ST | RFO | 50 | 0 | 0 | 0 | 0 | 0 | EIA-923 Generator File | 1957
11103 | 2022 | ME | William F Wyman Hybrid | 1507 | 2 | 1 | OP | ST | RFO | 50 | 0 | 0 | 0 | 0 | 0 | EIA-923 Generator File | 1958
11104 | 2022 | ME | William F Wyman Hybrid | 1507 | 3 | 1 | OP | ST | RFO | 113.6 | 0.02 | 19718 | 70984.2321 | 2714 | 9770.3218 | EIA-923 Generator File | 1965
11105 | 2022 | ME | William F Wyman Hybrid | 1507 | 4 | 1 | OP | ST | RFO | 632.4 | 0.039 | 215975 | 777503.78 | 1988 | 7156.7427 | EIA-923 Generator File | 1978
11106 | 2022 | ME | William F Wyman Hybrid | 1507 | BESS |  | OP | BA | MWH | 16.7 | -0.011 | -1604 | -5774.3538 | -620 | -2231.9821 | Distributed from 923 Generation And Fuel | 2016
11107 | 2022 | ME | Williams Hydro | 1510 | WI1 |  | OP | HY | WAT | 7 | 0.588 | 36051.615 | 129784.7757 | 10117.692 | 36423.3998 | Distributed from 923 Generation And Fuel | 1939
11108 | 2022 | ME | Williams Hydro | 1510 | WI2 |  | OP | HY | WAT | 6 | 0.588 | 30901.385 | 111244.096 | 8672.308 | 31220.059 | Distributed from 923 Generation And Fuel | 1950
11109 | 2022 | ME | Winslow PV - BD Solar 2 LLC | 64069 | WINPV |  | OP | PV | SUN | 7 | 0.075 | 4621 | 16635.4669 | 3046 | 10965.5123 | Distributed from 923 Generation And Fuel | 2022
11110 | 2022 | ME | Woodland Pulp, LLC | 10613 | HG1 |  | OP | HY | WAT | 3 | 0.391 | 10276.541 | 36995.2516 | 2884.054 | 10382.5113 | Distributed from 923 Generation And Fuel | 1912
11111 | 2022 | ME | Woodland Pulp, LLC | 10613 | HG10 |  | SB | HY | WAT | 1.2 | 0.391 | 4110.616 | 14798.0992 | 1153.622 | 4153.006 | Distributed from 923 Generation And Fuel | 1970
11112 | 2022 | ME | Woodland Pulp, LLC | 10613 | HG2 |  | SB | HY | WAT | 3 | 0.391 | 10276.541 | 36995.2516 | 2884.054 | 10382.5113 | Distributed from 923 Generation And Fuel | 1912
11113 | 2022 | ME | Woodland Pulp, LLC | 10613 | HG3 |  | OP | HY | WAT | 3.3 | 0.391 | 11304.195 | 40694.7764 | 3172.459 | 11420.761 | Distributed from 923 Generation And Fuel | 1929
11114 | 2022 | ME | Woodland Pulp, LLC | 10613 | HG4 |  | SB | HY | WAT | 0.8 | 0.391 | 2740.411 | 9865.4007 | 769.081 | 2768.6695 | Distributed from 923 Generation And Fuel | 1906
11115 | 2022 | ME | Woodland Pulp, LLC | 10613 | HG5 |  | SB | HY | WAT | 0.8 | 0.391 | 2740.411 | 9865.4007 | 769.081 | 2768.6695 | Distributed from 923 Generation And Fuel | 1906
11116 | 2022 | ME | Woodland Pulp, LLC | 10613 | HG6 |  | SB | HY | WAT | 0.8 | 0.391 | 2740.411 | 9865.4007 | 769.081 | 2768.6695 | Distributed from 923 Generation And Fuel | 1906
11117 | 2022 | ME | Woodland Pulp, LLC | 10613 | HG7 |  | OP | HY | WAT | 1.6 | 0.391 | 5480.822 | 19730.8014 | 1538.162 | 5537.3389 | Distributed from 923 Generation And Fuel | 1970
11118 | 2022 | ME | Woodland Pulp, LLC | 10613 | HG8 |  | OP | HY | WAT | 2 | 0.391 | 6851.027 | 24663.4999 | 1922.703 | 6921.6754 | Distributed from 923 Generation And Fuel | 1970
11119 | 2022 | ME | Woodland Pulp, LLC | 10613 | HG9 |  | OP | HY | WAT | 2 | 0.391 | 6851.027 | 24663.4999 | 1922.703 | 6921.6754 | Distributed from 923 Generation And Fuel | 1970
11120 | 2022 | ME | Woodland Pulp, LLC | 10613 | TG10 | 2 | OP | ST | BLQ | 23 | 0.874 | 176193 | 634289.7257 | 65921 | 237313.7015 | EIA-923 Generator File | 1966
11121 | 2022 | ME | Woodland Pulp, LLC | 10613 | TG11 | 2 | OP | ST | BLQ | 26.8 | 0.571 | 133950 | 482216.1423 | 52099 | 187554.8996 | EIA-923 Generator File | 1970
11122 | 2022 | ME | Worumbo Hydro Station | 50278 | GEN1 |  | OP | HY | WAT | 9.7 | 0.472 | 40127 | 144456.0444 | 11261.5 | 40541.0757 | Distributed from 923 Generation And Fuel | 1989
11123 | 2022 | ME | Worumbo Hydro Station | 50278 | GEN2 |  | OP | HY | WAT | 9.7 | 0.472 | 40127 | 144456.0444 | 11261.5 | 40541.0757 | Distributed from 923 Generation And Fuel | 1989
11124 | 2022 | ME | Wyman Hydro | 1511 | WY1 |  | OP | HY | WAT | 24 | 0.61 | 128191 | 461483.9081 | 35976.667 | 129514.9651 | Distributed from 923 Generation And Fuel | 1930
11125 | 2022 | ME | Wyman Hydro | 1511 | WY2 |  | OP | HY | WAT | 24 | 0.61 | 128191 | 461483.9081 | 35976.667 | 129514.9651 | Distributed from 923 Generation And Fuel | 1931
11126 | 2022 | ME | Wyman Hydro | 1511 | WY3 |  | OP | HY | WAT | 24 | 0.61 | 128191 | 461483.9081 | 35976.667 | 129514.9651 | Distributed from 923 Generation And Fuel | 1940
11127 | 2022 | MI | 13 Mile Solar, LLC | 64456 | FAC13 |  | OP | PV | SUN | 2 | 0.232 | 4064 | 14630.283 | 2432 | 8755.13 | Distributed from 923 Generation And Fuel | 2020
11128 | 2022 | MI | 48th Street Peaking Station | 7258 | 7 |  | OP | GT | NG | 39.1 | 0.062 | 21259.809 | 76534.7001 | 10085.237 | 36306.5627 | Distributed from 923 Generation And Fuel | 1992
11129 | 2022 | MI | 48th Street Peaking Station | 7258 | 8 |  | OP | GT | NG | 39.1 | 0.062 | 21259.809 | 76534.7001 | 10085.237 | 36306.5627 | Distributed from 923 Generation And Fuel | 1992
11130 | 2022 | MI | 48th Street Peaking Station | 7258 | 9 |  | OP | GT | NG | 83.5 | 0.062 | 45401.382 | 163443.6677 | 21537.526 | 77534.4733 | Distributed from 923 Generation And Fuel | 2000
11131 | 2022 | MI | A.J. Mihm Generating Station | 61391 | M1 |  | OP | IC | NG | 18.8 | 0.449 | 74002 | 266405.0688 | 35111.667 | 126400.99 | Distributed from 923 Generation And Fuel | 2019
11132 | 2022 | MI | A.J. Mihm Generating Station | 61391 | M2 |  | OP | IC | NG | 18.8 | 0.449 | 74002 | 266405.0688 | 35111.667 | 126400.99 | Distributed from 923 Generation And Fuel | 2019
11133 | 2022 | MI | A.J. Mihm Generating Station | 61391 | M3 |  | OP | IC | NG | 18.8 | 0.449 | 74002 | 266405.0688 | 35111.667 | 126400.99 | Distributed from 923 Generation And Fuel | 2019
11134 | 2022 | MI | Ada Cogeneration LP | 10819 | GEN1 |  | OP | CT | NG | 23 | 0.899 | 181069 | 651843.1853 | 76293 | 274652.6028 | EIA-923 Generator File | 1990
11135 | 2022 | MI | Ada Cogeneration LP | 10819 | GEN2 | 1 | OP | CA | NG | 10.1 | 0.756 | 66851 | 240661.6747 | 31257 | 112524.2998 | EIA-923 Generator File | 1990
11136 | 2022 | MI | Ada Dam | 50433 | ADA1 |  | OP | HY | WAT | 1.4 | 0.193 | 2371 | 8535.5317 | 1002 | 3607.1711 | Distributed from 923 Generation And Fuel | 1984
11137 | 2022 | MI | Adrian Energy Associates LLC | 54903 | UNT1 |  | OP | IC | LFG | 0.8 | 0.462 | 3240 | 11663.9067 | 1265 | 4553.9636 | Distributed from 923 Generation And Fuel | 1994
11138 | 2022 | MI | Adrian Energy Associates LLC | 54903 | UNT2 |  | OP | IC | LFG | 0.8 | 0.462 | 3240 | 11663.9067 | 1265 | 4553.9636 | Distributed from 923 Generation And Fuel | 1994
11139 | 2022 | MI | Adrian Energy Associates LLC | 54903 | UNT3 |  | OP | IC | LFG | 0.8 | 0.462 | 3240 | 11663.9067 | 1265 | 4553.9636 | Distributed from 923 Generation And Fuel | 1994
11140 | 2022 | MI | Alcona | 1693 | 1 |  | OP | HY | WAT | 4 | 0.373 | 13063 | 47026.4238 | 5523 | 19882.6409 | Distributed from 923 Generation And Fuel | 1924
11141 | 2022 | MI | Alcona | 1693 | 2 |  | OP | HY | WAT | 4 | 0.373 | 13063 | 47026.4238 | 5523 | 19882.6409 | Distributed from 923 Generation And Fuel | 1924
11142 | 2022 | MI | Allegan Dam | 1694 | 1 |  | OP | HY | WAT | 0.5 | 0.575 | 2519.615 | 9070.5414 | 1065.192 | 3834.6605 | Distributed from 923 Generation And Fuel | 1935
11143 | 2022 | MI | Allegan Dam | 1694 | 2 |  | OP | HY | WAT | 0.9 | 0.575 | 4535.308 | 16326.9782 | 1917.346 | 6902.3904 | Distributed from 923 Generation And Fuel | 1935
11144 | 2022 | MI | Allegan Dam | 1694 | 3 |  | OP | HY | WAT | 1.2 | 0.575 | 6047.077 | 21769.303 | 2556.462 | 9203.1896 | Distributed from 923 Generation And Fuel | 1945
11145 | 2022 | MI | Alpena Cement Plant | 50305 | GE10 | 5 | OP | ST | PC | 3.2 | 0 | 0 | 0 | 0 | 0 | EIA-923 Generator File | 1999
11146 | 2022 | MI | Alpena Cement Plant | 50305 | GEN6 | 5 | OP | ST | PC | 12 | 0.538 | 56577 | 203675.5706 | 21509 | 77431.7805 | EIA-923 Generator File | 1952
11147 | 2022 | MI | Alpena Cement Plant | 50305 | GEN7 | 5 | OP | ST | PC | 10 | 0.484 | 42361 | 152498.38 | 15922 | 57318.7415 | EIA-923 Generator File | 1955
11148 | 2022 | MI | Alpena Cement Plant | 50305 | GEN8 | 5 | OP | ST | PC | 11 | 0.248 | 23928 | 86140.1109 | 10130 | 36467.7083 | EIA-923 Generator File | 1991
11149 | 2022 | MI | Alpena Cement Plant | 50305 | GEN9 | 5 | OP | ST | PC | 11 | 0.462 | 44542 | 160349.9172 | 24504 | 88213.6943 | EIA-923 Generator File | 1994
11150 | 2022 | MI | Alpine Power Plant | 59926 | AI1 |  | OP | GT | NG | 226.9 | 0.233 | 462158 | 1663755.49 | 279796.5 | 1007259.3419 | Distributed from 923 Generation And Fuel | 2016
11151 | 2022 | MI | Alpine Power Plant | 59926 | AI2 |  | OP | GT | NG | 226.9 | 0.233 | 462158 | 1663755.49 | 279796.5 | 1007259.3419 | Distributed from 923 Generation And Fuel | 2016
11152 | 2022 | MI | Angola Solar, LLC | 64500 | FACAN |  | OP | PV | SUN | 2 | 0.23 | 4035 | 14525.8838 | 2415 | 8693.9304 | Distributed from 923 Generation And Fuel | 2021
11153 | 2022 | MI | Apple Blossom Wind Farm | 58690 | APLB1 |  | OP | WT | WND | 100 | 0.316 | 276978 | 997112.8231 | 75742 | 272669.0186 | Distributed from 923 Generation And Fuel | 2017
11154 | 2022 | MI | Assembly Solar II LLC | 63538 | AS2 |  | OP | PV | SUN | 110 | 0.235 | 226189 | 814273.8858 | 136808 | 492504.86 | Distributed from 923 Generation And Fuel | 2021
11155 | 2022 | MI | Assembly Solar III | 64196 | AS3 |  | OP | PV | SUN | 79 | 0.219 | 151861 | 546695.2264 | 88524 | 318683.8505 | Distributed from 923 Generation And Fuel | 2022
11156 | 2022 | MI | Assembly Solar Project | 62422 | ASP01 |  | OP | PV | SUN | 50 | 0.232 | 101458 | 365245.878 | 61205 | 220336.2373 | Distributed from 923 Generation And Fuel | 2020
11157 | 2022 | MI | Autumn Hills Generating Facility | 63709 | 1 |  | OP | IC | LFG | 0.8 | 0.354 | 2480.2 | 8928.6486 | 968.2 | 3485.4921 | Distributed from 923 Generation And Fuel | 2009
11158 | 2022 | MI | Autumn Hills Generating Facility | 63709 | 2 |  | OP | IC | LFG | 1.6 | 0.354 | 4960.4 | 17857.2971 | 1936.4 | 6970.9842 | Distributed from 923 Generation And Fuel | 2009
11159 | 2022 | MI | Autumn Hills Generating Facility | 63709 | 3 |  | OP | IC | LFG | 1.6 | 0.354 | 4960.4 | 17857.2971 | 1936.4 | 6970.9842 | Distributed from 923 Generation And Fuel | 2009
11160 | 2022 | MI | Battle Creek Mill | 58052 | 1TG |  | OP | ST | NG | 2 | 0 | 0 | 0 | 0 | 0 | EIA-923 Generator File | 2000
11161 | 2022 | MI | Battle Creek Mill | 58052 | 2TG |  | OS | ST | NG | 2 | 0.254 | 4455 | 16037.8717 | 1056.882 | 3804.7448 | EIA-923 Generator File | 1951
11162 | 2022 | MI | Bay Windpower I | 55944 | BAY |  | OP | WT | WND | 1.8 | 0.153 | 2407 | 8665.1307 | 726 | 2613.5791 | Distributed from 923 Generation And Fuel | 2001
11163 | 2022 | MI | Beaumont Hospital Dearborn Campus | 50260 | 1 2M |  | SB | IC | DFO | 2 | 0.001 | 23.556 | 84.8009 | 7.556 | 27.2014 | Distributed from 923 Generation And Fuel | 2006
11164 | 2022 | MI | Beaumont Hospital Dearborn Campus | 50260 | 2 2M |  | SB | IC | DFO | 2 | 0.001 | 23.556 | 84.8009 | 7.556 | 27.2014 | Distributed from 923 Generation And Fuel | 2006
11165 | 2022 | MI | Beaumont Hospital Dearborn Campus | 50260 | 500A |  | SB | IC | DFO | 0.5 | 0.001 | 5.889 | 21.2002 | 1.889 | 6.8003 | Distributed from 923 Generation And Fuel | 2006
11166 | 2022 | MI | Beaver Island | 7831 | 1 |  | SB | IC | DFO | 1.2 | 0.002 | 24.364 | 87.7097 | 8 | 28.7998 | Distributed from 923 Generation And Fuel | 2000
11167 | 2022 | MI | Beaver Island | 7831 | 2 |  | SB | IC | DFO | 1.2 | 0.002 | 24.364 | 87.7097 | 8 | 28.7998 | Distributed from 923 Generation And Fuel | 2000
11168 | 2022 | MI | Beaver Island | 7831 | 3 |  | SB | IC | DFO | 0.9 | 0.002 | 18.273 | 65.7823 | 6 | 21.5998 | Distributed from 923 Generation And Fuel | 2001
11169 | 2022 | MI | Beebe 1A | 58020 | 1 |  | OP | WT | WND | 81.6 | 0.291 | 208133 | 749272.8058 | 62736 | 225847.7932 | Distributed from 923 Generation And Fuel | 2012
11170 | 2022 | MI | Beebe 1B | 58908 | 1 |  | OP | WT | WND | 50.4 | 0.31 | 136691 | 492083.6633 | 41202 | 148326.0134 | Distributed from 923 Generation And Fuel | 2014
11171 | 2022 | MI | Belle River | 6034 | 12-1 |  | OP | GT | NG | 85.3 | 0.039 | 28774 | 103585.5713 | 12404.333 | 44655.2416 | Distributed from 923 Generation And Fuel | 1999
11172 | 2022 | MI | Belle River | 6034 | 12-2 |  | OP | GT | NG | 85.3 | 0.039 | 28774 | 103585.5713 | 12404.333 | 44655.2416 | Distributed from 923 Generation And Fuel | 1999
11173 | 2022 | MI | Belle River | 6034 | 13-1 |  | OP | GT | NG | 85.3 | 0.039 | 28774 | 103585.5713 | 12404.333 | 44655.2416 | Distributed from 923 Generation And Fuel | 1999
11174 | 2022 | MI | Belle River | 6034 | 3 |  | OP | IC | DFO | 2.7 | 0 | -8.2 | -29.5198 | 23.4 | 84.2393 | Distributed from 923 Generation And Fuel | 1981
11175 | 2022 | MI | Belle River | 6034 | 4 |  | OP | IC | DFO | 2.7 | 0 | -8.2 | -29.5198 | 23.4 | 84.2393 | Distributed from 923 Generation And Fuel | 1981
11176 | 2022 | MI | Belle River | 6034 | 5 |  | OP | IC | DFO | 2.7 | 0 | -8.2 | -29.5198 | 23.4 | 84.2393 | Distributed from 923 Generation And Fuel | 1981
11177 | 2022 | MI | Belle River | 6034 | IC1 |  | OP | IC | DFO | 2.7 | 0 | -8.2 | -29.5198 | 23.4 | 84.2393 | Distributed from 923 Generation And Fuel | 1981
11178 | 2022 | MI | Belle River | 6034 | IC2 |  | OP | IC | DFO | 2.7 | 0 | -8.2 | -29.5198 | 23.4 | 84.2393 | Distributed from 923 Generation And Fuel | 1981
11179 | 2022 | MI | Belle River | 6034 | ST1 | 1 | OP | ST | SUB | 697.5 | 0.467 | 2853148 | 10271250.63 | 1113972 | 4010267.1179 | EIA-923 Generator File | 1984 | 2028
11180 | 2022 | MI | Belle River | 6034 | ST2 | 1 | OP | ST | SUB | 697.5 | 0.635 | 3878695 | 13963190.2945 | 1601798 | 5766426.6686 | EIA-923 Generator File | 1985 | 2028
11181 | 2022 | MI | Berrien Springs | 1753 | 10 |  | OP | HY | WAT | 0.6 | 0.398 | 2093.417 | 7536.2409 | 885.083 | 3186.2733 | Distributed from 923 Generation And Fuel | 1996
11182 | 2022 | MI | Berrien Springs | 1753 | 11 |  | OP | HY | WAT | 0.6 | 0.398 | 2093.417 | 7536.2409 | 885.083 | 3186.2733 | Distributed from 923 Generation And Fuel | 1996
11183 | 2022 | MI | Berrien Springs | 1753 | 12 |  | OP | HY | WAT | 0.6 | 0.398 | 2093.417 | 7536.2409 | 885.083 | 3186.2733 | Distributed from 923 Generation And Fuel | 1996
11184 | 2022 | MI | Berrien Springs | 1753 | 1A |  | OP | HY | WAT | 0.6 | 0.398 | 2093.417 | 7536.2409 | 885.083 | 3186.2733 | Distributed from 923 Generation And Fuel | 1996
11185 | 2022 | MI | Berrien Springs | 1753 | 2A |  | OP | HY | WAT | 0.6 | 0.398 | 2093.417 | 7536.2409 | 885.083 | 3186.2733 | Distributed from 923 Generation And Fuel | 1996
11186 | 2022 | MI | Berrien Springs | 1753 | 3A |  | OP | HY | WAT | 0.6 | 0.398 | 2093.417 | 7536.2409 | 885.083 | 3186.2733 | Distributed from 923 Generation And Fuel | 1996
11187 | 2022 | MI | Berrien Springs | 1753 | 4A |  | OP | HY | WAT | 0.6 | 0.398 | 2093.417 | 7536.2409 | 885.083 | 3186.2733 | Distributed from 923 Generation And Fuel | 1996
11188 | 2022 | MI | Berrien Springs | 1753 | 5 |  | OP | HY | WAT | 0.6 | 0.398 | 2093.417 | 7536.2409 | 885.083 | 3186.2733 | Distributed from 923 Generation And Fuel | 1996
11189 | 2022 | MI | Berrien Springs | 1753 | 6 |  | OP | HY | WAT | 0.6 | 0.398 | 2093.417 | 7536.2409 | 885.083 | 3186.2733 | Distributed from 923 Generation And Fuel | 1996
11190 | 2022 | MI | Berrien Springs | 1753 | 7 |  | OP | HY | WAT | 0.6 | 0.398 | 2093.417 | 7536.2409 | 885.083 | 3186.2733 | Distributed from 923 Generation And Fuel | 1996
11191 | 2022 | MI | Berrien Springs | 1753 | 8 |  | OP | HY | WAT | 0.6 | 0.398 | 2093.417 | 7536.2409 | 885.083 | 3186.2733 | Distributed from 923 Generation And Fuel | 1996
11192 | 2022 | MI | Berrien Springs | 1753 | 9 |  | OP | HY | WAT | 0.6 | 0.398 | 2093.417 | 7536.2409 | 885.083 | 3186.2733 | Distributed from 923 Generation And Fuel | 1996
11193 | 2022 | MI | Big Quinnesec 61 | 7821 | 4 |  | OP | HY | WAT | 2.2 | 0.147 | 2841.5 | 10229.3182 | 1201.5 | 4325.3654 | Distributed from 923 Generation And Fuel | 1914
11194 | 2022 | MI | Big Quinnesec 61 | 7821 | 5 |  | OP | HY | WAT | 2.2 | 0.147 | 2841.5 | 10229.3182 | 1201.5 | 4325.3654 | Distributed from 923 Generation And Fuel | 1914
11195 | 2022 | MI | Big Quinnesec 92 | 7820 | 1 |  | OP | HY | WAT | 8 | 0.749 | 52498.5 | 188993.0881 | 22195.5 | 79903.1608 | Distributed from 923 Generation And Fuel | 1949
11196 | 2022 | MI | Big Quinnesec 92 | 7820 | 2 |  | OP | HY | WAT | 8 | 0.749 | 52498.5 | 188993.0881 | 22195.5 | 79903.1608 | Distributed from 923 Generation And Fuel | 1949
11197 | 2022 | MI | Big Turtle Wind Farm 2 | 65143 | BTWF2 |  | OP | WT | WND | 29.4 | 0.428 | 110355 | 397274.8218 | 33264 | 119749.442 | Distributed from 923 Generation And Fuel | 2016
11198 | 2022 | MI | Big Turtle Wind Farm, LLC | 58891 | BTWF1 |  | OP | WT | WND | 20 | 0.352 | 61687 | 222071.4234 | 18594 | 66937.8645 | Distributed from 923 Generation And Fuel | 2014
11199 | 2022 | MI | Billerud Quinnesec Mill | 50251 | GEN1 | 3 | OP | ST | BLQ | 28 | 0.805 | 197487.62 | 710949.7444 | 65949.563 | 237416.5275 | EIA-923 Generator File | 1985
11200 | 2022 | MI | Billerud Quinnesec Mill | 50251 | GEN2 | 1 | OP | ST | WDS | 28 | 0.471 | 115628.76 | 416260.2059 | 53419.569 | 192308.9099 | EIA-923 Generator File | 2011
11201 | 2022 | MI | Bingham Solar, LLC | 63321 | BINGH |  | OP | PV | SUN | 20 | 0.226 | 39630 | 142666.8587 | 23719 | 85387.7169 | Distributed from 923 Generation And Fuel | 2020
11202 | 2022 | MI | Bissell Solar and Battery Generator | 65029 | BISBP |  | OP | BA | MWH | 0.3 | -0.007 | -19 | -68.3995 | -8 | -28.7998 | Distributed from 923 Generation And Fuel | 2021
11203 | 2022 | MI | Bissell Solar and Battery Generator | 65029 | BISSP |  | OP | PV | SUN | 0.8 | 0.143 | 1002 | 3607.1711 | 600 | 2159.9827 | Distributed from 923 Generation And Fuel | 2021
11204 | 2022 | MI | Blue Water Energy Center | 62192 | 11 |  | OP | CT | NG | 394.4 | 0.436 | 1507589 | 5427276.9818 | 975220 | 3510763.9139 | EIA-923 Generator File | 2022
11205 | 2022 | MI | Blue Water Energy Center | 62192 | 12 |  | OP | CT | NG | 394.4 | 0.437 | 1511429 | 5441100.8712 | 932966 | 3358650.7308 | EIA-923 Generator File | 2022
11206 | 2022 | MI | Blue Water Energy Center | 62192 | 1S | 1 | OP | CA | NG | 478.6 | 0.352 | 1477012 | 5317200.6624 | 938816 | 3379710.5623 | Distributed from 923 Generation And Fuel | 2022
11207 | 2022 | MI | Blue Water Renewables Inc | 57706 | 1 |  | OP | IC | LFG | 1.6 | 0.899 | 12606.5 | 45383.0369 | 4921.5 | 17717.2583 | Distributed from 923 Generation And Fuel | 2011
11208 | 2022 | MI | Blue Water Renewables Inc | 57706 | 2 |  | OP | IC | LFG | 1.6 | 0.899 | 12606.5 | 45383.0369 | 4921.5 | 17717.2583 | Distributed from 923 Generation And Fuel | 2011
11209 | 2022 | MI | Brent Run Generating Station | 54910 | 7-1 |  | OP | IC | LFG | 1.6 | 0.74 | 10368.229 | 37325.3258 | 4047.543 | 14571.0382 | Distributed from 923 Generation And Fuel | 1998
11210 | 2022 | MI | Brent Run Generating Station | 54910 | 7-2 |  | OP | IC | LFG | 1.6 | 0.74 | 10368.229 | 37325.3258 | 4047.543 | 14571.0382 | Distributed from 923 Generation And Fuel | 1998
11211 | 2022 | MI | Brent Run Generating Station | 54910 | 7-3 |  | OP | IC | LFG | 0.6 | 0.74 | 3888.086 | 13996.9976 | 1517.829 | 5464.1407 | Distributed from 923 Generation And Fuel | 2010
11212 | 2022 | MI | Brent Run Generating Station | 54910 | 7-4 |  | OP | IC | LFG | 1.6 | 0.74 | 10368.229 | 37325.3258 | 4047.543 | 14571.0382 | Distributed from 923 Generation And Fuel | 2012
11213 | 2022 | MI | Brent Run Generating Station | 54910 | 7-5 |  | OP | IC | LFG | 1.6 | 0.74 | 10368.229 | 37325.3258 | 4047.543 | 14571.0382 | Distributed from 923 Generation And Fuel | 2012
11214 | 2022 | MI | Brookfield | 58719 | WPH2 |  | OP | WT | WND | 74.8 | 0.402 | 263346 | 948038.0157 | 78201 | 281521.3478 | Distributed from 923 Generation And Fuel | 2014
11215 | 2022 | MI | Bryon Center | 56851 | 1 |  | OP | IC | LFG | 1.6 | 0.812 | 11383.5 | 40980.2722 | 4444 | 15998.272 | Distributed from 923 Generation And Fuel | 2009
11216 | 2022 | MI | Bryon Center | 56851 | 2 |  | OP | IC | LFG | 1.6 | 0.812 | 11383.5 | 40980.2722 | 4444 | 15998.272 | Distributed from 923 Generation And Fuel | 2009
11217 | 2022 | MI | Buchanan (MI) | 1754 | 1 |  | OP | HY | WAT | 0.4 | 0.411 | 1439.909 | 5183.6309 | 608.818 | 2191.7273 | Distributed from 923 Generation And Fuel | 1919
11218 | 2022 | MI | Buchanan (MI) | 1754 | 10 |  | OP | HY | WAT | 0.5 | 0.411 | 1799.886 | 6479.5378 | 761.023 | 2739.6609 | Distributed from 923 Generation And Fuel | 1927
11219 | 2022 | MI | Buchanan (MI) | 1754 | 2 |  | OP | HY | WAT | 0.4 | 0.411 | 1439.909 | 5183.6309 | 608.818 | 2191.7273 | Distributed from 923 Generation And Fuel | 1919
11220 | 2022 | MI | Buchanan (MI) | 1754 | 3 |  | OP | HY | WAT | 0.4 | 0.411 | 1439.909 | 5183.6309 | 608.818 | 2191.7273 | Distributed from 923 Generation And Fuel | 1919
11221 | 2022 | MI | Buchanan (MI) | 1754 | 4 |  | OP | HY | WAT | 0.4 | 0.411 | 1439.909 | 5183.6309 | 608.818 | 2191.7273 | Distributed from 923 Generation And Fuel | 1919
11222 | 2022 | MI | Buchanan (MI) | 1754 | 5 |  | OP | HY | WAT | 0.4 | 0.411 | 1439.909 | 5183.6309 | 608.818 | 2191.7273 | Distributed from 923 Generation And Fuel | 1919
11223 | 2022 | MI | Buchanan (MI) | 1754 | 6 |  | OP | HY | WAT | 0.4 | 0.411 | 1439.909 | 5183.6309 | 608.818 | 2191.7273 | Distributed from 923 Generation And Fuel | 1919
11224 | 2022 | MI | Buchanan (MI) | 1754 | 7 |  | OP | HY | WAT | 0.5 | 0.411 | 1799.886 | 6479.5378 | 761.023 | 2739.6609 | Distributed from 923 Generation And Fuel | 1927
11225 | 2022 | MI | Buchanan (MI) | 1754 | 8 |  | OP | HY | WAT | 0.5 | 0.411 | 1799.886 | 6479.5378 | 761.023 | 2739.6609 | Distributed from 923 Generation And Fuel | 1927
11226 | 2022 | MI | Buchanan (MI) | 1754 | 9 |  | OP | HY | WAT | 0.5 | 0.411 | 1799.886 | 6479.5378 | 761.023 | 2739.6609 | Distributed from 923 Generation And Fuel | 1927
11227 | 2022 | MI | Bullhead Solar, LLC | 64499 | FACBH |  | OP | PV | SUN | 2 | 0.227 | 3976 | 14313.4855 | 2380 | 8567.9315 | Distributed from 923 Generation And Fuel | 2021
11228 | 2022 | MI | C W Tippy | 1698 | 1 |  | OP | HY | WAT | 6.7 | 0.333 | 19558 | 70408.2367 | 8269 | 29768.1619 | Distributed from 923 Generation And Fuel | 1918
11229 | 2022 | MI | C W Tippy | 1698 | 2 |  | OP | HY | WAT | 6.7 | 0.333 | 19558 | 70408.2367 | 8269 | 29768.1619 | Distributed from 923 Generation And Fuel | 1918
11230 | 2022 | MI | C W Tippy | 1698 | 3 |  | OP | HY | WAT | 6.7 | 0.333 | 19558 | 70408.2367 | 8269 | 29768.1619 | Distributed from 923 Generation And Fuel | 1918
11231 | 2022 | MI | Cadillac Renewable Energy | 54415 | GEN2 | 1 | OP | ST | WDS | 44 | 0.359 | 138451 | 498419.6126 | 65320 | 235150.1188 | EIA-923 Generator File | 2020
11232 | 2022 | MI | Calhoun Solar | 64856 | 65009 |  | OP | PV | SUN | 200 | 0 | 176 | 633.5949 | 0 | 0 | Distributed from 923 Generation And Fuel | 2022
11233 | 2022 | MI | Captain Solar, LLC | 64457 | FACCA |  | OP | PV | SUN | 2 | 0.222 | 3881 | 13971.4882 | 2323 | 8362.7331 | Distributed from 923 Generation And Fuel | 2020
11234 | 2022 | MI | Cargill Salt | 54965 | ACTG |  | OS | ST | NG | 2 | 0 | 0 | 0 | 0 | 0 | EIA-923 Generator File | 1968
11235 | 2022 | MI | Cargill Salt | 54965 | EACTG |  | OS | ST | NG | 2.2 | 0 | 0 | 0 | 0 | 0 | EIA-923 Generator File | 2017
11236 | 2022 | MI | Cargill Salt Hersey | 58196 | ST1 |  | OP | ST | NG | 2.1 | 0.094 | 1722.72 | 6201.7424 | 817.379 | 2942.5409 | EIA-923 Generator File | 1998
11237 | 2022 | MI | Caro | 1874 | 1 |  | OP | IC | DFO | 1.3 | 0 | 0 | 0 | 0 | 0 | Distributed from 923 Generation And Fuel | 1949
11238 | 2022 | MI | Caro | 1874 | 2 |  | OP | IC | DFO | 1.3 | 0 | 0 | 0 | 0 | 0 | Distributed from 923 Generation And Fuel | 1949
11239 | 2022 | MI | Caro | 1874 | 3 |  | OP | IC | DFO | 1.3 | 0 | 0 | 0 | 0 | 0 | Distributed from 923 Generation And Fuel | 1952
11240 | 2022 | MI | Caro | 1874 | 4 |  | OP | IC | DFO | 1.5 | 0 | 0 | 0 | 0 | 0 | Distributed from 923 Generation And Fuel | 1984
11241 | 2022 | MI | Caro | 1874 | 5 |  | OP | IC | DFO | 2 | 0 | 0 | 0 | 0 | 0 | Distributed from 923 Generation And Fuel | 1999
11242 | 2022 | MI | Caro | 1874 | 6 |  | OP | IC | DFO | 2 | 0 | 0 | 0 | 0 | 0 | Distributed from 923 Generation And Fuel | 2000
11243 | 2022 | MI | Cascade Dam | 50436 | CAS1 |  | OP | HY | WAT | 1.6 | 0.411 | 5764 | 20750.234 | 2437 | 8773.1298 | Distributed from 923 Generation And Fuel | 1986
11244 | 2022 | MI | Cataract (MI) | 7118 | 1 |  | OP | HY | WAT | 2 | 0.353 | 6177 | 22237.0221 | 2612 | 9403.1248 | Distributed from 923 Generation And Fuel | 1988
11245 | 2022 | MI | Central Generating | 63977 | 1 |  | OP | IC | LFG | 1.6 | 0.689 | 9652 | 34746.922 | 3768 | 13564.6915 | Distributed from 923 Generation And Fuel | 2018
11246 | 2022 | MI | Central Generating | 63977 | 2 |  | OP | IC | LFG | 0.8 | 0.689 | 4826 | 17373.461 | 1884 | 6782.3457 | Distributed from 923 Generation And Fuel | 2018
11247 | 2022 | MI | Central Generating | 63977 | 3 |  | OP | IC | LFG | 1.6 | 0.689 | 9652 | 34746.922 | 3768 | 13564.6915 | Distributed from 923 Generation And Fuel | 2020
11248 | 2022 | MI | Central Michigan University | 56190 | GT1 |  | OP | GT | NG | 3.8 | 0.723 | 24073 | 86662.1067 | 9964 | 35870.113 | Distributed from 923 Generation And Fuel | 1990
11249 | 2022 | MI | Central Michigan University | 56190 | STM1 |  | OP | ST | NG | 1 | 0.339 | 2967.23 | 10681.9425 | 7.76 | 27.9358 | EIA-923 Generator File | 1987
11250 | 2022 | MI | Chalk Hill | 1776 | 1 |  | OP | HY | WAT | 2.6 | 0.484 | 11015.333 | 39654.8816 | 4657 | 16765.0659 | Distributed from 923 Generation And Fuel | 1927
11251 | 2022 | MI | Chalk Hill | 1776 | 2 |  | OP | HY | WAT | 2.6 | 0.484 | 11015.333 | 39654.8816 | 4657 | 16765.0659 | Distributed from 923 Generation And Fuel | 1927
11252 | 2022 | MI | Chalk Hill | 1776 | 3 |  | OP | HY | WAT | 2.6 | 0.484 | 11015.333 | 39654.8816 | 4657 | 16765.0659 | Distributed from 923 Generation And Fuel | 1927
11253 | 2022 | MI | Chatham | 58254 | CT02R |  | OP | GT | NG | 3.6 | 0.001 | 41.918 | 150.9036 | 19.726 | 71.013 | Distributed from 923 Generation And Fuel | 2016
11254 | 2022 | MI | Chatham | 58254 | CTOIS |  | OP | GT | NG | 3.7 | 0.001 | 43.082 | 155.094 | 20.274 | 72.9858 | Distributed from 923 Generation And Fuel | 2013
11255 | 2022 | MI | Cheboygan | 50461 | GEN1 |  | OP | HY | WAT | 1.5 | 0.434 | 5705 | 20537.8357 | 2412 | 8683.1305 | Distributed from 923 Generation And Fuel | 1984
11256 | 2022 | MI | Claude Vandyke | 1880 | 8 |  | OP | GT | NG | 24.8 | 0.029 | 6329 | 22784.2177 | 3003 | 10810.7135 | Distributed from 923 Generation And Fuel | 2001
11257 | 2022 | MI | Coldwater Peaking Plant | 59467 | GEN1 |  | OP | IC | NG | 4.3 | 0.017 | 649.333 | 2337.5801 | 308 | 1108.7911 | Distributed from 923 Generation And Fuel | 2015
11258 | 2022 | MI | Coldwater Peaking Plant | 59467 | GEN2 |  | OP | IC | NG | 4.3 | 0.017 | 649.333 | 2337.5801 | 308 | 1108.7911 | Distributed from 923 Generation And Fuel | 2015
11259 | 2022 | MI | Coldwater Peaking Plant | 59467 | GEN3 |  | OP | IC | NG | 4.3 | 0.017 | 649.333 | 2337.5801 | 308 | 1108.7911 | Distributed from 923 Generation And Fuel | 2015
11260 | 2022 | MI | Coldwater Solar, LLC | 64458 | FAACW |  | OP | PV | SUN | 2 | 0.209 | 3657 | 13165.0947 | 2189 | 7880.337 | Distributed from 923 Generation And Fuel | 2020
11261 | 2022 | MI | Colfax | 1725 | 1 |  | OP | IC | DFO | 2.7 | 0 | 3 | 10.7999 | 1 | 3.6 | Distributed from 923 Generation And Fuel | 1969
11262 | 2022 | MI | Colfax | 1725 | 2 |  | OP | IC | DFO | 2.7 | 0 | 3 | 10.7999 | 1 | 3.6 | Distributed from 923 Generation And Fuel | 1969
11263 | 2022 | MI | Colfax | 1725 | 3 |  | OP | IC | DFO | 2.7 | 0 | 3 | 10.7999 | 1 | 3.6 | Distributed from 923 Generation And Fuel | 1969
11264 | 2022 | MI | Colfax | 1725 | 4 |  | OP | IC | DFO | 2.7 | 0 | 3 | 10.7999 | 1 | 3.6 | Distributed from 923 Generation And Fuel | 1969
11265 | 2022 | MI | Colfax | 1725 | 5 |  | OP | IC | DFO | 2.7 | 0 | 3 | 10.7999 | 1 | 3.6 | Distributed from 923 Generation And Fuel | 1969
11266 | 2022 | MI | Constantine | 1760 | 1 |  | OP | HY | WAT | 0.3 | 0.457 | 1199.75 | 4319.0654 | 507.25 | 1826.0854 | Distributed from 923 Generation And Fuel | 1923
11267 | 2022 | MI | Constantine | 1760 | 2 |  | OP | HY | WAT | 0.3 | 0.457 | 1199.75 | 4319.0654 | 507.25 | 1826.0854 | Distributed from 923 Generation And Fuel | 1923
11268 | 2022 | MI | Constantine | 1760 | 3 |  | OP | HY | WAT | 0.3 | 0.457 | 1199.75 | 4319.0654 | 507.25 | 1826.0854 | Distributed from 923 Generation And Fuel | 1929
11269 | 2022 | MI | Constantine | 1760 | 4 |  | OP | HY | WAT | 0.3 | 0.457 | 1199.75 | 4319.0654 | 507.25 | 1826.0854 | Distributed from 923 Generation And Fuel | 1923
11270 | 2022 | MI | Cooke | 1700 | 1 |  | OP | HY | WAT | 3 | 0.331 | 8704.333 | 31335.3481 | 3680 | 13247.894 | Distributed from 923 Generation And Fuel | 1911
11271 | 2022 | MI | Cooke | 1700 | 2 |  | OP | HY | WAT | 3 | 0.331 | 8704.333 | 31335.3481 | 3680 | 13247.894 | Distributed from 923 Generation And Fuel | 1911
11272 | 2022 | MI | Cooke | 1700 | 3 |  | OP | HY | WAT | 3 | 0.331 | 8704.333 | 31335.3481 | 3680 | 13247.894 | Distributed from 923 Generation And Fuel | 1911
11273 | 2022 | MI | Coopersville | 54756 | 3-1 |  | OP | IC | LFG | 0.8 | 0.654 | 4582.125 | 16495.518 | 1788.75 | 6439.4485 | Distributed from 923 Generation And Fuel | 1994
11274 | 2022 | MI | Coopersville | 54756 | 3-2 |  | OP | IC | LFG | 0.8 | 0.654 | 4582.125 | 16495.518 | 1788.75 | 6439.4485 | Distributed from 923 Generation And Fuel | 1994
11275 | 2022 | MI | Coopersville | 54756 | 3-3 |  | OP | IC | LFG | 0.8 | 0.654 | 4582.125 | 16495.518 | 1788.75 | 6439.4485 | Distributed from 923 Generation And Fuel | 1994
11276 | 2022 | MI | Coopersville | 54756 | 3-4 |  | OP | IC | LFG | 0.8 | 0.654 | 4582.125 | 16495.518 | 1788.75 | 6439.4485 | Distributed from 923 Generation And Fuel | 1994
11277 | 2022 | MI | Coopersville | 54756 | 3-5 |  | OP | IC | LFG | 0.8 | 0.654 | 4582.125 | 16495.518 | 1788.75 | 6439.4485 | Distributed from 923 Generation And Fuel | 1994
11278 | 2022 | MI | Coopersville | 54756 | 3-6 |  | OP | IC | LFG | 0.8 | 0.654 | 4582.125 | 16495.518 | 1788.75 | 6439.4485 | Distributed from 923 Generation And Fuel | 1994
11279 | 2022 | MI | Coopersville | 54756 | 3-7 |  | OP | IC | LFG | 1.6 | 0.654 | 9164.25 | 32991.0361 | 3577.5 | 12878.897 | Distributed from 923 Generation And Fuel | 2006
11280 | 2022 | MI | Crescent Wind Park | 63686 | GFWP |  | OP | WT | WND | 150 | 0.298 | 392020 | 1411260.7099 | 94393 | 339812.0815 | Distributed from 923 Generation And Fuel | 2021
11281 | 2022 | MI | Cross Winds Energy Park | 58830 | CWEP |  | OP | WT | WND | 111 | 0.369 | 359096.778 | 1292738.0589 | 108240.143 | 389661.3975 | Distributed from 923 Generation And Fuel | 2014
11282 | 2022 | MI | Cross Winds Energy Park | 58830 | CWEP2 |  | OP | WT | WND | 44 | 0.369 | 142344.669 | 512436.7089 | 42906.003 | 154460.3751 | Distributed from 923 Generation And Fuel | 2018
11283 | 2022 | MI | Cross Winds Energy Park | 58830 | CWEP3 |  | OP | WT | WND | 75.9 | 0.369 | 245544.553 | 883953.3192 | 74012.854 | 266444.1428 | Distributed from 923 Generation And Fuel | 2019
11284 | 2022 | MI | Croswell | 7497 | 1 |  | SB | IC | DFO | 0.6 | 0 | 0 | 0 | 0 | 0 | Distributed from 923 Generation And Fuel | 1982
11285 | 2022 | MI | Croswell | 7497 | 2 |  | SB | IC | DFO | 0.7 | 0 | 0 | 0 | 0 | 0 | Distributed from 923 Generation And Fuel | 1984
11286 | 2022 | MI | Croswell | 7497 | 3 |  | SB | IC | DFO | 1.2 | 0 | 0 | 0 | 0 | 0 | Distributed from 923 Generation And Fuel | 1988
11287 | 2022 | MI | Croswell | 7497 | 4 |  | SB | IC | DFO | 1.3 | 0 | 0 | 0 | 0 | 0 | Distributed from 923 Generation And Fuel | 1990
11288 | 2022 | MI | Croswell | 7497 | 5 |  | SB | IC | DFO | 1.3 | 0 | 0 | 0 | 0 | 0 | Distributed from 923 Generation And Fuel | 1996
11289 | 2022 | MI | Croton | 1701 | 1 |  | OP | HY | WAT | 3 | 0.367 | 9649.888 | 34739.3189 | 4080 | 14687.8825 | Distributed from 923 Generation And Fuel | 1907
11290 | 2022 | MI | Croton | 1701 | 2 |  | OP | HY | WAT | 3 | 0.367 | 9649.888 | 34739.3189 | 4080 | 14687.8825 | Distributed from 923 Generation And Fuel | 1907
11291 | 2022 | MI | Croton | 1701 | 3 |  | OP | HY | WAT | 1.4 | 0.367 | 4503.281 | 16211.6819 | 1904 | 6854.3452 | Distributed from 923 Generation And Fuel | 1915
11292 | 2022 | MI | Croton | 1701 | 4 |  | OP | HY | WAT | 1.5 | 0.367 | 4824.944 | 17369.6594 | 2040 | 7343.9412 | Distributed from 923 Generation And Fuel | 1912
11293 | 2022 | MI | Crystal Falls | 1821 | 1 |  | OP | HY | WAT | 0.3 | 0.667 | 1752.9 | 6310.3895 | 741 | 2667.5787 | Distributed from 923 Generation And Fuel | 1914
11294 | 2022 | MI | Crystal Falls | 1821 | 2 |  | OP | HY | WAT | 0.3 | 0.667 | 1752.9 | 6310.3895 | 741 | 2667.5787 | Distributed from 923 Generation And Fuel | 1924
11295 | 2022 | MI | Crystal Falls | 1821 | 3 |  | OP | HY | WAT | 0.4 | 0.667 | 2337.2 | 8413.8527 | 988 | 3556.7715 | Distributed from 923 Generation And Fuel | 1954
11296 | 2022 | MI | Dafter | 1868 | 1C |  | OP | IC | DFO | 2 | 0.029 | 515.091 | 1854.3128 | 166.545 | 599.5572 | Distributed from 923 Generation And Fuel | 2021
11297 | 2022 | MI | Dafter | 1868 | 2C |  | OP | IC | DFO | 2 | 0.029 | 515.091 | 1854.3128 | 166.545 | 599.5572 | Distributed from 923 Generation And Fuel | 2021
11298 | 2022 | MI | Dafter | 1868 | 3C |  | OP | IC | DFO | 2 | 0.029 | 515.091 | 1854.3128 | 166.545 | 599.5572 | Distributed from 923 Generation And Fuel | 2021
11299 | 2022 | MI | Dafter | 1868 | 4 |  | OP | IC | DFO | 3 | 0.029 | 772.636 | 2781.4673 | 249.818 | 899.3376 | Distributed from 923 Generation And Fuel | 1960
11300 | 2022 | MI | Dafter | 1868 | 4C |  | OP | IC | DFO | 2 | 0.029 | 515.091 | 1854.3128 | 166.545 | 599.5572 | Distributed from 923 Generation And Fuel | 2021
11301 | 2022 | MI | Dan E Karn | 1702 | 1A | 1 | OP | ST | SUB | 136 | 1.161 | 1382815 | 4978094.1752 | 529030 | 1904492.7641 | EIA-923 Generator File | 1959 | 2023
11302 | 2022 | MI | Dan E Karn | 1702 | 1B | 1 | OP | ST | SUB | 136 | 0 | 0 | 0 | 0 | 0 | EIA-923 Generator File | 1959 | 2023
11303 | 2022 | MI | Dan E Karn | 1702 | 2A | 1 | OP | ST | SUB | 136 | 1.273 | 1516884 | 5460738.7141 | 746596 | 2687724.0982 | EIA-923 Generator File | 1961 | 2023
11304 | 2022 | MI | Dan E Karn | 1702 | 2B | 1 | OP | ST | SUB | 136 | 0 | 0 | 0 | 0 | 0 | EIA-923 Generator File | 1961 | 2023
11305 | 2022 | MI | Dan E Karn | 1702 | 3 | 1 | OP | ST | NG | 692.5 | 0.012 | 73711 | 265357.4771 | 75865 | 273111.8151 | EIA-923 Generator File | 1975
11306 | 2022 | MI | Dan E Karn | 1702 | 4 | 1 | OP | ST | NG | 709.8 | 0.015 | 93757 | 337522.4998 | 81518 | 293462.4523 | EIA-923 Generator File | 1977
11307 | 2022 | MI | Dean | 55718 | GT1 |  | OP | GT | NG | 89.4 | 0.107 | 84131.25 | 302870.077 | 45506 | 163820.2894 | Distributed from 923 Generation And Fuel | 2002
11308 | 2022 | MI | Dean | 55718 | GT2 |  | OP | GT | NG | 89.4 | 0.107 | 84131.25 | 302870.077 | 45506 | 163820.2894 | Distributed from 923 Generation And Fuel | 2002
11309 | 2022 | MI | Dean | 55718 | GT3 |  | OP | GT | NG | 89.4 | 0.107 | 84131.25 | 302870.077 | 45506 | 163820.2894 | Distributed from 923 Generation And Fuel | 2002
11310 | 2022 | MI | Dean | 55718 | GT4 |  | OP | GT | NG | 89.4 | 0.107 | 84131.25 | 302870.077 | 45506 | 163820.2894 | Distributed from 923 Generation And Fuel | 2002
11311 | 2022 | MI | Dearborn Energy Center | 62289 | GTG-1 |  | OP | CT | NG | 15 | 0.859 | 112825 | 406166.7507 | 53636.2 | 193088.7753 | EIA-923 Generator File | 2019
11312 | 2022 | MI | Dearborn Energy Center | 62289 | GTG-2 |  | OP | CT | NG | 15 | 0.862 | 113264 | 407747.138 | 53636.2 | 193088.7753 | EIA-923 Generator File | 2019
11313 | 2022 | MI | Dearborn Energy Center | 62289 | STG-1 |  | OP | CA | NG | 5 | 0.156 | 6825 | 24569.8034 | 3238.256 | 11657.6283 | EIA-923 Generator File | 2019
11314 | 2022 | MI | Dearborn Industrial Generation | 55088 | GT 1 |  | OP | GT | NG | 157.3 | 0.659 | 908671.106 | 3271189.8121 | 339893.865 | 1223608.1251 | Distributed from 923 Generation And Fuel | 2001
11315 | 2022 | MI | Dearborn Industrial Generation | 55088 | GT2 |  | OP | GT | NG | 157.3 | 0.659 | 908671.106 | 3271189.8121 | 339893.865 | 1223608.1251 | Distributed from 923 Generation And Fuel | 2001
11316 | 2022 | MI | Dearborn Industrial Generation | 55088 | GTP1 |  | OP | GT | NG | 195.3 | 0.659 | 1128184.787 | 4061432.7417 | 422004.271 | 1519203.222 | Distributed from 923 Generation And Fuel | 1999
11317 | 2022 | MI | Dearborn Industrial Generation | 55088 | ST1 | 3 | OP | ST | BFG | 238 | 0.721 | 1502352 | 5408423.9326 | 598604 | 2154957.1603 | EIA-923 Generator File | 2001
11318 | 2022 | MI | Decorative Panels Intl | 10149 | GEN1 |  | OP | ST | NG | 7.5 | 0.477 | 31311 | 112718.6983 | 14609.121 | 52592.4149 | EIA-923 Generator File | 1957
11319 | 2022 | MI | Deerfield Wind Energy, LLC | 60883 | WT1 |  | OP | WT | WND | 41.6 | 0.426 | 155251.758 | 558901.8576 | 47934.647 | 172563.3487 | Distributed from 923 Generation And Fuel | 2017
11320 | 2022 | MI | Deerfield Wind Energy, LLC | 60883 | WT2 |  | OP | WT | WND | 74.5 | 0.426 | 278035 | 1000917.9927 | 85844.5 | 309037.7277 | Distributed from 923 Generation And Fuel | 2017
11321 | 2022 | MI | Deerfield Wind Energy, LLC | 60883 | WT3 |  | OP | WT | WND | 32.9 | 0.426 | 122783.242 | 442016.1351 | 37909.853 | 136474.379 | Distributed from 923 Generation And Fuel | 2017
11322 | 2022 | MI | Delray | 1728 | 11-1 |  | OP | GT | NG | 71.1 | 0.034 | 21265.5 | 76555.1876 | 8554 | 30794.1536 | Distributed from 923 Generation And Fuel | 2000
11323 | 2022 | MI | Delray | 1728 | 12-1 |  | OP | GT | NG | 71.1 | 0.034 | 21265.5 | 76555.1876 | 8554 | 30794.1536 | Distributed from 923 Generation And Fuel | 2000
11324 | 2022 | MI | Delta Energy Park | 63259 | DEPC2 |  | OP | CT | NG | 58 | 0.275 | 139531 | 502307.5815 | 84117 | 302818.7774 | EIA-923 Generator File | 2022
11325 | 2022 | MI | Delta Energy Park | 63259 | DEPC3 |  | OP | CT | NG | 58 | 0.343 | 174294 | 627453.3804 | 103364 | 372107.4231 | EIA-923 Generator File | 2022
11326 | 2022 | MI | Delta Energy Park | 63259 | DEPS1 |  | OP | GT | NG | 58 | 0.116 | 58706 | 211339.9093 | 44680 | 160846.7132 | Distributed from 923 Generation And Fuel | 2022
11327 | 2022 | MI | Delta Energy Park | 63259 | DEPST |  | OP | CA | NG | 89.2 | 0.195 | 152033 | 547314.4215 | 101658 | 365965.8723 | EIA-923 Generator File | 2022
11328 | 2022 | MI | Delta Solar Power I | 61954 | DSPI |  | OP | PV | SUN | 8.1 | 0.193 | 13681 | 49251.206 | 8188 | 29476.5642 | Distributed from 923 Generation And Fuel | 2018
11329 | 2022 | MI | Delta Solar Power II | 61955 | DSPII |  | OP | PV | SUN | 15.9 | 0.19 | 26427 | 95136.4389 | 15817 | 56940.7445 | Distributed from 923 Generation And Fuel | 2018
11330 | 2022 | MI | Demille Solar Farm | 60346 | 1 |  | OP | PV | SUN | 28.4 | 0.153 | 37964 | 136669.3066 | 22598 | 81352.1492 | Distributed from 923 Generation And Fuel | 2017
11331 | 2022 | MI | Detour | 6369 | 6 |  | OP | IC | DFO | 3 | 0.012 | 311.5 | 1121.391 | 101 | 363.5971 | Distributed from 923 Generation And Fuel | 1973
11332 | 2022 | MI | Detour | 6369 | 7 |  | OP | IC | DFO | 3 | 0.012 | 311.5 | 1121.391 | 101 | 363.5971 | Distributed from 923 Generation And Fuel | 1976
11333 | 2022 | MI | DG AMP Solar Coldwater | 61435 | AMPCW |  | OP | PV | SUN | 1.3 | 0.174 | 1978 | 7120.743 | 1184 | 4262.3659 | Distributed from 923 Generation And Fuel | 2018
11334 | 2022 | MI | Domino Farms Solar | 60017 | 1 |  | OP | PV | SUN | 1 | 0.157 | 1378 | 4960.7603 | 782 | 2815.1775 | Distributed from 923 Generation And Fuel | 2015
11335 | 2022 | MI | Donald C Cook | 6000 | 1 | 1 | OP | ST | NUC | 1152 | 0.83 | 8378518.23 | 30162424.3286 | 3546561.022 | 12767517.5391 | Distributed from 923 Generation And Fuel | 1975
11336 | 2022 | MI | Donald C Cook | 6000 | 2 | 1 | OP | ST | NUC | 1133.3 | 0.83 | 8242512.77 | 29672808.5895 | 3488990.978 | 12560267.0387 | Distributed from 923 Generation And Fuel | 1978
11337 | 2022 | MI | E.B. Eddy Paper Inc | 58222 | 3TU |  | OS | ST | NG | 5 | 0 | 0 | 0 | 0 | 0 | EIA-923 Generator File | 1969
11338 | 2022 | MI | Eagle Valley (MI) | 57405 | GEN1 |  | OP | IC | LFG | 1.6 | 0.777 | 10886 | 39189.2865 | 4249.5 | 15298.0776 | Distributed from 923 Generation And Fuel | 2011
11339 | 2022 | MI | Eagle Valley (MI) | 57405 | GEN2 |  | OP | IC | LFG | 1.6 | 0.777 | 10886 | 39189.2865 | 4249.5 | 15298.0776 | Distributed from 923 Generation And Fuel | 2011
11340 | 2022 | MI | East. Michigan Univ. Heating Plant | 59452 | COGN2 |  | OP | GT | NG | 7.8 | 0.392 | 26797 | 96468.4283 | 12714 | 45770.0338 | Distributed from 923 Generation And Fuel | 2018
11341 | 2022 | MI | Echo Wind Park | 58121 | GEN1 |  | OP | WT | WND | 49.6 | 0.288 | 125292.049 | 451047.768 | 39293.916 | 141456.9659 | Distributed from 923 Generation And Fuel | 2014
11342 | 2022 | MI | Echo Wind Park | 58121 | GEN2 |  | OP | WT | WND | 62.4 | 0.288 | 157625.481 | 567447.192 | 49434.281 | 177961.9879 | Distributed from 923 Generation And Fuel | 2014
11343 | 2022 | MI | Echo Wind Park | 58121 | GEN3 |  | OP | WT | WND | 50 | 0.288 | 126302.469 | 454685.2509 | 39610.802 | 142597.7464 | Distributed from 923 Generation And Fuel | 2016
11344 | 2022 | MI | Edison Sault | 1751 | 10 |  | OP | HY | WAT | 0.6 | 0.562 | 2955.818 | 10640.8597 | 1249.679 | 4498.8084 | Distributed from 923 Generation And Fuel | 1963
11345 | 2022 | MI | Edison Sault | 1751 | 11 |  | OP | HY | WAT | 0.6 | 0.562 | 2955.818 | 10640.8597 | 1249.679 | 4498.8084 | Distributed from 923 Generation And Fuel | 1963
11346 | 2022 | MI | Edison Sault | 1751 | 12 |  | OP | HY | WAT | 0.6 | 0.562 | 2955.818 | 10640.8597 | 1249.679 | 4498.8084 | Distributed from 923 Generation And Fuel | 1963
11347 | 2022 | MI | Edison Sault | 1751 | 13 |  | OP | HY | WAT | 0.6 | 0.562 | 2955.818 | 10640.8597 | 1249.679 | 4498.8084 | Distributed from 923 Generation And Fuel | 1963
11348 | 2022 | MI | Edison Sault | 1751 | 14 |  | OP | HY | WAT | 0.6 | 0.562 | 2955.818 | 10640.8597 | 1249.679 | 4498.8084 | Distributed from 923 Generation And Fuel | 1963
11349 | 2022 | MI | Edison Sault | 1751 | 15 |  | OP | HY | WAT | 0.6 | 0.562 | 2955.818 | 10640.8597 | 1249.679 | 4498.8084 | Distributed from 923 Generation And Fuel | 1963
11350 | 2022 | MI | Edison Sault | 1751 | 16 |  | OP | HY | WAT | 0.6 | 0.562 | 2955.818 | 10640.8597 | 1249.679 | 4498.8084 | Distributed from 923 Generation And Fuel | 1963
11351 | 2022 | MI | Edison Sault | 1751 | 17 |  | OP | HY | WAT | 0.6 | 0.562 | 2955.818 | 10640.8597 | 1249.679 | 4498.8084 | Distributed from 923 Generation And Fuel | 1963
11352 | 2022 | MI | Edison Sault | 1751 | 18 |  | OP | HY | WAT | 0.6 | 0.562 | 2955.818 | 10640.8597 | 1249.679 | 4498.8084 | Distributed from 923 Generation And Fuel | 1963
11353 | 2022 | MI | Edison Sault | 1751 | 19 |  | OP | HY | WAT | 0.6 | 0.562 | 2955.818 | 10640.8597 | 1249.679 | 4498.8084 | Distributed from 923 Generation And Fuel | 1963
11354 | 2022 | MI | Edison Sault | 1751 | 20 |  | OP | HY | WAT | 0.6 | 0.562 | 2955.818 | 10640.8597 | 1249.679 | 4498.8084 | Distributed from 923 Generation And Fuel | 1963
11355 | 2022 | MI | Edison Sault | 1751 | 21 |  | OP | HY | WAT | 0.6 | 0.562 | 2955.818 | 10640.8597 | 1249.679 | 4498.8084 | Distributed from 923 Generation And Fuel | 1963
11356 | 2022 | MI | Edison Sault | 1751 | 22 |  | OP | HY | WAT | 0.6 | 0.562 | 2955.818 | 10640.8597 | 1249.679 | 4498.8084 | Distributed from 923 Generation And Fuel | 1963
11357 | 2022 | MI | Edison Sault | 1751 | 23 |  | OP | HY | WAT | 0.6 | 0.562 | 2955.818 | 10640.8597 | 1249.679 | 4498.8084 | Distributed from 923 Generation And Fuel | 1963
11358 | 2022 | MI | Edison Sault | 1751 | 24 |  | OP | HY | WAT | 0.6 | 0.562 | 2955.818 | 10640.8597 | 1249.679 | 4498.8084 | Distributed from 923 Generation And Fuel | 1963
11359 | 2022 | MI | Edison Sault | 1751 | 25 |  | OP | HY | WAT | 0.6 | 0.562 | 2955.818 | 10640.8597 | 1249.679 | 4498.8084 | Distributed from 923 Generation And Fuel | 1963
11360 | 2022 | MI | Edison Sault | 1751 | 26 |  | OP | HY | WAT | 0.6 | 0.562 | 2955.818 | 10640.8597 | 1249.679 | 4498.8084 | Distributed from 923 Generation And Fuel | 1963
11361 | 2022 | MI | Edison Sault | 1751 | 27 |  | OP | HY | WAT | 0.6 | 0.562 | 2955.818 | 10640.8597 | 1249.679 | 4498.8084 | Distributed from 923 Generation And Fuel | 1963
11362 | 2022 | MI | Edison Sault | 1751 | 28 |  | OP | HY | WAT | 0.6 | 0.562 | 2955.818 | 10640.8597 | 1249.679 | 4498.8084 | Distributed from 923 Generation And Fuel | 1963
11363 | 2022 | MI | Edison Sault | 1751 | 29 |  | OP | HY | WAT | 0.6 | 0.562 | 2955.818 | 10640.8597 | 1249.679 | 4498.8084 | Distributed from 923 Generation And Fuel | 1963
11364 | 2022 | MI | Edison Sault | 1751 | 30 |  | OP | HY | WAT | 0.6 | 0.562 | 2955.818 | 10640.8597 | 1249.679 | 4498.8084 | Distributed from 923 Generation And Fuel | 1963
11365 | 2022 | MI | Edison Sault | 1751 | 31 |  | OP | HY | WAT | 0.6 | 0.562 | 2955.818 | 10640.8597 | 1249.679 | 4498.8084 | Distributed from 923 Generation And Fuel | 1963
11366 | 2022 | MI | Edison Sault | 1751 | 32 |  | OP | HY | WAT | 0.6 | 0.562 | 2955.818 | 10640.8597 | 1249.679 | 4498.8084 | Distributed from 923 Generation And Fuel | 1963
11367 | 2022 | MI | Edison Sault | 1751 | 33 |  | OP | HY | WAT | 0.6 | 0.562 | 2955.818 | 10640.8597 | 1249.679 | 4498.8084 | Distributed from 923 Generation And Fuel | 1963
11368 | 2022 | MI | Edison Sault | 1751 | 34 |  | OP | HY | WAT | 0.6 | 0.562 | 2955.818 | 10640.8597 | 1249.679 | 4498.8084 | Distributed from 923 Generation And Fuel | 1963
11369 | 2022 | MI | Edison Sault | 1751 | 35 |  | OP | HY | WAT | 0.6 | 0.562 | 2955.818 | 10640.8597 | 1249.679 | 4498.8084 | Distributed from 923 Generation And Fuel | 1963
11370 | 2022 | MI | Edison Sault | 1751 | 36 |  | OP | HY | WAT | 0.6 | 0.562 | 2955.818 | 10640.8597 | 1249.679 | 4498.8084 | Distributed from 923 Generation And Fuel | 1963
11371 | 2022 | MI | Edison Sault | 1751 | 37 |  | OP | HY | WAT | 0.6 | 0.562 | 2955.818 | 10640.8597 | 1249.679 | 4498.8084 | Distributed from 923 Generation And Fuel | 1963
11372 | 2022 | MI | Edison Sault | 1751 | 38 |  | OP | HY | WAT | 0.6 | 0.562 | 2955.818 | 10640.8597 | 1249.679 | 4498.8084 | Distributed from 923 Generation And Fuel | 1963
11373 | 2022 | MI | Edison Sault | 1751 | 39 |  | OP | HY | WAT | 0.6 | 0.562 | 2955.818 | 10640.8597 | 1249.679 | 4498.8084 | Distributed from 923 Generation And Fuel | 1963
11374 | 2022 | MI | Edison Sault | 1751 | 40 |  | OP | HY | WAT | 0.6 | 0.562 | 2955.818 | 10640.8597 | 1249.679 | 4498.8084 | Distributed from 923 Generation And Fuel | 1963
11375 | 2022 | MI | Edison Sault | 1751 | 41 |  | OP | HY | WAT | 0.6 | 0.562 | 2955.818 | 10640.8597 | 1249.679 | 4498.8084 | Distributed from 923 Generation And Fuel | 1901
11376 | 2022 | MI | Edison Sault | 1751 | 42 |  | OP | HY | WAT | 0.5 | 0.562 | 2463.182 | 8867.3843 | 1041.4 | 3749.01 | Distributed from 923 Generation And Fuel | 1901
11377 | 2022 | MI | Edison Sault | 1751 | 45 |  | OP | HY | WAT | 0.6 | 0.562 | 2955.818 | 10640.8597 | 1249.679 | 4498.8084 | Distributed from 923 Generation And Fuel | 1916
11378 | 2022 | MI | Edison Sault | 1751 | 46 |  | OP | HY | WAT | 0.6 | 0.562 | 2955.818 | 10640.8597 | 1249.679 | 4498.8084 | Distributed from 923 Generation And Fuel | 1963
11379 | 2022 | MI | Edison Sault | 1751 | 47 |  | OP | HY | WAT | 0.6 | 0.562 | 2955.818 | 10640.8597 | 1249.679 | 4498.8084 | Distributed from 923 Generation And Fuel | 1963
11380 | 2022 | MI | Edison Sault | 1751 | 48 |  | OP | HY | WAT | 0.6 | 0.562 | 2955.818 | 10640.8597 | 1249.679 | 4498.8084 | Distributed from 923 Generation And Fuel | 1963
11381 | 2022 | MI | Edison Sault | 1751 | 49 |  | OP | HY | WAT | 0.6 | 0.562 | 2955.818 | 10640.8597 | 1249.679 | 4498.8084 | Distributed from 923 Generation And Fuel | 1963
11382 | 2022 | MI | Edison Sault | 1751 | 50 |  | OP | HY | WAT | 0.6 | 0.562 | 2955.818 | 10640.8597 | 1249.679 | 4498.8084 | Distributed from 923 Generation And Fuel | 1963
11383 | 2022 | MI | Edison Sault | 1751 | 51 |  | OP | HY | WAT | 0.6 | 0.562 | 2955.818 | 10640.8597 | 1249.679 | 4498.8084 | Distributed from 923 Generation And Fuel | 1963
11384 | 2022 | MI | Edison Sault | 1751 | 52 |  | OP | HY | WAT | 0.6 | 0.562 | 2955.818 | 10640.8597 | 1249.679 | 4498.8084 | Distributed from 923 Generation And Fuel | 1963
11385 | 2022 | MI | Edison Sault | 1751 | 53 |  | OP | HY | WAT | 0.6 | 0.562 | 2955.818 | 10640.8597 | 1249.679 | 4498.8084 | Distributed from 923 Generation And Fuel | 1963
11386 | 2022 | MI | Edison Sault | 1751 | 54 |  | OP | HY | WAT | 0.6 | 0.562 | 2955.818 | 10640.8597 | 1249.679 | 4498.8084 | Distributed from 923 Generation And Fuel | 1963
11387 | 2022 | MI | Edison Sault | 1751 | 55 |  | OP | HY | WAT | 0.6 | 0.562 | 2955.818 | 10640.8597 | 1249.679 | 4498.8084 | Distributed from 923 Generation And Fuel | 1963
11388 | 2022 | MI | Edison Sault | 1751 | 56 |  | OP | HY | WAT | 0.6 | 0.562 | 2955.818 | 10640.8597 | 1249.679 | 4498.8084 | Distributed from 923 Generation And Fuel | 1963
11389 | 2022 | MI | Edison Sault | 1751 | 57 |  | OP | HY | WAT | 0.6 | 0.562 | 2955.818 | 10640.8597 | 1249.679 | 4498.8084 | Distributed from 923 Generation And Fuel | 1963
11390 | 2022 | MI | Edison Sault | 1751 | 58 |  | OP | HY | WAT | 0.6 | 0.562 | 2955.818 | 10640.8597 | 1249.679 | 4498.8084 | Distributed from 923 Generation And Fuel | 1963
11391 | 2022 | MI | Edison Sault | 1751 | 59 |  | OP | HY | WAT | 0.6 | 0.562 | 2955.818 | 10640.8597 | 1249.679 | 4498.8084 | Distributed from 923 Generation And Fuel | 1963
11392 | 2022 | MI | Edison Sault | 1751 | 6 |  | OP | HY | WAT | 0.6 | 0.562 | 2955.818 | 10640.8597 | 1249.679 | 4498.8084 | Distributed from 923 Generation And Fuel | 1963
11393 | 2022 | MI | Edison Sault | 1751 | 60 |  | OP | HY | WAT | 0.6 | 0.562 | 2955.818 | 10640.8597 | 1249.679 | 4498.8084 | Distributed from 923 Generation And Fuel | 1963
11394 | 2022 | MI | Edison Sault | 1751 | 61 |  | OP | HY | WAT | 0.6 | 0.562 | 2955.818 | 10640.8597 | 1249.679 | 4498.8084 | Distributed from 923 Generation And Fuel | 1963
11395 | 2022 | MI | Edison Sault | 1751 | 62 |  | OP | HY | WAT | 0.5 | 0.562 | 2463.182 | 8867.3843 | 1041.4 | 3749.01 | Distributed from 923 Generation And Fuel | 1916
11396 | 2022 | MI | Edison Sault | 1751 | 63 |  | OP | HY | WAT | 0.5 | 0.562 | 2463.182 | 8867.3843 | 1041.4 | 3749.01 | Distributed from 923 Generation And Fuel | 1916
11397 | 2022 | MI | Edison Sault | 1751 | 64 |  | OP | HY | WAT | 0.5 | 0.562 | 2463.182 | 8867.3843 | 1041.4 | 3749.01 | Distributed from 923 Generation And Fuel | 1916
11398 | 2022 | MI | Edison Sault | 1751 | 65 |  | OP | HY | WAT | 0.5 | 0.562 | 2463.182 | 8867.3843 | 1041.4 | 3749.01 | Distributed from 923 Generation And Fuel | 1916
11399 | 2022 | MI | Edison Sault | 1751 | 66 |  | OP | HY | WAT | 0.5 | 0.562 | 2463.182 | 8867.3843 | 1041.4 | 3749.01 | Distributed from 923 Generation And Fuel | 1916
11400 | 2022 | MI | Edison Sault | 1751 | 67 |  | OP | HY | WAT | 0.5 | 0.562 | 2463.182 | 8867.3843 | 1041.4 | 3749.01 | Distributed from 923 Generation And Fuel | 1916
11401 | 2022 | MI | Edison Sault | 1751 | 68 |  | OP | HY | WAT | 0.5 | 0.562 | 2463.182 | 8867.3843 | 1041.4 | 3749.01 | Distributed from 923 Generation And Fuel | 1916
11402 | 2022 | MI | Edison Sault | 1751 | 69 |  | OP | HY | WAT | 0.5 | 0.562 | 2463.182 | 8867.3843 | 1041.4 | 3749.01 | Distributed from 923 Generation And Fuel | 1916
11403 | 2022 | MI | Edison Sault | 1751 | 7 |  | OP | HY | WAT | 0.6 | 0.562 | 2955.818 | 10640.8597 | 1249.679 | 4498.8084 | Distributed from 923 Generation And Fuel | 1963
11404 | 2022 | MI | Edison Sault | 1751 | 70 |  | OP | HY | WAT | 0.5 | 0.562 | 2463.182 | 8867.3843 | 1041.4 | 3749.01 | Distributed from 923 Generation And Fuel | 1916
11405 | 2022 | MI | Edison Sault | 1751 | 71 |  | OP | HY | WAT | 0.5 | 0.562 | 2463.182 | 8867.3843 | 1041.4 | 3749.01 | Distributed from 923 Generation And Fuel | 1916
11406 | 2022 | MI | Edison Sault | 1751 | 72 |  | OP | HY | WAT | 0.5 | 0.562 | 2463.182 | 8867.3843 | 1041.4 | 3749.01 | Distributed from 923 Generation And Fuel | 1916
11407 | 2022 | MI | Edison Sault | 1751 | 73 |  | OP | HY | WAT | 0.5 | 0.562 | 2463.182 | 8867.3843 | 1041.4 | 3749.01 | Distributed from 923 Generation And Fuel | 1916
11408 | 2022 | MI | Edison Sault | 1751 | 74 |  | OP | HY | WAT | 0.5 | 0.562 | 2463.182 | 8867.3843 | 1041.4 | 3749.01 | Distributed from 923 Generation And Fuel | 1916
11409 | 2022 | MI | Edison Sault | 1751 | 75 |  | OP | HY | WAT | 0.5 | 0.562 | 2463.182 | 8867.3843 | 1041.4 | 3749.01 | Distributed from 923 Generation And Fuel | 1916
11410 | 2022 | MI | Edison Sault | 1751 | 76 |  | OP | HY | WAT | 0.5 | 0.562 | 2463.182 | 8867.3843 | 1041.4 | 3749.01 | Distributed from 923 Generation And Fuel | 1916
11411 | 2022 | MI | Edison Sault | 1751 | 77 |  | OP | HY | WAT | 0.5 | 0.562 | 2463.182 | 8867.3843 | 1041.4 | 3749.01 | Distributed from 923 Generation And Fuel | 1916
11412 | 2022 | MI | Edison Sault | 1751 | 78 |  | OP | HY | WAT | 0.5 | 0.562 | 2463.182 | 8867.3843 | 1041.4 | 3749.01 | Distributed from 923 Generation And Fuel | 1916
11413 | 2022 | MI | Edison Sault | 1751 | 79 |  | OP | HY | WAT | 0.5 | 0.562 | 2463.182 | 8867.3843 | 1041.4 | 3749.01 | Distributed from 923 Generation And Fuel | 1916
11414 | 2022 | MI | Edison Sault | 1751 | 8 |  | OP | HY | WAT | 0.6 | 0.562 | 2955.818 | 10640.8597 | 1249.679 | 4498.8084 | Distributed from 923 Generation And Fuel | 1963
11415 | 2022 | MI | Edison Sault | 1751 | 80 |  | OP | HY | WAT | 0.5 | 0.562 | 2463.182 | 8867.3843 | 1041.4 | 3749.01 | Distributed from 923 Generation And Fuel | 1916
11416 | 2022 | MI | Edison Sault | 1751 | 9 |  | OP | HY | WAT | 0.6 | 0.562 | 2955.818 | 10640.8597 | 1249.679 | 4498.8084 | Distributed from 923 Generation And Fuel | 1963
11417 | 2022 | MI | Electric City Solar | 64097 | 232 |  | OP | PV | SUN | 15 | 0.206 | 27057 | 97404.4208 | 16194 | 58297.9336 | Distributed from 923 Generation And Fuel | 2020
11418 | 2022 | MI | Erickson Station | 1832 | 1 | 1 | RE | ST | SUB | 154.7 | 0.578 | 783930 | 2822125.423 | 362707 | 1305734.7541 | EIA-923 Generator File | 1973 | 2022
11419 | 2022 | MI | Escanaba Mill | 10208 | NO.7 | 5 | OP | ST | BLQ | 38.6 | 0.396 | 133966.65 | 482276.0818 | 48775.558 | 175590.6041 | EIA-923 Generator File | 1969
11420 | 2022 | MI | Escanaba Mill | 10208 | NO.8 | 5 | OP | ST | BLQ | 29.8 | 0.501 | 130689.15 | 470477.1762 | 51303.068 | 184689.5673 | EIA-923 Generator File | 1972
11421 | 2022 | MI | Escanaba Mill | 10208 | NO9 | 5 | OP | ST | BLQ | 54 | 0.523 | 247362.72 | 890498.668 | 88431.146 | 318349.5788 | EIA-923 Generator File | 1982
11422 | 2022 | MI | F.D. Kuester Generating Station | 61392 | K1 |  | OP | IC | NG | 18.8 | 0.429 | 70607.429 | 254184.7109 | 33501.143 | 120603.15 | Distributed from 923 Generation And Fuel | 2019
11423 | 2022 | MI | F.D. Kuester Generating Station | 61392 | K2 |  | OP | IC | NG | 18.8 | 0.429 | 70607.429 | 254184.7109 | 33501.143 | 120603.15 | Distributed from 923 Generation And Fuel | 2019
11424 | 2022 | MI | F.D. Kuester Generating Station | 61392 | K3 |  | OP | IC | NG | 18.8 | 0.429 | 70607.429 | 254184.7109 | 33501.143 | 120603.15 | Distributed from 923 Generation And Fuel | 2019
11425 | 2022 | MI | F.D. Kuester Generating Station | 61392 | K4 |  | OP | IC | NG | 18.8 | 0.429 | 70607.429 | 254184.7109 | 33501.143 | 120603.15 | Distributed from 923 Generation And Fuel | 2019
11426 | 2022 | MI | F.D. Kuester Generating Station | 61392 | K5 |  | OP | IC | NG | 18.8 | 0.429 | 70607.429 | 254184.7109 | 33501.143 | 120603.15 | Distributed from 923 Generation And Fuel | 2019
11427 | 2022 | MI | F.D. Kuester Generating Station | 61392 | K6 |  | OP | IC | NG | 18.8 | 0.429 | 70607.429 | 254184.7109 | 33501.143 | 120603.15 | Distributed from 923 Generation And Fuel | 2019
11428 | 2022 | MI | F.D. Kuester Generating Station | 61392 | K7 |  | OP | IC | NG | 18.8 | 0.429 | 70607.429 | 254184.7109 | 33501.143 | 120603.15 | Distributed from 923 Generation And Fuel | 2019
11429 | 2022 | MI | Fairbanks Wind Park | 62815 | GNWF1 |  | OP | WT | WND | 72.8 | 0.336 | 214542 | 772345.0212 | 67913 | 244484.8441 | Distributed from 923 Generation And Fuel | 2022
11430 | 2022 | MI | Fermi | 1729 | 2 | 1 | OP | ST | NUC | 1217 | 0.625 | 6662100 | 23983368.1331 | 3614254 | 13011210.3103 | Distributed from 923 Generation And Fuel | 1988
11431 | 2022 | MI | Fermi | 1729 | 3 |  | OP | GT | DFO | 16 | 0.001 | 115.75 | 416.6967 | 111.25 | 400.4968 | Distributed from 923 Generation And Fuel | 1966
11432 | 2022 | MI | Fermi | 1729 | 4 |  | OP | GT | DFO | 16 | 0.001 | 115.75 | 416.6967 | 111.25 | 400.4968 | Distributed from 923 Generation And Fuel | 1966
11433 | 2022 | MI | Fermi | 1729 | GT1 |  | OP | GT | DFO | 16 | 0.001 | 115.75 | 416.6967 | 111.25 | 400.4968 | Distributed from 923 Generation And Fuel | 1966
11434 | 2022 | MI | Fermi | 1729 | GT2 |  | OP | GT | DFO | 16 | 0.001 | 115.75 | 416.6967 | 111.25 | 400.4968 | Distributed from 923 Generation And Fuel | 1966
11435 | 2022 | MI | Five Channels | 1704 | 1 |  | OP | HY | WAT | 3 | 0.459 | 12054.5 | 43395.8528 | 5096.5 | 18347.2532 | Distributed from 923 Generation And Fuel | 1912
11436 | 2022 | MI | Five Channels | 1704 | 2 |  | OP | HY | WAT | 3 | 0.459 | 12054.5 | 43395.8528 | 5096.5 | 18347.2532 | Distributed from 923 Generation And Fuel | 1912
11437 | 2022 | MI | Foote | 1705 | 1 |  | OP | HY | WAT | 3 | 0.353 | 9272.667 | 33381.3341 | 3920.333 | 14113.0859 | Distributed from 923 Generation And Fuel | 1918
11438 | 2022 | MI | Foote | 1705 | 2 |  | OP | HY | WAT | 3 | 0.353 | 9272.667 | 33381.3341 | 3920.333 | 14113.0859 | Distributed from 923 Generation And Fuel | 1918
11439 | 2022 | MI | Foote | 1705 | 3 |  | OP | HY | WAT | 3 | 0.353 | 9272.667 | 33381.3341 | 3920.333 | 14113.0859 | Distributed from 923 Generation And Fuel | 1918
11440 | 2022 | MI | Four Mile Hydropower Project | 54341 | 1 |  | OP | HY | WAT | 0.6 | 0.494 | 2594.7 | 9340.8453 | 1097.1 | 3949.5284 | Distributed from 923 Generation And Fuel | 1990
11441 | 2022 | MI | Four Mile Hydropower Project | 54341 | 2 |  | OP | HY | WAT | 0.6 | 0.494 | 2594.7 | 9340.8453 | 1097.1 | 3949.5284 | Distributed from 923 Generation And Fuel | 1990
11442 | 2022 | MI | Four Mile Hydropower Project | 54341 | 3 |  | OP | HY | WAT | 0.6 | 0.494 | 2594.7 | 9340.8453 | 1097.1 | 3949.5284 | Distributed from 923 Generation And Fuel | 1990
11443 | 2022 | MI | Four Mile Hydropower Project | 54341 | 4 |  | OP | HY | WAT | 0.2 | 0.494 | 864.9 | 3113.6151 | 365.7 | 1316.5095 | Distributed from 923 Generation And Fuel | 2005
11444 | 2022 | MI | Frank Jenkins | 1851 | 4 |  | SB | IC | DFO | 0.8 | 0.002 | 11.579 | 41.6841 | 4.632 | 16.6751 | Distributed from 923 Generation And Fuel | 1950
11445 | 2022 | MI | Frank Jenkins | 1851 | 5 |  | SB | IC | DFO | 2 | 0.002 | 28.947 | 104.2084 | 11.579 | 41.6841 | Distributed from 923 Generation And Fuel | 1995
11446 | 2022 | MI | Frank Jenkins | 1851 | 6 |  | SB | IC | DFO | 1 | 0.002 | 14.474 | 52.106 | 5.789 | 20.8402 | Distributed from 923 Generation And Fuel | 2002
11447 | 2022 | MI | Fremont Community Digester, LLC | 59785 | 19001 |  | OP | IC | OBG | 2.9 | 0.245 | 6220.5 | 22393.6209 | 2428.5 | 8742.5301 | Distributed from 923 Generation And Fuel | 2012
11448 | 2022 | MI | Fremont Community Digester, LLC | 59785 | 19002 |  | OP | IC | OBG | 2.9 | 0.245 | 6220.5 | 22393.6209 | 2428.5 | 8742.5301 | Distributed from 923 Generation And Fuel | 2012
11449 | 2022 | MI | French Landing Dam | 50437 | FRL1 |  | OP | HY | WAT | 1.6 | 0 | 0 | 0 | 0 | 0 | Distributed from 923 Generation And Fuel | 1988
11450 | 2022 | MI | French Paper Hydro | 10656 | 1 |  | OP | HY | WAT | 0.3 | 0.379 | 996.923 | 3588.8941 | 301.154 | 1084.1457 | Distributed from 923 Generation And Fuel | 1922
11451 | 2022 | MI | French Paper Hydro | 10656 | 2 |  | OP | HY | WAT | 0.4 | 0.379 | 1329.231 | 4785.1933 | 401.538 | 1445.5252 | Distributed from 923 Generation And Fuel | 1927
11452 | 2022 | MI | French Paper Hydro | 10656 | 3 |  | OP | HY | WAT | 0.4 | 0.379 | 1329.231 | 4785.1933 | 401.538 | 1445.5252 | Distributed from 923 Generation And Fuel | 1930
11453 | 2022 | MI | French Paper Hydro | 10656 | 4 |  | OP | HY | WAT | 0.2 | 0.379 | 664.615 | 2392.5949 | 200.769 | 722.7626 | Distributed from 923 Generation And Fuel | 1921
11454 | 2022 | MI | Garden 1 Solar Park | 65497 | GRDS1 |  | OP | PV | SUN | 1.1 | 0.212 | 2039 | 7340.3413 | 1220 | 4391.9649 | Distributed from 923 Generation And Fuel | 2016
11455 | 2022 | MI | Garden 2 Solar Park | 65498 | GRDS2 |  | OP | PV | SUN | 1.4 | 0.094 | 1158 | 4168.7666 | 349 | 1256.3899 | Distributed from 923 Generation And Fuel | 2022
11456 | 2022 | MI | Gaylord - Wolverine | 7932 | 1 |  | OP | GT | NG | 23.4 | 0.08 | 16311 | 58719.1302 | 7739 | 27860.1771 | Distributed from 923 Generation And Fuel | 2001
11457 | 2022 | MI | Gaylord - Wolverine | 7932 | 2 |  | OP | GT | NG | 23.4 | 0.08 | 16311 | 58719.1302 | 7739 | 27860.1771 | Distributed from 923 Generation And Fuel | 2001
11458 | 2022 | MI | Gaylord - Wolverine | 7932 | 3 |  | OP | GT | NG | 23.4 | 0.08 | 16311 | 58719.1302 | 7739 | 27860.1771 | Distributed from 923 Generation And Fuel | 2001
11459 | 2022 | MI | Geddes 1 Solar, LLC | 64459 | FACG1 |  | OP | PV | SUN | 2 | 0.232 | 4059 | 14612.2831 | 2429 | 8744.33 | Distributed from 923 Generation And Fuel | 2020
11460 | 2022 | MI | Geddes 2 Solar, LLC | 64498 | FACG2 |  | OP | PV | SUN | 2 | 0.231 | 4055 | 14597.8832 | 2427 | 8737.1301 | Distributed from 923 Generation And Fuel | 2021
11461 | 2022 | MI | Genesee Power Station LP | 54751 | GEN1 | 1 | OP | ST | WDS | 39.5 | 0.47 | 162535 | 585121.319 | 77411 | 278677.3706 | EIA-923 Generator File | 1995
11462 | 2022 | MI | George Johnson | 1877 | 10 |  | OP | GT | NG | 25 | 0.105 | 22979 | 82723.7382 | 10903 | 39250.486 | Distributed from 923 Generation And Fuel | 2000
11463 | 2022 | MI | George Johnson | 1877 | 11 |  | SB | IC | DFO | 1 | 0 | 0 | 0 | 0 | 0 | Distributed from 923 Generation And Fuel | 1993
11464 | 2022 | MI | George Johnson | 1877 | 9 |  | OP | GT | NG | 25 | 0.105 | 22979 | 82723.7382 | 10903 | 39250.486 | Distributed from 923 Generation And Fuel | 2000
11465 | 2022 | MI | Gladstone | 7119 | 1 |  | OP | GT | DFO | 22.6 | -0.001 | -207 | -745.194 | -67 | -241.1981 | Distributed from 923 Generation And Fuel | 1975
11466 | 2022 | MI | Grand Blanc Generating Station | 54757 | 4-1 |  | OP | IC | LFG | 0.8 | 0.767 | 5372.615 | 19341.2593 | 2097.436 | 7550.7092 | Distributed from 923 Generation And Fuel | 1994
11467 | 2022 | MI | Grand Blanc Generating Station | 54757 | 4-2 |  | OP | IC | LFG | 0.8 | 0.767 | 5372.615 | 19341.2593 | 2097.436 | 7550.7092 | Distributed from 923 Generation And Fuel | 1994
11468 | 2022 | MI | Grand Blanc Generating Station | 54757 | 4-3 |  | OP | IC | LFG | 0.8 | 0.767 | 5372.615 | 19341.2593 | 2097.436 | 7550.7092 | Distributed from 923 Generation And Fuel | 1994
11469 | 2022 | MI | Grand Blanc Generating Station | 54757 | 4-4 |  | OP | IC | LFG | 0.8 | 0.767 | 5372.615 | 19341.2593 | 2097.436 | 7550.7092 | Distributed from 923 Generation And Fuel | 2000
11470 | 2022 | MI | Grand Blanc Generating Station | 54757 | 4-5 |  | OP | IC | LFG | 0.8 | 0.767 | 5372.615 | 19341.2593 | 2097.436 | 7550.7092 | Distributed from 923 Generation And Fuel | 2003
11471 | 2022 | MI | Grand Blanc Generating Station | 54757 | 4-7 |  | OP | IC | LFG | 1.6 | 0.767 | 10745.231 | 38682.5221 | 4194.872 | 15101.4184 | Distributed from 923 Generation And Fuel | 2012
11472 | 2022 | MI | Grand Blanc Generating Station | 54757 | 4-8 |  | OP | IC | LFG | 1.6 | 0.767 | 10745.231 | 38682.5221 | 4194.872 | 15101.4184 | Distributed from 923 Generation And Fuel | 2012
11473 | 2022 | MI | Grand Blanc Generating Station | 54757 | CIB |  | OP | IC | LFG | 0.6 | 0.767 | 4029.462 | 14505.9472 | 1573.077 | 5663.0319 | Distributed from 923 Generation And Fuel | 2010
11474 | 2022 | MI | Grand Rapids | 1787 | 1 |  | OP | HY | WAT | 1.1 | 0.522 | 5025.973 | 18093.3581 | 2124.907 | 7649.604 | Distributed from 923 Generation And Fuel | 1940
11475 | 2022 | MI | Grand Rapids | 1787 | 2 |  | OP | HY | WAT | 1.1 | 0.522 | 5025.973 | 18093.3581 | 2124.907 | 7649.604 | Distributed from 923 Generation And Fuel | 1941
11476 | 2022 | MI | Grand Rapids | 1787 | 3 |  | OP | HY | WAT | 1.5 | 0.522 | 6853.6 | 24672.7626 | 2897.6 | 10431.2765 | Distributed from 923 Generation And Fuel | 1945
11477 | 2022 | MI | Grand Rapids | 1787 | 4 |  | OP | HY | WAT | 1.9 | 0.522 | 8681.227 | 31252.1672 | 3670.293 | 13212.9491 | Distributed from 923 Generation And Fuel | 1918
11478 | 2022 | MI | Grand Rapids | 1787 | 5 |  | OP | HY | WAT | 1.9 | 0.522 | 8681.227 | 31252.1672 | 3670.293 | 13212.9491 | Distributed from 923 Generation And Fuel | 1923
11479 | 2022 | MI | Grand River | 10532 | 2-1 |  | OP | IC | LFG | 0.8 | 0.241 | 1692 | 6091.1513 | 660.5 | 2377.781 | Distributed from 923 Generation And Fuel | 1991
11480 | 2022 | MI | Grand River | 10532 | 2-3 |  | OP | IC | LFG | 0.8 | 0.241 | 1692 | 6091.1513 | 660.5 | 2377.781 | Distributed from 923 Generation And Fuel | 1991
11481 | 2022 | MI | Grand River | 10532 | 2-4 |  | OP | IC | LFG | 0.8 | 0.241 | 1692 | 6091.1513 | 660.5 | 2377.781 | Distributed from 923 Generation And Fuel | 1996
11482 | 2022 | MI | Grand River | 10532 | 2-5 |  | OP | IC | LFG | 0.8 | 0.241 | 1692 | 6091.1513 | 660.5 | 2377.781 | Distributed from 923 Generation And Fuel | 1997
11483 | 2022 | MI | Grand Valley Solar Gardens | 60118 | 1 |  | OP | PV | SUN | 3 | 0.148 | 3892 | 14011.0879 | 2381 | 8571.5314 | Distributed from 923 Generation And Fuel | 2016
11484 | 2022 | MI | Graphic Packaging International, Inc. | 10698 |  |  | OP | ST | NG | 0
11485 | 2022 | MI | Gratiot County Wind LLC | 58677 | 1 |  | OP | WT | WND | 110.4 | 0.295 | 284976 | 1025905.3928 | 85899 | 309233.9261 | Distributed from 923 Generation And Fuel | 2012
11486 | 2022 | MI | Gratiot Farms Wind Project | 63687 | CWP |  | OP | WT | WND | 150 | 0.321 | 421366 | 1516905.4648 | 128293 | 461851.1052 | Distributed from 923 Generation And Fuel | 2020
11487 | 2022 | MI | Gratiot Wind Park | 57421 | 1 |  | OP | WT | WND | 102 | 0.281 | 251167 | 904193.9664 | 73433 | 264356.6851 | Distributed from 923 Generation And Fuel | 2011
11488 | 2022 | MI | Grayling Generating Station | 10822 | GEN1 | 1 | OP | ST | WDS | 38.6 | 0.648 | 219171 | 789009.2879 | 99774 | 359183.5265 | EIA-923 Generator File | 1992
11489 | 2022 | MI | Green Lake Solar | 63019 | GRN1 |  | OP | PV | SUN | 1 | 0.15 | 1315 | 4733.9621 | 787 | 2833.1773 | Distributed from 923 Generation And Fuel | 2018
11490 | 2022 | MI | Greenwood (MI) | 6035 | 1 | 1 | OP | ST | NG | 815.4 | 0.04 | 289238 | 1041248.47 | 185831 | 668986.2481 | EIA-923 Generator File | 1979
11491 | 2022 | MI | Greenwood (MI) | 6035 | 11-1 |  | OP | GT | NG | 85.3 | 0.074 | 55103.667 | 198371.6142 | 19367.667 | 69723.0434 | Distributed from 923 Generation And Fuel | 1999
11492 | 2022 | MI | Greenwood (MI) | 6035 | 11-2 |  | OP | GT | NG | 85.3 | 0.074 | 55103.667 | 198371.6142 | 19367.667 | 69723.0434 | Distributed from 923 Generation And Fuel | 1999
11493 | 2022 | MI | Greenwood (MI) | 6035 | 11-3 |  | OP | GT | NG | 85.3 | 0.074 | 55103.667 | 198371.6142 | 19367.667 | 69723.0434 | Distributed from 923 Generation And Fuel | 1999
11494 | 2022 | MI | Greenwood Solar Farm | 60019 | 1 |  | OP | PV | SUN | 1.4 | 0.184 | 2261 | 8139.5349 | 1262 | 4543.1637 | Distributed from 923 Generation And Fuel | 2016
11495 | 2022 | MI | GRS Arbor Hills | 55596 | 0001 |  | OP | CT | LFG | 5 | 0.147 | 6438 | 23176.6146 | 1274 | 4586.3633 | EIA-923 Generator File | 1996
11496 | 2022 | MI | GRS Arbor Hills | 55596 | 0002 |  | OP | CT | LFG | 5 | 0.271 | 11858 | 42688.4585 | 1726 | 6213.5503 | EIA-923 Generator File | 1996
11497 | 2022 | MI | GRS Arbor Hills | 55596 | 0003 |  | OP | CT | LFG | 5 | 0.404 | 17691 | 63687.0905 | 5625 | 20249.838 | EIA-923 Generator File | 1996
11498 | 2022 | MI | GRS Arbor Hills | 55596 | 0004 | 3 | OP | CA | LFG | 10 | 0.241 | 21126 | 76052.9916 | 7558 | 27208.5823 | EIA-923 Generator File | 1996
11499 | 2022 | MI | GRS Arbor Hills | 55596 | 0005 |  | OP | CT | LFG | 5.3 | 0.037 | 1720 | 6191.9505 | 1720 | 6191.9505 | EIA-923 Generator File | 2005
11500 | 2022 | MI | GRS C&C | 55597 | 1 |  | OP | IC | LFG | 1 | 0.175 | 1537.333 | 5534.3545 | 600 | 2159.9827 | Distributed from 923 Generation And Fuel | 1995
11501 | 2022 | MI | GRS C&C | 55597 | 2 |  | OS | IC | LFG | 1 | 0.175 | 1537.333 | 5534.3545 | 600 | 2159.9827 | Distributed from 923 Generation And Fuel | 1995
11502 | 2022 | MI | GRS C&C | 55597 | 3 |  | OP | IC | LFG | 1 | 0.175 | 1537.333 | 5534.3545 | 600 | 2159.9827 | Distributed from 923 Generation And Fuel | 1995
11503 | 2022 | MI | GRS C&C | 55597 | 4 |  | OP | GT | LFG | 2.7 | 0.671 | 15877 | 57156.7427 | 6198 | 22312.6215 | Distributed from 923 Generation And Fuel | 2007
11504 | 2022 | MI | Hancock | 1730 | 1 |  | OP | GT | NG | 19 | 0.024 | 3938.906 | 14179.9482 | 1868.906 | 6728.0078 | Distributed from 923 Generation And Fuel | 1967
11505 | 2022 | MI | Hancock | 1730 | 3 |  | OP | GT | NG | 19 | 0.024 | 3938.906 | 14179.9482 | 1868.906 | 6728.0078 | Distributed from 923 Generation And Fuel | 1967
11506 | 2022 | MI | Hancock | 1730 | 5 |  | OP | GT | NG | 41.8 | 0.024 | 8665.594 | 31195.8888 | 4111.594 | 14801.62 | Distributed from 923 Generation And Fuel | 1970
11507 | 2022 | MI | Hancock | 1730 | 6 |  | OP | GT | NG | 41.8 | 0.024 | 8665.594 | 31195.8888 | 4111.594 | 14801.62 | Distributed from 923 Generation And Fuel | 1966
11508 | 2022 | MI | Hardy | 1707 | 1 |  | OP | HY | WAT | 10 | 0.287 | 25128.889 | 90463.2767 | 10624.127 | 38246.5512 | Distributed from 923 Generation And Fuel | 1931
11509 | 2022 | MI | Hardy | 1707 | 2 |  | OP | HY | WAT | 10 | 0.287 | 25128.889 | 90463.2767 | 10624.127 | 38246.5512 | Distributed from 923 Generation And Fuel | 1931
11510 | 2022 | MI | Hardy | 1707 | 3 |  | OP | HY | WAT | 11.5 | 0.287 | 28898.222 | 104032.7669 | 12217.746 | 43983.5337 | Distributed from 923 Generation And Fuel | 1931
11511 | 2022 | MI | Hart | 1827 | 4 |  | OP | IC | NG | 1.4 | 0 | 0 | 0 | 0 | 0 | Distributed from 923 Generation And Fuel | 1964
11512 | 2022 | MI | Hart | 1827 | IC1 |  | OP | IC | DFO | 1.7 | 0 | 0 | 0 | 0 | 0 | Distributed from 923 Generation And Fuel | 1985
11513 | 2022 | MI | Hart | 1827 | IC3 |  | OP | IC | DFO | 2 | 0 | 0 | 0 | 0 | 0 | Distributed from 923 Generation And Fuel | 1985
11514 | 2022 | MI | Harvest | 56635 | 1 |  | OP | WT | WND | 52.8 | 0.267 | 123723 | 445399.2368 | 37293 | 134253.726 | Distributed from 923 Generation And Fuel | 2008
11515 | 2022 | MI | Harvest 2 | 57888 | 1 |  | OP | WT | WND | 59.4 | 0.398 | 207155 | 745752.034 | 62441 | 224785.8017 | Distributed from 923 Generation And Fuel | 2012
11516 | 2022 | MI | Hazel Solar, LLC | 64497 | FACHA |  | OP | PV | SUN | 2 | 0.216 | 3778 | 13600.6912 | 2261 | 8139.5349 | Distributed from 923 Generation And Fuel | 2021
11517 | 2022 | MI | Hemlock Falls | 1777 | 1 |  | OP | HY | WAT | 2.8 | 0.396 | 9715 | 34973.7202 | 4107 | 14785.0817 | Distributed from 923 Generation And Fuel | 1953
11518 | 2022 | MI | Hendershot Solar, LLC | 64496 | FACHE |  | OP | PV | SUN | 2 | 0.236 | 4130 | 14867.8811 | 2472 | 8899.1288 | Distributed from 923 Generation And Fuel | 2021
11519 | 2022 | MI | Henry Station | 7399 | GEN3 |  | OP | IC | NG | 7.7 | 0.009 | 631.5 | 2273.3818 | 292.5 | 1052.9916 | Distributed from 923 Generation And Fuel | 1993
11520 | 2022 | MI | Henry Station | 7399 | GEN4 |  | OP | IC | NG | 7.7 | 0.009 | 631.5 | 2273.3818 | 292.5 | 1052.9916 | Distributed from 923 Generation And Fuel | 1993
11521 | 2022 | MI | Heritage Garden Wind Farm I LLC | 58103 | 1 |  | OP | WT | WND | 28 | 0.275 | 67554 | 243192.4545 | 20362 | 73302.6136 | Distributed from 923 Generation And Fuel | 2012
11522 | 2022 | MI | Hillman Power LLC | 10346 | GEN1 | 1 | RE | ST | WDS | 22 | 0 | 0 | 0 | 0 | 0 | EIA-923 Generator File | 1987 | 2022
11523 | 2022 | MI | Hillsdale | 1829 | 5 |  | OP | IC | NG | 5.6 | 0.009 | 425.793 | 1532.8425 | 196.483 | 707.3331 | Distributed from 923 Generation And Fuel | 1973
11524 | 2022 | MI | Hillsdale | 1829 | 6 |  | OP | IC | NG | 6 | 0.009 | 456.207 | 1642.3321 | 210.517 | 757.8551 | Distributed from 923 Generation And Fuel | 1976
11525 | 2022 | MI | Hodenpyl | 1708 | 1 |  | OP | HY | WAT | 8.5 | 0.192 | 14272.5 | 51380.589 | 6034 | 21722.2262 | Distributed from 923 Generation And Fuel | 1925
11526 | 2022 | MI | Hodenpyl | 1708 | 2 |  | OP | HY | WAT | 8.5 | 0.192 | 14272.5 | 51380.589 | 6034 | 21722.2262 | Distributed from 923 Generation And Fuel | 1925
11527 | 2022 | MI | Hoist | 7115 | 2 |  | OP | HY | WAT | 1.4 | 0.463 | 5681.941 | 20454.824 | 2402.235 | 8647.9768 | Distributed from 923 Generation And Fuel | 1988
11528 | 2022 | MI | Hoist | 7115 | 3 |  | OP | HY | WAT | 2 | 0.463 | 8117.059 | 29221.1786 | 3431.765 | 12354.2552 | Distributed from 923 Generation And Fuel | 1988
11529 | 2022 | MI | Holland Energy Park | 59093 | 10 |  | OP | CT | NG | 53.1 | 0.669 | 311175 | 1120221.0382 | 129586 | 466505.868 | EIA-923 Generator File | 2017
11530 | 2022 | MI | Holland Energy Park | 59093 | 11 |  | OP | CT | NG | 53.1 | 0.518 | 241039 | 867733.4581 | 121574 | 437662.8987 | EIA-923 Generator File | 2017
11531 | 2022 | MI | Holland Energy Park | 59093 | 12 |  | OP | CA | NG | 43.2 | 0.689 | 260686 | 938462.0923 | 121788 | 438433.2925 | EIA-923 Generator File | 2017
11532 | 2022 | MI | Hydro Plant | 1856 | 1 |  | OP | HY | WAT | 0.4 | 0.003 | 10.909 | 39.2721 | 4.545 | 16.3619 | Distributed from 923 Generation And Fuel | 1911
11533 | 2022 | MI | Hydro Plant | 1856 | 2 |  | OP | HY | WAT | 0.4 | 0.003 | 10.909 | 39.2721 | 4.545 | 16.3619 | Distributed from 923 Generation And Fuel | 1911
11534 | 2022 | MI | Hydro Plant | 1856 | 3 |  | OP | HY | WAT | 0.7 | 0.003 | 19.091 | 68.7271 | 7.955 | 28.6378 | Distributed from 923 Generation And Fuel | 1983
11535 | 2022 | MI | Hydro Plant | 1856 | 4 |  | OP | HY | WAT | 0.7 | 0.003 | 19.091 | 68.7271 | 7.955 | 28.6378 | Distributed from 923 Generation And Fuel | 1983
11536 | 2022 | MI | IKEA Canton Rooftop PV System | 62677 | 26A |  | OP | PV | SUN | 0.8 | 0 | 0 | 0 | 0 | 0 | Distributed from 923 Generation And Fuel | 2015
11537 | 2022 | MI | IKEA Canton Rooftop PV System | 62677 | 26B |  | OP | PV | SUN | 0.2 | 0 | 0 | 0 | 0 | 0 | Distributed from 923 Generation And Fuel | 2016
11538 | 2022 | MI | Indeck Niles Energy Center | 55460 | CT1 |  | OP | CT | NG | 386.8 | 0.307 | 1039365 | 3741684.0665 | 742012 | 2671221.8302 | EIA-923 Generator File | 2022
11539 | 2022 | MI | Indeck Niles Energy Center | 55460 | CT2 |  | OP | CT | NG | 386.8 | 0.303 | 1028344 | 3702008.7839 | 755990 | 2721542.2277 | EIA-923 Generator File | 2022
11540 | 2022 | MI | Indeck Niles Energy Center | 55460 | ST1 | 2 | OP | CA | NG | 400.8 | 0.287 | 1009377 | 3633728.1302 | 747772 | 2691957.6643 | EIA-923 Generator File | 2022
11541 | 2022 | MI | Interchange Solar, LLC | 64470 | FACIC |  | OP | PV | SUN | 2 | 0.221 | 3878 | 13960.6883 | 2321 | 8355.5332 | Distributed from 923 Generation And Fuel | 2020
11542 | 2022 | MI | Isabella Wind Park | 63601 | 1 |  | OP | WT | WND | 383.5 | 0.232 | 779865 | 2807491.5401 | 253633 | 913071.4954 | Distributed from 923 Generation And Fuel | 2021
11543 | 2022 | MI | J H Campbell | 1710 | 1 | 1 | OP | ST | SUB | 265.2 | 0.585 | 1358992 | 4892332.0613 | 755977 | 2721495.428 | EIA-923 Generator File | 1962 | 2025
11544 | 2022 | MI | J H Campbell | 1710 | 2 | 1 | OP | ST | SUB | 378.8 | 0.455 | 1509974 | 5435862.9131 | 827012 | 2977219.3822 | EIA-923 Generator File | 1967 | 2025
11545 | 2022 | MI | J H Campbell | 1710 | 3 | 1 | OP | ST | SUB | 916.8 | 0.599 | 4808088 | 17308978.3282 | 2606424 | 9383051.3356 | EIA-923 Generator File | 1980 | 2025
11546 | 2022 | MI | Jack Francis Solar, LLC | 64460 | FACJF |  | OP | PV | SUN | 2 | 0.227 | 3981 | 14331.4853 | 2383 | 8578.7314 | Distributed from 923 Generation And Fuel | 2020
11547 | 2022 | MI | Jackson Generating Station | 55270 | 7EA |  | OP | CT | NG | 79 | 0.69 | 477634 | 1719468.6443 | 233823 | 841756.066 | EIA-923 Generator File | 2002
11548 | 2022 | MI | Jackson Generating Station | 55270 | LM1 |  | OP | CT | NG | 60 | 0.379 | 199341 | 717621.859 | 102042 | 367348.2612 | EIA-923 Generator File | 2002
11549 | 2022 | MI | Jackson Generating Station | 55270 | LM2 |  | OP | CT | NG | 60 | 0.377 | 198085 | 713100.2952 | 101768 | 366361.8691 | EIA-923 Generator File | 2002
11550 | 2022 | MI | Jackson Generating Station | 55270 | LM3 |  | OP | CT | NG | 60 | 0.369 | 193996 | 698380.013 | 99159 | 356969.5442 | EIA-923 Generator File | 2002
11551 | 2022 | MI | Jackson Generating Station | 55270 | LM4 |  | OP | CT | NG | 60 | 0.39 | 205073 | 738256.8939 | 100212 | 360760.3139 | EIA-923 Generator File | 2002
11552 | 2022 | MI | Jackson Generating Station | 55270 | LM5 |  | OP | CT | NG | 60 | 0.376 | 197563 | 711221.1102 | 96710 | 348153.2148 | EIA-923 Generator File | 2002
11553 | 2022 | MI | Jackson Generating Station | 55270 | LM6 |  | OP | CT | NG | 60 | 0.387 | 203474 | 732500.54 | 100361 | 361296.7096 | EIA-923 Generator File | 2002
11554 | 2022 | MI | Jackson Generating Station | 55270 | ST1 | 7 | OP | CA | NG | 105 | 0.284 | 261606 | 941774.0658 | 137467 | 494877.241 | EIA-923 Generator File | 2002
11555 | 2022 | MI | Jackson Generating Station | 55270 | ST2 | 7 | OP | CA | NG | 105 | 0.291 | 267849 | 964248.686 | 138761 | 499535.6037 | EIA-923 Generator File | 2002
11556 | 2022 | MI | James R Smith | 1842 | 1 |  | OP | HY | WAT | 1.6 | 0.567 | 7945 | 28601.7712 | 3359 | 12092.3033 | Distributed from 923 Generation And Fuel | 1919
11557 | 2022 | MI | James R Smith | 1842 | 2 |  | OP | HY | WAT | 1.6 | 0.567 | 7945 | 28601.7712 | 3359 | 12092.3033 | Distributed from 923 Generation And Fuel | 1922
11558 | 2022 | MI | John H Warden | 1772 | 1 | 1 | OP | ST | WDS | 22 | 0.489 | 94207 | 339142.4869 | 47532 | 171113.8311 | EIA-923 Generator File | 1959
11559 | 2022 | MI | Kalamazoo River Generating Station | 55101 | 0001 |  | OP | GT | NG | 77.4 | 0.158 | 106888 | 384793.7217 | 66052 | 237785.2977 | Distributed from 923 Generation And Fuel | 1999
11560 | 2022 | MI | Kalkaska CT #1 | 7984 | 001 |  | OP | GT | NG | 60.5 | 0.082 | 43487 | 156551.9476 | 22775 | 81989.3441 | Distributed from 923 Generation And Fuel | 2002
11561 | 2022 | MI | Kent County Waste to Energy Facility | 50860 | GEN1 | 2 | OP | ST | MSW | 18 | 0.613 | 96624 | 347843.6173 | 40800 | 146878.825 | EIA-923 Generator File | 1989
11562 | 2022 | MI | Kingsford | 1778 | 1 |  | OP | HY | WAT | 2.4 | 0.472 | 9920.667 | 35714.1155 | 4194.333 | 15099.478 | Distributed from 923 Generation And Fuel | 1924
11563 | 2022 | MI | Kingsford | 1778 | 2 |  | OP | HY | WAT | 2.4 | 0.472 | 9920.667 | 35714.1155 | 4194.333 | 15099.478 | Distributed from 923 Generation And Fuel | 1924
11564 | 2022 | MI | Kingsford | 1778 | 3 |  | OP | HY | WAT | 2.4 | 0.472 | 9920.667 | 35714.1155 | 4194.333 | 15099.478 | Distributed from 923 Generation And Fuel | 1924
11565 | 2022 | MI | Kleber | 1871 | K1 |  | OP | HY | WAT | 0.6 | 0.397 | 2087 | 7513.1399 | 882.333 | 3176.3734 | Distributed from 923 Generation And Fuel | 1949
11566 | 2022 | MI | Kleber | 1871 | K2 |  | OP | HY | WAT | 0.6 | 0.397 | 2087 | 7513.1399 | 882.333 | 3176.3734 | Distributed from 923 Generation And Fuel | 1949
11567 | 2022 | MI | Kleber | 1871 | T1 |  | OP | HY | WAT | 0.3 | 0.397 | 1043.5 | 3756.5699 | 441.167 | 1588.1885 | Distributed from 923 Generation And Fuel | 1925
11568 | 2022 | MI | Kleber | 1871 | T2 |  | OP | HY | WAT | 0.3 | 0.397 | 1043.5 | 3756.5699 | 441.167 | 1588.1885 | Distributed from 923 Generation And Fuel | 1925
11569 | 2022 | MI | Lake Winds Energy Park | 57984 | LWEP |  | OP | WT | WND | 100.8 | 0.304 | 268450 | 966412.2687 | 80917 | 291298.8696 | Distributed from 923 Generation And Fuel | 2012
11570 | 2022 | MI | Lansing BWL REO Town Plant | 58427 | CTG1 |  | OP | CT | NG | 42 | 0.768 | 282545 | 1017153.8628 | 97555 | 351195.1904 | EIA-923 Generator File | 2013
11571 | 2022 | MI | Lansing BWL REO Town Plant | 58427 | CTG2 |  | OP | CT | NG | 42 | 0.757 | 278473 | 1002494.78 | 96054 | 345791.6337 | EIA-923 Generator File | 2013
11572 | 2022 | MI | Lansing BWL REO Town Plant | 58427 | ST | 2 | OP | CA | NG | 14 | 0.635 | 77897 | 280426.9566 | 35781 | 128810.5695 | EIA-923 Generator File | 2013
11573 | 2022 | MI | Lennon Generating | 59436 | 10 |  | OP | IC | LFG | 1.6 | 0.364 | 5095 | 18341.8533 | 1989 | 7160.3427 | Distributed from 923 Generation And Fuel | 2012
11574 | 2022 | MI | Lennon Generating | 59436 | 3 |  | OP | IC | LFG | 0.8 | 0.364 | 2547.5 | 9170.9266 | 994.5 | 3580.1714 | Distributed from 923 Generation And Fuel | 2001
11575 | 2022 | MI | Lennon Generating | 59436 | 4 |  | OP | IC | LFG | 0.8 | 0.364 | 2547.5 | 9170.9266 | 994.5 | 3580.1714 | Distributed from 923 Generation And Fuel | 2006
11576 | 2022 | MI | Lennon Generating | 59436 | 5 |  | OP | IC | LFG | 0.8 | 0.364 | 2547.5 | 9170.9266 | 994.5 | 3580.1714 | Distributed from 923 Generation And Fuel | 2007
11577 | 2022 | MI | Lennon Generating | 59436 | 6 |  | OP | IC | LFG | 0.8 | 0.364 | 2547.5 | 9170.9266 | 994.5 | 3580.1714 | Distributed from 923 Generation And Fuel | 2007
11578 | 2022 | MI | Lennon Generating | 59436 | 7 |  | OP | IC | LFG | 1.6 | 0.364 | 5095 | 18341.8533 | 1989 | 7160.3427 | Distributed from 923 Generation And Fuel | 2014
11579 | 2022 | MI | Lennon Generating | 59436 | 8 |  | OP | IC | LFG | 1.6 | 0.364 | 5095 | 18341.8533 | 1989 | 7160.3427 | Distributed from 923 Generation And Fuel | 2014
11580 | 2022 | MI | Lennon Generating | 59436 | 9 |  | OP | IC | LFG | 1.6 | 0.364 | 5095 | 18341.8533 | 1989 | 7160.3427 | Distributed from 923 Generation And Fuel | 2012
11581 | 2022 | MI | Letts Creek Solar, LLC | 64568 | LETTS |  | OP | PV | SUN | 15 | 0 | 0 | 0 | 0 | 0 | Distributed from 923 Generation And Fuel | 2022
11582 | 2022 | MI | Livingston Generating Station | 55102 | 001 |  | OP | GT | NG | 42.9 | 0.008 | 2926.33 | 10534.7037 | 2141.721 | 7710.1339 | Distributed from 923 Generation And Fuel | 1999
11583 | 2022 | MI | Livingston Generating Station | 55102 | 002 |  | OP | GT | NG | 42.4 | 0.008 | 2892.223 | 10411.9195 | 2116.76 | 7620.275 | Distributed from 923 Generation And Fuel | 1999
11584 | 2022 | MI | Livingston Generating Station | 55102 | 003 |  | OP | GT | NG | 42.4 | 0.008 | 2892.223 | 10411.9195 | 2116.76 | 7620.275 | Distributed from 923 Generation And Fuel | 1999
11585 | 2022 | MI | Livingston Generating Station | 55102 | 004 |  | OP | GT | NG | 42.4 | 0.008 | 2892.223 | 10411.9195 | 2116.76 | 7620.275 | Distributed from 923 Generation And Fuel | 1999
11586 | 2022 | MI | Lorin Industries | 60102 | 1 |  | OP | IC | NG | 0.8 | 0.194 | 1362.5 | 4904.9608 | 646.5 | 2327.3814 | Distributed from 923 Generation And Fuel | 1990
11587 | 2022 | MI | Lorin Industries | 60102 | 2 |  | OP | IC | NG | 0.8 | 0.194 | 1362.5 | 4904.9608 | 646.5 | 2327.3814 | Distributed from 923 Generation And Fuel | 1990
11588 | 2022 | MI | Lorin Industries | 60102 | 3 |  | OP | IC | NG | 0.8 | 0.194 | 1362.5 | 4904.9608 | 646.5 | 2327.3814 | Distributed from 923 Generation And Fuel | 1990
11589 | 2022 | MI | Lorin Industries | 60102 | 4 |  | OP | IC | NG | 0.8 | 0.194 | 1362.5 | 4904.9608 | 646.5 | 2327.3814 | Distributed from 923 Generation And Fuel | 1990
11590 | 2022 | MI | Loud | 1712 | 1 |  | OP | HY | WAT | 2 | 0.515 | 9029 | 32504.14 | 3817.5 | 13742.8901 | Distributed from 923 Generation And Fuel | 1913
11591 | 2022 | MI | Loud | 1712 | 2 |  | OP | HY | WAT | 2 | 0.515 | 9029 | 32504.14 | 3817.5 | 13742.8901 | Distributed from 923 Generation And Fuel | 1913
11592 | 2022 | MI | Ludington | 1713 | 1 |  | OP | PS | WAT | 329.8 | -0.05 | -144688.5 | -520874.433 | -76340.333 | -274823.0002 | Distributed from 923 Generation And Fuel | 1973
11593 | 2022 | MI | Ludington | 1713 | 2 |  | OP | PS | WAT | 329.8 | -0.05 | -144688.5 | -520874.433 | -76340.333 | -274823.0002 | Distributed from 923 Generation And Fuel | 1973
11594 | 2022 | MI | Ludington | 1713 | 3 |  | OP | PS | WAT | 329.8 | -0.05 | -144688.5 | -520874.433 | -76340.333 | -274823.0002 | Distributed from 923 Generation And Fuel | 1973
11595 | 2022 | MI | Ludington | 1713 | 4 |  | OP | PS | WAT | 329.8 | -0.05 | -144688.5 | -520874.433 | -76340.333 | -274823.0002 | Distributed from 923 Generation And Fuel | 1973
11596 | 2022 | MI | Ludington | 1713 | 5 |  | OP | PS | WAT | 329.8 | -0.05 | -144688.5 | -520874.433 | -76340.333 | -274823.0002 | Distributed from 923 Generation And Fuel | 1973
11597 | 2022 | MI | Ludington | 1713 | 6 |  | OP | PS | WAT | 329.8 | -0.05 | -144688.5 | -520874.433 | -76340.333 | -274823.0002 | Distributed from 923 Generation And Fuel | 1973
11598 | 2022 | MI | Lyons Road | 65347 | LYON1 |  | OP | PV | SUN | 20 | 0.21 | 36743 | 132273.7418 | 21991 | 79166.9667 | Distributed from 923 Generation And Fuel | 2022
11599 | 2022 | MI | M72 West Solar | 63660 | M72W |  | OP | PV | SUN | 1.8 | 0.142 | 2233 | 8038.7357 | 1336 | 4809.5615 | Distributed from 923 Generation And Fuel | 2019
11600 | 2022 | MI | Macbeth Solar | 65346 | MCB20 |  | OP | PV | SUN | 20 | 0.183 | 32004 | 115213.4783 | 25505 | 91817.2655 | Distributed from 923 Generation And Fuel | 2022
11601 | 2022 | MI | Main Street (MI) | 1853 | 1 |  | SB | IC | DFO | 1 | 0 | 4 | 14.3999 | 1.333 | 4.7988 | Distributed from 923 Generation And Fuel | 1961
11602 | 2022 | MI | Main Street (MI) | 1853 | 2 |  | SB | IC | DFO | 0.9 | 0 | 3.6 | 12.9599 | 1.2 | 4.32 | Distributed from 923 Generation And Fuel | 1947
11603 | 2022 | MI | Main Street (MI) | 1853 | 3 |  | SB | IC | DFO | 1.1 | 0 | 4.4 | 15.8399 | 1.467 | 5.2812 | Distributed from 923 Generation And Fuel | 1966
11604 | 2022 | MI | Main Street (MI) | 1853 | 4 |  | SB | IC | DFO | 1.3 | 0 | 5.2 | 18.7199 | 1.733 | 6.2388 | Distributed from 923 Generation And Fuel | 1966
11605 | 2022 | MI | Main Street (MI) | 1853 | 5 |  | SB | IC | DFO | 1.1 | 0 | 4.4 | 15.8399 | 1.467 | 5.2812 | Distributed from 923 Generation And Fuel | 1979
11606 | 2022 | MI | Main Street (MI) | 1853 | 6 |  | SB | IC | DFO | 0.6 | 0 | 2.4 | 8.6399 | 0.8 | 2.88 | Distributed from 923 Generation And Fuel | 1967
11607 | 2022 | MI | Manistique | 1750 | 1 |  | OP | IC | DFO | 2 | 0.031 | 551.25 | 1984.4841 | 178.333 | 641.9937 | Distributed from 923 Generation And Fuel | 1960
11608 | 2022 | MI | Manistique | 1750 | 2 |  | OP | IC | DFO | 2.8 | 0.031 | 771.75 | 2778.2778 | 249.667 | 898.794 | Distributed from 923 Generation And Fuel | 1972
11609 | 2022 | MI | Marquette Energy Center | 60559 | MEC1 |  | OP | IC | NG | 17.1 | 0.335 | 50183.667 | 180659.7559 | 23742.333 | 85471.715 | Distributed from 923 Generation And Fuel | 2017
11610 | 2022 | MI | Marquette Energy Center | 60559 | MEC2 |  | OP | IC | NG | 17.1 | 0.335 | 50183.667 | 180659.7559 | 23742.333 | 85471.715 | Distributed from 923 Generation And Fuel | 2017
11611 | 2022 | MI | Marquette Energy Center | 60559 | MEC3 |  | OP | IC | NG | 17.1 | 0.335 | 50183.667 | 180659.7559 | 23742.333 | 85471.715 | Distributed from 923 Generation And Fuel | 2017
11612 | 2022 | MI | Marshall (MI) | 1844 | 1 |  | OP | HY | WAT | 0.2 | 0.343 | 600.667 | 2162.3839 | 254 | 914.3927 | Distributed from 923 Generation And Fuel | 1928
11613 | 2022 | MI | Marshall (MI) | 1844 | 3 |  | OP | HY | WAT | 0.1 | 0.343 | 300.333 | 1081.1902 | 127 | 457.1963 | Distributed from 923 Generation And Fuel | 1929
11614 | 2022 | MI | Marshall (MI) | 1844 | IC3 |  | OP | IC | NG | 2.1 | -0.004 | -75.158 | -270.5666 | -34.042 | -122.5502 | Distributed from 923 Generation And Fuel | 1973
11615 | 2022 | MI | Marshall (MI) | 1844 | IC5 |  | OP | IC | NG | 1.7 | -0.004 | -60.842 | -219.0294 | -27.558 | -99.208 | Distributed from 923 Generation And Fuel | 1948
11616 | 2022 | MI | Marshall (MI) | 1844 | IC6 |  | OP | IC | NG | 5.7 | -0.004 | -204 | -734.3941 | -92.4 | -332.6373 | Distributed from 923 Generation And Fuel | 1978
11617 | 2022 | MI | May Shannon Solar, LLC | 64461 | FACMS |  | OP | PV | SUN | 2 | 0.221 | 3877 | 13957.0883 | 2320 | 8351.9332 | Distributed from 923 Generation And Fuel | 2020
11618 | 2022 | MI | McClure Dam | 7116 | 1 |  | OP | HY | WAT | 4 | 0.567 | 19868 | 71524.2278 | 8400 | 30239.7581 | Distributed from 923 Generation And Fuel | 1988
11619 | 2022 | MI | McClure Dam | 7116 | 2 |  | OP | HY | WAT | 4 | 0.567 | 19868 | 71524.2278 | 8400 | 30239.7581 | Distributed from 923 Generation And Fuel | 1988
11620 | 2022 | MI | McKinley Wind Park | 57853 | 1 |  | OP | WT | WND | 14.4 | 0.421 | 53128 | 191259.2699 | 16367 | 58920.7286 | Distributed from 923 Generation And Fuel | 2012
11621 | 2022 | MI | Menominee Mill Marinette | 50409 | 4 |  | OP | HY | WAT | 0.4 | 0.616 | 2159.333 | 7773.5366 | 777.333 | 2798.3764 | Distributed from 923 Generation And Fuel | 1924
11622 | 2022 | MI | Menominee Mill Marinette | 50409 | 5 |  | OP | HY | WAT | 0.4 | 0.616 | 2159.333 | 7773.5366 | 777.333 | 2798.3764 | Distributed from 923 Generation And Fuel | 1924
11623 | 2022 | MI | Menominee Mill Marinette | 50409 | 8 |  | OP | HY | WAT | 0.5 | 0.616 | 2699.167 | 9716.9235 | 971.667 | 3497.9732 | Distributed from 923 Generation And Fuel | 1978
11624 | 2022 | MI | Menominee Mill Marinette | 50409 | 9 |  | OP | HY | WAT | 0.5 | 0.616 | 2699.167 | 9716.9235 | 971.667 | 3497.9732 | Distributed from 923 Generation And Fuel | 1978
11625 | 2022 | MI | Michigamme Falls | 1780 | 1 |  | OP | HY | WAT | 4.8 | 0.417 | 17549 | 63175.8946 | 7419.5 | 26709.9863 | Distributed from 923 Generation And Fuel | 1953
11626 | 2022 | MI | Michigamme Falls | 1780 | 2 |  | OP | HY | WAT | 4.8 | 0.417 | 17549 | 63175.8946 | 7419.5 | 26709.9863 | Distributed from 923 Generation And Fuel | 1953
11627 | 2022 | MI | Michigan Power LP | 54915 | G001 | 1 | OP | CA | NG | 58 | 0.688 | 349600 | 1258549.9316 | 165729 | 596619.627 | EIA-923 Generator File | 1995
11628 | 2022 | MI | Michigan Power LP | 54915 | G101 |  | OP | CT | NG | 80.1 | 1.033 | 724600 | 2608539.1317 | 287063 | 1033418.5327 | EIA-923 Generator File | 1995
11629 | 2022 | MI | Michigan Wind 1 | 56416 | 1 |  | OP | WT | WND | 69 | 0.283 | 170813 | 614921.8806 | 51487 | 185351.7172 | Distributed from 923 Generation And Fuel | 2008
11630 | 2022 | MI | Michigan Wind 2 | 56659 | 1 |  | OP | WT | WND | 90 | 0.444 | 350233 | 1260828.7134 | 105569 | 380045.3596 | Distributed from 923 Generation And Fuel | 2011
11631 | 2022 | MI | Midland Cogeneration Venture | 10745 | 1G12 |  | SB | IC | DFO | 5.2 | 0 | 0 | 0 | 0 | 0 | Distributed from 923 Generation And Fuel | 1990
11632 | 2022 | MI | Midland Cogeneration Venture | 10745 | BP15 | 12 | OP | CA | NG | 13.4 | 0.26 | 30490.01 | 109763.1579 | 12820.49 | 46153.3948 | EIA-923 Generator File | 1998
11633 | 2022 | MI | Midland Cogeneration Venture | 10745 | GT10 |  | OP | CT | NG | 87.1 | 0.632 | 482574.03 | 1737252.61 | 150925.21 | 543326.4094 | EIA-923 Generator File | 1990
11634 | 2022 | MI | Midland Cogeneration Venture | 10745 | GT11 |  | OP | CT | NG | 87.1 | 0.713 | 544177.76 | 1959024.2638 | 193907.85 | 698062.6755 | EIA-923 Generator File | 1990
11635 | 2022 | MI | Midland Cogeneration Venture | 10745 | GT12 |  | OP | CT | NG | 87.1 | 0.865 | 660133.5 | 2376461.5883 | 260203.47 | 936724.9982 | EIA-923 Generator File | 1990
11636 | 2022 | MI | Midland Cogeneration Venture | 10745 | GT13 |  | OP | CT | NG | 87.1 | 0.634 | 483883.53 | 1741966.7723 | 144009.11 | 518428.6486 | EIA-923 Generator File | 1990
11637 | 2022 | MI | Midland Cogeneration Venture | 10745 | GT14 |  | OP | CT | NG | 87.1 | 0.62 | 473390.07 | 1704190.6185 | 140669.4 | 506405.7888 | EIA-923 Generator File | 1990
11638 | 2022 | MI | Midland Cogeneration Venture | 10745 | GT3 |  | OP | CT | NG | 87.1 | 0.577 | 440461.48 | 1585648.6428 | 128141.85 | 461306.9695 | EIA-923 Generator File | 1989
11639 | 2022 | MI | Midland Cogeneration Venture | 10745 | GT4 |  | OP | CT | NG | 87.1 | 0.568 | 433214.61 | 1559560.1195 | 153445.27 | 552398.5528 | EIA-923 Generator File | 1989
11640 | 2022 | MI | Midland Cogeneration Venture | 10745 | GT5 |  | OP | CT | NG | 87.1 | 0.621 | 473637.42 | 1705081.0714 | 175153.87 | 630548.8876 | EIA-923 Generator File | 1989
11641 | 2022 | MI | Midland Cogeneration Venture | 10745 | GT6 |  | OP | CT | NG | 87.1 | 0.624 | 476267.09 | 1714547.8076 | 165891.34 | 597204.0464 | EIA-923 Generator File | 1989
11642 | 2022 | MI | Midland Cogeneration Venture | 10745 | GT7 |  | OP | CT | NG | 87.1 | 0.553 | 422220.63 | 1519982.1081 | 130500.89 | 469799.4456 | EIA-923 Generator File | 1989
11643 | 2022 | MI | Midland Cogeneration Venture | 10745 | GT8 |  | OP | CT | NG | 87.1 | 0.788 | 600893.66 | 2163199.8704 | 201230.38 | 724423.5726 | EIA-923 Generator File | 1989
11644 | 2022 | MI | Midland Cogeneration Venture | 10745 | GT9 |  | OP | CT | NG | 87.1 | 0.513 | 391241.74 | 1408458.9963 | 151651.74 | 545941.8965 | EIA-923 Generator File | 1990
11645 | 2022 | MI | Midland Cogeneration Venture | 10745 | ST1 | 12 | OP | CA | NG | 410 | 0.417 | 1499019.6 | 5396427.3886 | 566889.34 | 2040785.2977 | EIA-923 Generator File | 1990
11646 | 2022 | MI | Midland Cogeneration Venture | 10745 | ST2 | 12 | SB | CA | NG | 380 | 0 | 380.24 | 1368.853 | 206.61 | 743.79 | EIA-923 Generator File | 1990
11647 | 2022 | MI | Minden Wind Park | 57852 | 1 |  | OP | WT | WND | 32 | 0.423 | 118631 | 427068.1835 | 36897 | 132828.1374 | Distributed from 923 Generation And Fuel | 2012
11648 | 2022 | MI | Mio | 1714 | 1 |  | OP | HY | WAT | 2.5 | 0.323 | 7074 | 25466.1963 | 2991 | 10767.5139 | Distributed from 923 Generation And Fuel | 1916
11649 | 2022 | MI | Mio | 1714 | 2 |  | OP | HY | WAT | 2.5 | 0.323 | 7074 | 25466.1963 | 2991 | 10767.5139 | Distributed from 923 Generation And Fuel | 1916
11650 | 2022 | MI | Monroe (MI) | 1733 | 1 | 1 | OP | ST | SUB | 817.2 | 0.634 | 4540193 | 16344564.0435 | 1873603 | 6744916.8407 | EIA-923 Generator File | 1971 | 2032
11651 | 2022 | MI | Monroe (MI) | 1733 | 2 | 1 | OP | ST | SUB | 822.6 | 0.419 | 3019232 | 10869148.2468 | 1787821 | 6436104.1112 | EIA-923 Generator File | 1973 | 2032
11652 | 2022 | MI | Monroe (MI) | 1733 | 3 | 1 | OP | ST | SUB | 822.6 | 0.537 | 3867326 | 13922262.2219 | 1845923 | 6645269.6378 | EIA-923 Generator File | 1973 | 2028
11653 | 2022 | MI | Monroe (MI) | 1733 | 4 | 1 | OP | ST | SUB | 817.2 | 0.548 | 3923050 | 14122867.0171 | 1988447 | 7158351.9332 | EIA-923 Generator File | 1974 | 2028
11654 | 2022 | MI | Monroe (MI) | 1733 | IC1 |  | OP | IC | DFO | 2.7 | -0.002 | -56.2 | -202.3184 | -2.6 | -9.3599 | Distributed from 923 Generation And Fuel | 1969
11655 | 2022 | MI | Monroe (MI) | 1733 | IC2 |  | OP | IC | DFO | 2.7 | -0.002 | -56.2 | -202.3184 | -2.6 | -9.3599 | Distributed from 923 Generation And Fuel | 1969
11656 | 2022 | MI | Monroe (MI) | 1733 | IC3 |  | OP | IC | DFO | 2.7 | -0.002 | -56.2 | -202.3184 | -2.6 | -9.3599 | Distributed from 923 Generation And Fuel | 1969
11657 | 2022 | MI | Monroe (MI) | 1733 | IC4 |  | OP | IC | DFO | 2.7 | -0.002 | -56.2 | -202.3184 | -2.6 | -9.3599 | Distributed from 923 Generation And Fuel | 1969
11658 | 2022 | MI | Monroe (MI) | 1733 | IC5 |  | OP | IC | DFO | 2.7 | -0.002 | -56.2 | -202.3184 | -2.6 | -9.3599 | Distributed from 923 Generation And Fuel | 1969
11659 | 2022 | MI | Mottville | 1761 | 1 |  | OP | HY | WAT | 0.4 | 0.482 | 1687.75 | 6075.8514 | 713.5 | 2568.5795 | Distributed from 923 Generation And Fuel | 1923
11660 | 2022 | MI | Mottville | 1761 | 2 |  | OP | HY | WAT | 0.4 | 0.482 | 1687.75 | 6075.8514 | 713.5 | 2568.5795 | Distributed from 923 Generation And Fuel | 1923
11661 | 2022 | MI | Mottville | 1761 | 3 |  | OP | HY | WAT | 0.4 | 0.482 | 1687.75 | 6075.8514 | 713.5 | 2568.5795 | Distributed from 923 Generation And Fuel | 1923
11662 | 2022 | MI | Mottville | 1761 | 4 |  | OP | HY | WAT | 0.4 | 0.482 | 1687.75 | 6075.8514 | 713.5 | 2568.5795 | Distributed from 923 Generation And Fuel | 1923
11663 | 2022 | MI | MSC Croswell | 57950 | 1 |  | OP | ST | NG | 1.3 | 0.02 | 225 | 809.9935 | 0 | 0 | EIA-923 Generator File | 1948
11664 | 2022 | MI | MSC Sebewaing | 57949 | 1 |  | OP | ST | BIT | 1.5 | 0.048 | 632 | 2275.1818 | 0 | 0 | EIA-923 Generator File | 1990
11665 | 2022 | MI | MSC Sebewaing | 57949 | 2 |  | OS | ST | BIT | 1 | 0 | 0 | 0 | 0 | 0 | EIA-923 Generator File | 1979
11666 | 2022 | MI | Municipal Power Plant | 56504 | 1 |  | SB | IC | NG | 1 | 0.009 | 81.5 | 293.3977 | 38.5 | 138.5989 | Distributed from 923 Generation And Fuel | 2002
11667 | 2022 | MI | Municipal Power Plant | 56504 | 2 |  | SB | IC | NG | 1 | 0.009 | 81.5 | 293.3977 | 38.5 | 138.5989 | Distributed from 923 Generation And Fuel | 2002
11668 | 2022 | MI | National Energy of Lincoln | 50772 | GEN1 | 1 | OP | ST | WDS | 20 | 0.769 | 134800 | 485276.1178 | 58987 | 212351.5012 | EIA-923 Generator File | 1989
11669 | 2022 | MI | National Energy of McBain | 50770 | GEN1 | 1 | OP | ST | WDS | 20 | 0.754 | 132119 | 475624.595 | 53121 | 191234.0701 | EIA-923 Generator File | 1988
11670 | 2022 | MI | Neenah Paper Munising Mill | 54867 | M387 |  | SB | ST | BIT | 6.2 | 0 | 0 | 0 | 0 | 0 | EIA-923 Generator File | 1930
11671 | 2022 | MI | New Covert Generating Facility | 55297 | 1 |  | OP | CT | NG | 245 | 0.744 | 1597699 | 5751670.3866 | 674140 | 2426884.5849 | EIA-923 Generator File | 2004
11672 | 2022 | MI | New Covert Generating Facility | 55297 | 1A | 1 | OP | CA | NG | 147 | 0.655 | 844044 | 3038534.0917 | 374888 | 1349586.0033 | EIA-923 Generator File | 2004
11673 | 2022 | MI | New Covert Generating Facility | 55297 | 2 |  | OP | CT | NG | 245 | 0.679 | 1456713 | 5244124.847 | 727065 | 2617413.0607 | EIA-923 Generator File | 2004
11674 | 2022 | MI | New Covert Generating Facility | 55297 | 2A | 1 | OP | CA | NG | 147 | 0.562 | 723547 | 2604748.362 | 369849 | 1331445.7484 | EIA-923 Generator File | 2004
11675 | 2022 | MI | New Covert Generating Facility | 55297 | 3 |  | OP | CT | NG | 245 | 0.66 | 1416018 | 5097624.019 | 654455 | 2356019.1518 | EIA-923 Generator File | 2004
11676 | 2022 | MI | New Covert Generating Facility | 55297 | 3A | 1 | OP | CA | NG | 147 | 0.594 | 765526 | 2755871.553 | 368134 | 1325271.7978 | EIA-923 Generator File | 2004
11677 | 2022 | MI | Newberry | 1846 | 1 |  | OS | IC | DFO | 3 | 0 | 0 | 0 | 0 | 0 | Distributed from 923 Generation And Fuel | 1974
11678 | 2022 | MI | Newberry | 1846 | 2 |  | OS | IC | DFO | 0.7 | 0 | 0 | 0 | 0 | 0 | Distributed from 923 Generation And Fuel | 1948
11679 | 2022 | MI | Newberry | 1846 | 4 |  | OS | IC | DFO | 1.8 | 0 | 0 | 0 | 0 | 0 | Distributed from 923 Generation And Fuel | 1988
11680 | 2022 | MI | Ninth Street Hydropower Project | 54342 | 1 |  | OP | HY | WAT | 0.4 | 0.54 | 1892.667 | 6813.5467 | 800.333 | 2881.1758 | Distributed from 923 Generation And Fuel | 1990
11681 | 2022 | MI | Ninth Street Hydropower Project | 54342 | 2 |  | OP | HY | WAT | 0.4 | 0.54 | 1892.667 | 6813.5467 | 800.333 | 2881.1758 | Distributed from 923 Generation And Fuel | 1990
11682 | 2022 | MI | Ninth Street Hydropower Project | 54342 | 3 |  | OP | HY | WAT | 0.4 | 0.54 | 1892.667 | 6813.5467 | 800.333 | 2881.1758 | Distributed from 923 Generation And Fuel | 1990
11683 | 2022 | MI | Northeast (MI) | 1734 | 1 |  | OP | GT | NG | 16 | 0.007 | 1027.92 | 3700.4824 | 470.632 | 1694.2616 | Distributed from 923 Generation And Fuel | 1967
11684 | 2022 | MI | Northeast (MI) | 1734 | 2 |  | OP | GT | NG | 16 | 0.007 | 1027.92 | 3700.4824 | 470.632 | 1694.2616 | Distributed from 923 Generation And Fuel | 1966
11685 | 2022 | MI | Northeast (MI) | 1734 | 3 |  | OP | GT | NG | 16 | 0.007 | 1027.92 | 3700.4824 | 470.632 | 1694.2616 | Distributed from 923 Generation And Fuel | 1966
11686 | 2022 | MI | Northeast (MI) | 1734 | 4 |  | OP | GT | NG | 16 | 0.007 | 1027.92 | 3700.4824 | 470.632 | 1694.2616 | Distributed from 923 Generation And Fuel | 1966
11687 | 2022 | MI | Northeast (MI) | 1734 | 5 |  | OP | GT | NG | 23.4 | 0.007 | 1503.333 | 5411.9555 | 688.299 | 2477.8566 | Distributed from 923 Generation And Fuel | 1971
11688 | 2022 | MI | Northeast (MI) | 1734 | 6 |  | OP | GT | DFO | 21.2 | 0.007 | 1361.994 | 4903.1392 | 623.587 | 2244.8952 | Distributed from 923 Generation And Fuel | 1971
11689 | 2022 | MI | Northeast (MI) | 1734 | 7 |  | OP | GT | DFO | 21.2 | 0.007 | 1361.994 | 4903.1392 | 623.587 | 2244.8952 | Distributed from 923 Generation And Fuel | 1971
11690 | 2022 | MI | Norway (MI) | 1848 | 1 |  | OP | HY | WAT | 2.7 | 0.534 | 12630.857 | 45470.7214 | 5340 | 19223.8462 | Distributed from 923 Generation And Fuel | 1905
11691 | 2022 | MI | Norway (MI) | 1848 | 2 |  | OP | HY | WAT | 1.2 | 0.534 | 5613.714 | 20209.2087 | 2373.333 | 8543.9304 | Distributed from 923 Generation And Fuel | 1905
11692 | 2022 | MI | Norway (MI) | 1848 | 3 |  | OP | HY | WAT | 1.2 | 0.534 | 5613.714 | 20209.2087 | 2373.333 | 8543.9304 | Distributed from 923 Generation And Fuel | 1988
11693 | 2022 | MI | Norway (MI) | 1848 | 4 |  | OP | HY | WAT | 1.2 | 0.534 | 5613.714 | 20209.2087 | 2373.333 | 8543.9304 | Distributed from 923 Generation And Fuel | 1986
11694 | 2022 | MI | Norway Point Hydropower Project | 54340 | 1 |  | OP | HY | WAT | 2.8 | 0.371 | 9096.5 | 32747.138 | 3845.8 | 13844.7692 | Distributed from 923 Generation And Fuel | 1990
11695 | 2022 | MI | Norway Point Hydropower Project | 54340 | 2 |  | OP | HY | WAT | 1.2 | 0.371 | 3898.5 | 14034.4877 | 1648.2 | 5933.4725 | Distributed from 923 Generation And Fuel | 1990
11696 | 2022 | MI | Oliver | 1735 | 1 |  | OP | IC | DFO | 2.7 | -0.003 | -72 | -259.1979 | -23.2 | -83.5193 | Distributed from 923 Generation And Fuel | 1970
11697 | 2022 | MI | Oliver | 1735 | 2 |  | OP | IC | DFO | 2.7 | -0.003 | -72 | -259.1979 | -23.2 | -83.5193 | Distributed from 923 Generation And Fuel | 1970
11698 | 2022 | MI | Oliver | 1735 | 3 |  | OP | IC | DFO | 2.7 | -0.003 | -72 | -259.1979 | -23.2 | -83.5193 | Distributed from 923 Generation And Fuel | 1970
11699 | 2022 | MI | Oliver | 1735 | 4 |  | OP | IC | DFO | 2.7 | -0.003 | -72 | -259.1979 | -23.2 | -83.5193 | Distributed from 923 Generation And Fuel | 1970
11700 | 2022 | MI | Oliver | 1735 | 5 |  | OP | IC | DFO | 2.7 | -0.003 | -72 | -259.1979 | -23.2 | -83.5193 | Distributed from 923 Generation And Fuel | 1970
11701 | 2022 | MI | O'Shea Solar Farm | 60348 | 1 |  | OP | PV | SUN | 2 | 0.116 | 2039 | 7340.3413 | 1220 | 4391.9649 | Distributed from 923 Generation And Fuel | 2017
11702 | 2022 | MI | Otsego Mill Power Plant | 55799 | NRTH |  | OP | GT | NG | 10.6 | 0.816 | 75780.5 | 272807.6175 | 35955.5 | 129438.7645 | Distributed from 923 Generation And Fuel | 1995
11703 | 2022 | MI | Otsego Mill Power Plant | 55799 | SOTH |  | OP | GT | NG | 10.6 | 0.816 | 75780.5 | 272807.6175 | 35955.5 | 129438.7645 | Distributed from 923 Generation And Fuel | 1995
11704 | 2022 | MI | Palisades | 1715 | 1 | 1 | RE | ST | NUC | 811.8 | 0.384 | 2730230 | 9828749.37 | 377697 | 1359698.3224 | Distributed from 923 Generation And Fuel | 1972 | 2022
11705 | 2022 | MI | Parkview Battery | 61909 | PKVWB |  | OP | BA | MWH | 1.1 | -0.004 | -38 | -136.7989 | -16 | -57.5995 | Distributed from 923 Generation And Fuel | 2018
11706 | 2022 | MI | PCA, Filer City Mill | 58066 | TG2 | 4 | OP | ST | NG | 8 | 0.538 | 37714.12 | 135769.7458 | 13625.152 | 49050.1548 | EIA-923 Generator File | 1950
11707 | 2022 | MI | PCA, Filer City Mill | 58066 | TG3 | 4 | OP | ST | NG | 11.5 | 0.503 | 50694.735 | 182499.586 | 17273.909 | 62185.5749 | EIA-923 Generator File | 1950
11708 | 2022 | MI | Peavy Falls | 1781 | 1 |  | OP | HY | WAT | 6 | 0.558 | 29322.5 | 105560.1555 | 12397 | 44628.843 | Distributed from 923 Generation And Fuel | 1943
11709 | 2022 | MI | Peavy Falls | 1781 | 2 |  | OP | HY | WAT | 6 | 0.558 | 29322.5 | 105560.1555 | 12397 | 44628.843 | Distributed from 923 Generation And Fuel | 1943
11710 | 2022 | MI | Pegasus Wind | 61916 | PWEC |  | OP | WT | WND | 48 | 0.263 | 110704.719 | 398533.8001 | 32908.045 | 118468.0143 | Distributed from 923 Generation And Fuel | 2019
11711 | 2022 | MI | Pegasus Wind | 61916 | PWEC2 |  | OP | WT | WND | 130 | 0.263 | 299825.281 | 1079362.3767 | 89125.955 | 320850.8712 | Distributed from 923 Generation And Fuel | 2020
11712 | 2022 | MI | Peoples Generating Station | 54890 | GEN1 |  | OP | IC | LFG | 3.2 | 0.88 | 24656 | 88760.8899 | 9625 | 34649.7228 | Distributed from 923 Generation And Fuel | 1995
11713 | 2022 | MI | Pheasant Run Wind LLC | 58580 | 1 |  | OP | WT | WND | 74.8 | 0.4 | 261977 | 943109.6551 | 79562 | 286420.9086 | Distributed from 923 Generation And Fuel | 2013
11714 | 2022 | MI | Pickford Solar | 64251 | PICK1 |  | OP | PV | SUN | 6.9 | 0.145 | 8777 | 31596.9472 | 5253 | 18910.6487 | Distributed from 923 Generation And Fuel | 2021
11715 | 2022 | MI | Pinconning White Feather | 56852 | 1 |  | OP | IC | LFG | 1.6 | 0.544 | 7621.5 | 27437.1805 | 2975.5 | 10711.7143 | Distributed from 923 Generation And Fuel | 2009
11716 | 2022 | MI | Pinconning White Feather | 56852 | 2 |  | OP | IC | LFG | 1.6 | 0.544 | 7621.5 | 27437.1805 | 2975.5 | 10711.7143 | Distributed from 923 Generation And Fuel | 2009
11717 | 2022 | MI | Pine River Wind Park | 61106 | 1 |  | OP | WT | WND | 161.3 | 0.297 | 419671 | 1510803.5136 | 125345 | 451238.3901 | Distributed from 923 Generation And Fuel | 2019
11718 | 2022 | MI | Pine Street | 7806 | 7 |  | OP | IC | NG | 4.4 | 0.451 | 17384 | 62581.8993 | 8248 | 29692.5625 | Distributed from 923 Generation And Fuel | 2020
11719 | 2022 | MI | Pine Street | 7806 | 8 |  | OP | IC | NG | 3.3 | 0.451 | 13038 | 46936.4245 | 6186 | 22269.4218 | Distributed from 923 Generation And Fuel | 2020
11720 | 2022 | MI | Pine Tree Acres | 54989 | GEN1 |  | OP | IC | LFG | 0.8 | 0.884 | 6195 | 22301.8216 | 2644.636 | 9520.6134 | Distributed from 923 Generation And Fuel | 1998
11721 | 2022 | MI | Pine Tree Acres | 54989 | GEN2 |  | OP | IC | LFG | 0.8 | 0.884 | 6195 | 22301.8216 | 2644.636 | 9520.6134 | Distributed from 923 Generation And Fuel | 1998
11722 | 2022 | MI | Pine Tree Acres | 54989 | GEN3 |  | OP | IC | LFG | 0.8 | 0.884 | 6195 | 22301.8216 | 2644.636 | 9520.6134 | Distributed from 923 Generation And Fuel | 1998
11723 | 2022 | MI | Pine Tree Acres | 54989 | GEN4 |  | OP | IC | LFG | 0.8 | 0.884 | 6195 | 22301.8216 | 2644.636 | 9520.6134 | Distributed from 923 Generation And Fuel | 1998
11724 | 2022 | MI | Pine Tree Acres | 54989 | GEN5 |  | OP | IC | LFG | 0.8 | 0.884 | 6195 | 22301.8216 | 2644.636 | 9520.6134 | Distributed from 923 Generation And Fuel | 1998
11725 | 2022 | MI | Pine Tree Acres | 54989 | GEN6 |  | OP | IC | LFG | 0.8 | 0.884 | 6195 | 22301.8216 | 2644.636 | 9520.6134 | Distributed from 923 Generation And Fuel | 2003
11726 | 2022 | MI | Pine Tree Acres | 54989 | GEN7 |  | OP | IC | LFG | 0.8 | 0.884 | 6195 | 22301.8216 | 2644.636 | 9520.6134 | Distributed from 923 Generation And Fuel | 2003
11727 | 2022 | MI | Pine Tree Acres | 54989 | GEN8 |  | OP | IC | LFG | 1.6 | 0.884 | 12390 | 44603.6432 | 5289.273 | 19041.2305 | Distributed from 923 Generation And Fuel | 2010
11728 | 2022 | MI | Pine Tree Acres | 54989 | GEN9 |  | OP | IC | LFG | 1.6 | 0.884 | 12390 | 44603.6432 | 5289.273 | 19041.2305 | Distributed from 923 Generation And Fuel | 2010
11729 | 2022 | MI | Pine Tree Acres WM LFGTE | 57443 | GEN1 |  | OP | IC | LFG | 1.6 | 0.529 | 7411 | 26679.3866 | 3064.625 | 11032.5617 | Distributed from 923 Generation And Fuel | 2012
11730 | 2022 | MI | Pine Tree Acres WM LFGTE | 57443 | GEN2 |  | OP | IC | LFG | 1.6 | 0.529 | 7411 | 26679.3866 | 3064.625 | 11032.5617 | Distributed from 923 Generation And Fuel | 2012
11731 | 2022 | MI | Pine Tree Acres WM LFGTE | 57443 | GEN3 |  | OP | IC | LFG | 1.6 | 0.529 | 7411 | 26679.3866 | 3064.625 | 11032.5617 | Distributed from 923 Generation And Fuel | 2012
11732 | 2022 | MI | Pine Tree Acres WM LFGTE | 57443 | GEN4 |  | OP | IC | LFG | 1.6 | 0.529 | 7411 | 26679.3866 | 3064.625 | 11032.5617 | Distributed from 923 Generation And Fuel | 2012
11733 | 2022 | MI | Pine Tree Acres WM LFGTE | 57443 | GEN5 |  | OP | IC | LFG | 1.6 | 0.529 | 7411 | 26679.3866 | 3064.625 | 11032.5617 | Distributed from 923 Generation And Fuel | 2012
11734 | 2022 | MI | Pine Tree Acres WM LFGTE | 57443 | GEN6 |  | OP | IC | LFG | 1.6 | 0.529 | 7411 | 26679.3866 | 3064.625 | 11032.5617 | Distributed from 923 Generation And Fuel | 2012
11735 | 2022 | MI | Pine Tree Acres WM LFGTE | 57443 | GEN7 |  | OP | IC | LFG | 1.6 | 0.529 | 7411 | 26679.3866 | 3064.625 | 11032.5617 | Distributed from 923 Generation And Fuel | 2012
11736 | 2022 | MI | Pine Tree Acres WM LFGTE | 57443 | GEN8 |  | OP | IC | LFG | 1.6 | 0.529 | 7411 | 26679.3866 | 3064.625 | 11032.5617 | Distributed from 923 Generation And Fuel | 2012
11737 | 2022 | MI | Placid 12 | 1737 | 1 |  | OP | IC | DFO | 2.7 | -0.001 | -32 | -115.1991 | -10.4 | -37.4397 | Distributed from 923 Generation And Fuel | 1970
11738 | 2022 | MI | Placid 12 | 1737 | 2 |  | OP | IC | DFO | 2.7 | -0.001 | -32 | -115.1991 | -10.4 | -37.4397 | Distributed from 923 Generation And Fuel | 1970
11739 | 2022 | MI | Placid 12 | 1737 | 3 |  | OP | IC | DFO | 2.7 | -0.001 | -32 | -115.1991 | -10.4 | -37.4397 | Distributed from 923 Generation And Fuel | 1970
11740 | 2022 | MI | Placid 12 | 1737 | 4 |  | OP | IC | DFO | 2.7 | -0.001 | -32 | -115.1991 | -10.4 | -37.4397 | Distributed from 923 Generation And Fuel | 1970
11741 | 2022 | MI | Placid 12 | 1737 | 5 |  | OP | IC | DFO | 2.7 | -0.001 | -32 | -115.1991 | -10.4 | -37.4397 | Distributed from 923 Generation And Fuel | 1970
11742 | 2022 | MI | Plant Four | 1840 | CT1 |  | SB | GT | DFO | 24 | 0 | 41 | 147.5988 | 13 | 46.7996 | Distributed from 923 Generation And Fuel | 1979
11743 | 2022 | MI | POET Biorefining Caro, LLC | 63831 | 1 |  | OP | ST | OTH | 3.8 | 0.458 | 15233.85 | 54841.4213 | 7228 | 26020.5918 | EIA-923 Generator File | 2018
11744 | 2022 | MI | Polaris Wind Park | 62290 | 1 |  | OP | WT | WND | 168.6 | 0.338 | 498939 | 1796166.0307 | 151483 | 545334.4373 | Distributed from 923 Generation And Fuel | 2020
11745 | 2022 | MI | Prickett | 1773 | 1 |  | OP | HY | WAT | 1.1 | 0.463 | 4458.5 | 16050.4716 | 1885 | 6785.9457 | Distributed from 923 Generation And Fuel | 1931
11746 | 2022 | MI | Prickett | 1773 | 2 |  | OP | HY | WAT | 1.1 | 0.463 | 4458.5 | 16050.4716 | 1885 | 6785.9457 | Distributed from 923 Generation And Fuel | 1931
11747 | 2022 | MI | Pullman Solar, LLC | 64581 | PULMN |  | OP | PV | SUN | 20 | 0 | 0 | 0 | 0 | 0 | Distributed from 923 Generation And Fuel | 2022
11748 | 2022 | MI | Putnam (MI) | 1739 | 1 |  | OP | IC | DFO | 2.7 | 0 | -7.6 | -27.3598 | -2.4 | -8.6399 | Distributed from 923 Generation And Fuel | 1971
11749 | 2022 | MI | Putnam (MI) | 1739 | 2 |  | OP | IC | DFO | 2.7 | 0 | -7.6 | -27.3598 | -2.4 | -8.6399 | Distributed from 923 Generation And Fuel | 1971
11750 | 2022 | MI | Putnam (MI) | 1739 | 3 |  | OP | IC | DFO | 2.7 | 0 | -7.6 | -27.3598 | -2.4 | -8.6399 | Distributed from 923 Generation And Fuel | 1971
11751 | 2022 | MI | Putnam (MI) | 1739 | 4 |  | OP | IC | DFO | 2.7 | 0 | -7.6 | -27.3598 | -2.4 | -8.6399 | Distributed from 923 Generation And Fuel | 1971
11752 | 2022 | MI | Putnam (MI) | 1739 | 5 |  | OP | IC | DFO | 2.7 | 0 | -7.6 | -27.3598 | -2.4 | -8.6399 | Distributed from 923 Generation And Fuel | 1971
11753 | 2022 | MI | Renaissance Power Plant | 55402 | CT1 |  | OP | GT | NG | 195.5 | 0.05 | 86088.25 | 309915.2207 | 37095 | 133540.9317 | Distributed from 923 Generation And Fuel | 2002
11754 | 2022 | MI | Renaissance Power Plant | 55402 | CT2 |  | OP | GT | NG | 195.5 | 0.05 | 86088.25 | 309915.2207 | 37095 | 133540.9317 | Distributed from 923 Generation And Fuel | 2002
11755 | 2022 | MI | Renaissance Power Plant | 55402 | CT3 |  | OP | GT | NG | 195.5 | 0.05 | 86088.25 | 309915.2207 | 37095 | 133540.9317 | Distributed from 923 Generation And Fuel | 2002
11756 | 2022 | MI | Renaissance Power Plant | 55402 | CT4 |  | OP | GT | NG | 195.5 | 0.05 | 86088.25 | 309915.2207 | 37095 | 133540.9317 | Distributed from 923 Generation And Fuel | 2002
11757 | 2022 | MI | Riley Generating Station | 56503 | 1 |  | OP | IC | NG | 2 | 0.006 | 110.6 | 398.1568 | 52.4 | 188.6385 | Distributed from 923 Generation And Fuel | 2006
11758 | 2022 | MI | Riley Generating Station | 56503 | 2 |  | OP | IC | NG | 2 | 0.006 | 110.6 | 398.1568 | 52.4 | 188.6385 | Distributed from 923 Generation And Fuel | 2006
11759 | 2022 | MI | Riley Generating Station | 56503 | 3 |  | OP | IC | NG | 2 | 0.006 | 110.6 | 398.1568 | 52.4 | 188.6385 | Distributed from 923 Generation And Fuel | 2006
11760 | 2022 | MI | Riley Generating Station | 56503 | 4 |  | OP | IC | NG | 2 | 0.006 | 110.6 | 398.1568 | 52.4 | 188.6385 | Distributed from 923 Generation And Fuel | 2006
11761 | 2022 | MI | Riley Generating Station | 56503 | 5 |  | OP | IC | NG | 2 | 0.006 | 110.6 | 398.1568 | 52.4 | 188.6385 | Distributed from 923 Generation And Fuel | 2006
11762 | 2022 | MI | River Rouge | 1740 | IC1 |  | OP | IC | DFO | 2.7 | -0.003 | -73.25 | -263.6979 | -31.75 | -114.2991 | Distributed from 923 Generation And Fuel | 1967
11763 | 2022 | MI | River Rouge | 1740 | IC2 |  | OP | IC | DFO | 2.7 | -0.003 | -73.25 | -263.6979 | -31.75 | -114.2991 | Distributed from 923 Generation And Fuel | 1967
11764 | 2022 | MI | River Rouge | 1740 | IC3 |  | OP | IC | DFO | 2.7 | -0.003 | -73.25 | -263.6979 | -31.75 | -114.2991 | Distributed from 923 Generation And Fuel | 1967
11765 | 2022 | MI | River Rouge | 1740 | IC4 |  | OP | IC | DFO | 2.7 | -0.003 | -73.25 | -263.6979 | -31.75 | -114.2991 | Distributed from 923 Generation And Fuel | 1967
11766 | 2022 | MI | Riverview Energy Systems | 54057 | GEN1 |  | OP | GT | LFG | 3.3 | 0.638 | 18455.5 | 66439.2685 | 7205 | 25937.7925 | Distributed from 923 Generation And Fuel | 1988
11767 | 2022 | MI | Riverview Energy Systems | 54057 | GEN2 |  | OP | GT | LFG | 3.3 | 0.638 | 18455.5 | 66439.2685 | 7205 | 25937.7925 | Distributed from 923 Generation And Fuel | 1988
11768 | 2022 | MI | Rogers | 1716 | 1 |  | OP | HY | WAT | 1.7 | 0.423 | 6295.75 | 22664.5187 | 2661.75 | 9582.2233 | Distributed from 923 Generation And Fuel | 1922
11769 | 2022 | MI | Rogers | 1716 | 2 |  | OP | HY | WAT | 1.7 | 0.423 | 6295.75 | 22664.5187 | 2661.75 | 9582.2233 | Distributed from 923 Generation And Fuel | 1922
11770 | 2022 | MI | Rogers | 1716 | 3 |  | OP | HY | WAT | 1.7 | 0.423 | 6295.75 | 22664.5187 | 2661.75 | 9582.2233 | Distributed from 923 Generation And Fuel | 1922
11771 | 2022 | MI | Rogers | 1716 | 4 |  | OP | HY | WAT | 1.7 | 0.423 | 6295.75 | 22664.5187 | 2661.75 | 9582.2233 | Distributed from 923 Generation And Fuel | 1922
11772 | 2022 | MI | Saint Marys Falls | 1865 | 1 |  | OP | HY | WAT | 6.2 | 0.704 | 38241.443 | 137668.0935 | 16167.873 | 58203.8772 | Distributed from 923 Generation And Fuel | 1951
11773 | 2022 | MI | Saint Marys Falls | 1865 | 10 |  | OP | HY | WAT | 2.6 | 0.704 | 16036.734 | 57731.7805 | 6780.076 | 24408.0783 | Distributed from 923 Generation And Fuel | 1932
11774 | 2022 | MI | Saint Marys Falls | 1865 | 2 |  | OP | HY | WAT | 6.2 | 0.704 | 38241.443 | 137668.0935 | 16167.873 | 58203.8772 | Distributed from 923 Generation And Fuel | 1951
11775 | 2022 | MI | Saint Marys Falls | 1865 | 3 |  | OP | HY | WAT | 6.2 | 0.704 | 38241.443 | 137668.0935 | 16167.873 | 58203.8772 | Distributed from 923 Generation And Fuel | 1952
11776 | 2022 | MI | Saint Marys Falls | 1865 | 3A |  | OP | HY | WAT | 2.5 | 0.704 | 15419.937 | 55511.3291 | 6519.304 | 23469.3066 | Distributed from 923 Generation And Fuel | 1954
11777 | 2022 | MI | Sigel Wind Park | 57851 | 1 |  | OP | WT | WND | 64 | 0.458 | 256751 | 924296.2056 | 84090 | 302721.5782 | Distributed from 923 Generation And Fuel | 2012
11778 | 2022 | MI | Sixth Street Gas Turbine | 6356 | 1 |  | OP | GT | DFO | 24 | -0.001 | -152 | -547.1956 | -49 | -176.3986 | Distributed from 923 Generation And Fuel | 1974 | 2023
11779 | 2022 | MI | Slocum | 1741 | 1 |  | OP | IC | DFO | 2.7 | -0.002 | -47.8 | -172.0786 | -15.4 | -55.4396 | Distributed from 923 Generation And Fuel | 1968
11780 | 2022 | MI | Slocum | 1741 | 2 |  | OP | IC | DFO | 2.7 | -0.002 | -47.8 | -172.0786 | -15.4 | -55.4396 | Distributed from 923 Generation And Fuel | 1968
11781 | 2022 | MI | Slocum | 1741 | 3 |  | OP | IC | DFO | 2.7 | -0.002 | -47.8 | -172.0786 | -15.4 | -55.4396 | Distributed from 923 Generation And Fuel | 1968
11782 | 2022 | MI | Slocum | 1741 | 4 |  | OP | IC | DFO | 2.7 | -0.002 | -47.8 | -172.0786 | -15.4 | -55.4396 | Distributed from 923 Generation And Fuel | 1968
11783 | 2022 | MI | Slocum | 1741 | 5 |  | OP | IC | DFO | 2.7 | -0.002 | -47.8 | -172.0786 | -15.4 | -55.4396 | Distributed from 923 Generation And Fuel | 1968
11784 | 2022 | MI | Southeast Berrien Generating Facility | 59574 | SBL |  | OP | IC | LFG | 4.8 | 0.851 | 35787 | 128832.1693 | 13971 | 50295.1976 | Distributed from 923 Generation And Fuel | 2009
11785 | 2022 | MI | Spartan PV 1, LLC | 60945 | PV1 |  | OP | PV | SUN | 10.5 | 0.138 | 12660 | 45575.6354 | 7577 | 27276.9818 | Distributed from 923 Generation And Fuel | 2017
11786 | 2022 | MI | St Clair | 1743 | 11 |  | OP | GT | NG | 18.5 | 0.018 | 2895 | 10421.9166 | 2126 | 7653.5388 | Distributed from 923 Generation And Fuel | 1968
11787 | 2022 | MI | St Clair | 1743 | 12A |  | OP | IC | DFO | 2.7 | 0.002 | 43 | 154.7988 | 57.5 | 206.9983 | Distributed from 923 Generation And Fuel | 1970
11788 | 2022 | MI | St Clair | 1743 | 12B |  | OP | IC | DFO | 2.7 | 0.002 | 43 | 154.7988 | 57.5 | 206.9983 | Distributed from 923 Generation And Fuel | 1970
11789 | 2022 | MI | St Clair | 1743 | 2 | 1 | RE | ST | RC | 156.2 | 0.137 | 187507 | 675019.7998 | 57676 | 207631.9389 | EIA-923 Generator File | 1953 | 2022
11790 | 2022 | MI | St Clair | 1743 | 3 | 1 | RE | ST | RC | 156.2 | 0.099 | 135905 | 489254.086 | 52626 | 189452.0844 | EIA-923 Generator File | 1954 | 2022
11791 | 2022 | MI | St Clair | 1743 | 6 | 1 | RE | ST | RC | 352.7 | 0.163 | 503219 | 1811573.9074 | 122069 | 439444.8844 | EIA-923 Generator File | 1961 | 2022
11792 | 2022 | MI | St Clair | 1743 | 7 | 1 | RE | ST | RC | 544.5 | 0.172 | 820713 | 2954543.1637 | 202358 | 728482.9721 | EIA-923 Generator File | 1969 | 2022
11793 | 2022 | MI | St Louis | 1852 | 1 |  | SB | IC | DFO | 1.3 | 0 | 0.776 | 2.7936 | 0.194 | 0.69839 | Distributed from 923 Generation And Fuel | 1958
11794 | 2022 | MI | St Louis | 1852 | 2 |  | SB | IC | DFO | 0.6 | 0 | 0.358 | 1.2888 | 0.09 | 0.324 | Distributed from 923 Generation And Fuel | 1945
11795 | 2022 | MI | St Louis | 1852 | 3 |  | SB | IC | DFO | 0.9 | 0 | 0.537 | 1.9332 | 0.134 | 0.4824 | Distributed from 923 Generation And Fuel | 1951
11796 | 2022 | MI | St Louis | 1852 | 5 |  | OP | HY | WAT | 0.2 | 0.129 | 226 | 813.5935 | 95.5 | 343.7972 | Distributed from 923 Generation And Fuel | 1919
11797 | 2022 | MI | St Louis | 1852 | 6 |  | OP | HY | WAT | 0.2 | 0.129 | 226 | 813.5935 | 95.5 | 343.7972 | Distributed from 923 Generation And Fuel | 1919
11798 | 2022 | MI | St Louis | 1852 | 7 |  | SB | IC | DFO | 1.1 | 0 | 0.657 | 2.3652 | 0.164 | 0.5904 | Distributed from 923 Generation And Fuel | 1996
11799 | 2022 | MI | St Louis | 1852 | 8 |  | OP | IC | DFO | 1.5 | 0 | 0.896 | 3.2256 | 0.224 | 0.80639 | Distributed from 923 Generation And Fuel | 2003
11800 | 2022 | MI | St Louis | 1852 | 9 |  | SB | IC | DFO | 1.3 | 0 | 0.776 | 2.7936 | 0.194 | 0.69839 | Distributed from 923 Generation And Fuel | 2003
11801 | 2022 | MI | Stoneheart Solar, LLC | 64462 | FACSH |  | OP | PV | SUN | 2 | 0.23 | 4028 | 14500.684 | 2411 | 8679.5306 | Distributed from 923 Generation And Fuel | 2020
11802 | 2022 | MI | Stoney Corners Wind Farm | 57131 | SCWF1 |  | OP | WT | WND | 60 | 0.256 | 134449 | 484012.5279 | 40526 | 145892.4329 | Distributed from 923 Generation And Fuel | 2009
11803 | 2022 | MI | Sturgis City Diesel Plant | 1855 | 6 |  | OP | IC | NG | 6 | 0.012 | 611 | 2199.5824 | 271 | 975.5922 | Distributed from 923 Generation And Fuel | 1981
11804 | 2022 | MI | Sumpter | 7972 | 1 |  | OP | GT | NG | 85 | 0.082 | 60811.25 | 218918.7487 | 41696.5 | 150106.1992 | Distributed from 923 Generation And Fuel | 2002
11805 | 2022 | MI | Sumpter | 7972 | 2 |  | OP | GT | NG | 85 | 0.082 | 60811.25 | 218918.7487 | 41696.5 | 150106.1992 | Distributed from 923 Generation And Fuel | 2002
11806 | 2022 | MI | Sumpter | 7972 | 3 |  | OP | GT | NG | 85 | 0.082 | 60811.25 | 218918.7487 | 41696.5 | 150106.1992 | Distributed from 923 Generation And Fuel | 2002
11807 | 2022 | MI | Sumpter | 7972 | 4 |  | OP | GT | NG | 85 | 0.082 | 60811.25 | 218918.7487 | 41696.5 | 150106.1992 | Distributed from 923 Generation And Fuel | 2002
11808 | 2022 | MI | Sumpter Energy Associates | 54536 | 0202 |  | OP | IC | LFG | 0.8 | 0.655 | 4592.286 | 16532.0973 | 1792.786 | 6453.978 | Distributed from 923 Generation And Fuel | 1998
11809 | 2022 | MI | Sumpter Energy Associates | 54536 | 0203 |  | OP | IC | LFG | 0.8 | 0.655 | 4592.286 | 16532.0973 | 1792.786 | 6453.978 | Distributed from 923 Generation And Fuel | 1998
11810 | 2022 | MI | Sumpter Energy Associates | 54536 | 0204 |  | OP | IC | LFG | 0.8 | 0.655 | 4592.286 | 16532.0973 | 1792.786 | 6453.978 | Distributed from 923 Generation And Fuel | 1998
11811 | 2022 | MI | Sumpter Energy Associates | 54536 | 0205 |  | OP | IC | LFG | 0.8 | 0.655 | 4592.286 | 16532.0973 | 1792.786 | 6453.978 | Distributed from 923 Generation And Fuel | 1998
11812 | 2022 | MI | Sumpter Energy Associates | 54536 | 0386 |  | OP | IC | LFG | 0.8 | 0.655 | 4592.286 | 16532.0973 | 1792.786 | 6453.978 | Distributed from 923 Generation And Fuel | 1992
11813 | 2022 | MI | Sumpter Energy Associates | 54536 | 0388 |  | OP | IC | LFG | 0.8 | 0.655 | 4592.286 | 16532.0973 | 1792.786 | 6453.978 | Distributed from 923 Generation And Fuel | 1992
11814 | 2022 | MI | Sumpter Energy Associates | 54536 | 0389 |  | OP | IC | LFG | 0.8 | 0.655 | 4592.286 | 16532.0973 | 1792.786 | 6453.978 | Distributed from 923 Generation And Fuel | 1992
11815 | 2022 | MI | Sumpter Energy Associates | 54536 | 0392 |  | OP | IC | LFG | 0.8 | 0.655 | 4592.286 | 16532.0973 | 1792.786 | 6453.978 | Distributed from 923 Generation And Fuel | 1992
11816 | 2022 | MI | Sumpter Energy Associates | 54536 | 0435 |  | OP | IC | LFG | 0.8 | 0.655 | 4592.286 | 16532.0973 | 1792.786 | 6453.978 | Distributed from 923 Generation And Fuel | 1992
11817 | 2022 | MI | Sumpter Energy Associates | 54536 | 0437 |  | OP | IC | LFG | 0.8 | 0.655 | 4592.286 | 16532.0973 | 1792.786 | 6453.978 | Distributed from 923 Generation And Fuel | 1992
11818 | 2022 | MI | Sumpter Energy Associates | 54536 | 0440 |  | OP | IC | LFG | 0.8 | 0.655 | 4592.286 | 16532.0973 | 1792.786 | 6453.978 | Distributed from 923 Generation And Fuel | 1992
11819 | 2022 | MI | Sumpter Energy Associates | 54536 | 0447 |  | OP | IC | LFG | 0.8 | 0.655 | 4592.286 | 16532.0973 | 1792.786 | 6453.978 | Distributed from 923 Generation And Fuel | 1992
11820 | 2022 | MI | Sumpter Energy Associates | 54536 | 0464 |  | OP | IC | LFG | 0.8 | 0.655 | 4592.286 | 16532.0973 | 1792.786 | 6453.978 | Distributed from 923 Generation And Fuel | 1992
11821 | 2022 | MI | Sumpter Energy Associates | 54536 | 0467 |  | OP | IC | LFG | 0.8 | 0.655 | 4592.286 | 16532.0973 | 1792.786 | 6453.978 | Distributed from 923 Generation And Fuel | 1992
11822 | 2022 | MI | Superior | 1744 | 1 |  | OP | GT | DFO | 16 | 0.001 | 164.5 | 592.1953 | 53.25 | 191.6985 | Distributed from 923 Generation And Fuel | 1966
11823 | 2022 | MI | Superior | 1744 | 2 |  | OP | GT | DFO | 16 | 0.001 | 164.5 | 592.1953 | 53.25 | 191.6985 | Distributed from 923 Generation And Fuel | 1966
11824 | 2022 | MI | Superior | 1744 | 3 |  | OP | GT | DFO | 16 | 0.001 | 164.5 | 592.1953 | 53.25 | 191.6985 | Distributed from 923 Generation And Fuel | 1966
11825 | 2022 | MI | Superior | 1744 | 4 |  | OP | GT | DFO | 16 | 0.001 | 164.5 | 592.1953 | 53.25 | 191.6985 | Distributed from 923 Generation And Fuel | 1966
11826 | 2022 | MI | Superior Falls | 1757 | 1 |  | OP | HY | WAT | 0.7 | 0.713 | 4372.5 | 15740.8741 | 1848.5 | 6654.5468 | Distributed from 923 Generation And Fuel | 1917 | 2064
11827 | 2022 | MI | Superior Falls | 1757 | 2 |  | OP | HY | WAT | 0.7 | 0.713 | 4372.5 | 15740.8741 | 1848.5 | 6654.5468 | Distributed from 923 Generation And Fuel | 1917 | 2064
11828 | 2022 | MI | T B Simon Power Plant | 10328 | GEN1 | 5 | OP | ST | NG | 12.5 | 0.391 | 42821.573 | 154156.4295 | 21286.432 | 76630.5422 | EIA-923 Generator File | 1965
11829 | 2022 | MI | T B Simon Power Plant | 10328 | GEN2 | 5 | OP | ST | NG | 12.5 | 0.252 | 27645.721 | 99523.7994 | 6298.742 | 22675.2898 | EIA-923 Generator File | 1966
11830 | 2022 | MI | T B Simon Power Plant | 10328 | GEN3 | 5 | OP | ST | NG | 15 | 0.378 | 49702.497 | 178927.5578 | 18057.885 | 65007.8659 | EIA-923 Generator File | 1974
11831 | 2022 | MI | T B Simon Power Plant | 10328 | GEN4 | 5 | OP | ST | NG | 21 | 0.377 | 69375.587 | 249750.1152 | 33408.856 | 120270.9194 | EIA-923 Generator File | 1993
11832 | 2022 | MI | T B Simon Power Plant | 10328 | GEN5 | 5 | OP | ST | NG | 24 | 0.127 | 26751.49 | 96304.5936 | 5112.954 | 18406.4871 | EIA-923 Generator File | 2006
11833 | 2022 | MI | T B Simon Power Plant | 10328 | GEN6 |  | OP | GT | NG | 14.3 | 0.342 | 42895 | 154420.7646 | 29235 | 105245.158 | Distributed from 923 Generation And Fuel | 2006
11834 | 2022 | MI | T B Simon Power Plant | 10328 | GEN7 |  | OP | IC | NG | 9.4 | 0.147 | 12084.667 | 43504.4532 | 5054.667 | 18196.6556 | Distributed from 923 Generation And Fuel | 2022
11835 | 2022 | MI | T B Simon Power Plant | 10328 | GEN8 |  | OP | IC | NG | 9.4 | 0.147 | 12084.667 | 43504.4532 | 5054.667 | 18196.6556 | Distributed from 923 Generation And Fuel | 2022
11836 | 2022 | MI | T B Simon Power Plant | 10328 | GEN9 |  | OP | IC | NG | 9.4 | 0.147 | 12084.667 | 43504.4532 | 5054.667 | 18196.6556 | Distributed from 923 Generation And Fuel | 2022
11837 | 2022 | MI | TCLP Solar Phase 1 | 63020 | TCLP1 |  | OP | PV | SUN | 1 | 0.147 | 1291 | 4647.5628 | 773 | 2782.7777 | Distributed from 923 Generation And Fuel | 2017
11838 | 2022 | MI | Temperance Solar, LLC | 63322 | TEMPR |  | OP | PV | SUN | 20 | 0.234 | 40984 | 147541.2197 | 24529 | 88303.6936 | Distributed from 923 Generation And Fuel | 2020
11839 | 2022 | MI | TES Filer City Station | 50835 | GEN1 | 2 | OP | ST | BIT | 70 | 0.813 | 498457 | 1794430.8446 | 202635 | 729480.1642 | EIA-923 Generator File | 1990 | 2025
11840 | 2022 | MI | The Andersons Albion Ethanol LLC | 58330 | 9611 |  | OA | ST | NG | 2 | 0 | 0 | 0 | 0 | 0 | EIA-923 Generator File | 2006
11841 | 2022 | MI | The Andersons Albion Ethanol LLC | 58330 | CHP-1 |  | OP | GT | NG | 8.1 | 0.852 | 60445 | 217600.2592 | 28680 | 103247.174 | Distributed from 923 Generation And Fuel | 2016
11842 | 2022 | MI | Tower | 1873 | GT4 |  | OP | GT | DFO | 21.3 | 0.001 | 153 | 550.7956 | 49 | 176.3986 | Distributed from 923 Generation And Fuel | 1971
11843 | 2022 | MI | Trenton Channel | 1745 | 9 | 1 | RE | ST | SUB | 535.5 | 0.123 | 574849 | 2069439.8445 | 315667 | 1136392.1089 | EIA-923 Generator File | 1968 | 2022
11844 | 2022 | MI | Turrill Solar Farm | 60347 | 1 |  | OP | PV | SUN | 19.6 | 0.133 | 22915 | 82493.3401 | 13715 | 49373.605 | Distributed from 923 Generation And Fuel | 2017
11845 | 2022 | MI | Tuscola Bay Wind | 58351 | GE16 |  | OP | WT | WND | 120 | 0.366 | 384795 | 1385250.918 | 112331 | 404388.3649 | Distributed from 923 Generation And Fuel | 2012
11846 | 2022 | MI | Tuscola Wind II LLC | 58587 | 1 |  | OP | WT | WND | 100.3 | 0.35 | 307413 | 1106677.9466 | 89416 | 321895.0248 | Distributed from 923 Generation And Fuel | 2013
11847 | 2022 | MI | Ubly | 1875 | 1 |  | OP | IC | DFO | 0.6 | 0 | 0.474 | 1.7064 | 0.172 | 0.6192 | Data from EIA-923 Generator File overwritten with distributed data from EIA-923 Generation and Fuel | 1938
11848 | 2022 | MI | Ubly | 1875 | 2 |  | OP | IC | DFO | 0.7 | 0 | 0.553 | 1.9908 | 0.201 | 0.72359 | Data from EIA-923 Generator File overwritten with distributed data from EIA-923 Generation and Fuel | 1938
11849 | 2022 | MI | Ubly | 1875 | 3 |  | OP | IC | DFO | 0.7 | 0 | 0.553 | 1.9908 | 0.201 | 0.72359 | Data from EIA-923 Generator File overwritten with distributed data from EIA-923 Generation and Fuel | 1938
11850 | 2022 | MI | Ubly | 1875 | 4 |  | OP | IC | DFO | 0.9 | 0 | 0.711 | 2.5596 | 0.259 | 0.93239 | Data from EIA-923 Generator File overwritten with distributed data from EIA-923 Generation and Fuel | 1947
11851 | 2022 | MI | Ubly | 1875 | 5 |  | OP | IC | DFO | 1.5 | 0 | 1.185 | 4.266 | 0.431 | 1.5516 | Data from EIA-923 Generator File overwritten with distributed data from EIA-923 Generation and Fuel | 1987
11852 | 2022 | MI | Ubly | 1875 | 6 |  | OP | IC | DFO | 1.5 | 0 | 1.185 | 4.266 | 0.431 | 1.5516 | Data from EIA-923 Generator File overwritten with distributed data from EIA-923 Generation and Fuel | 1993
11853 | 2022 | MI | Ubly | 1875 | 7 |  | OP | IC | DFO | 2.5 | 0 | 1.976 | 7.1135 | 0.719 | 2.5884 | Data from EIA-923 Generator File overwritten with distributed data from EIA-923 Generation and Fuel | 2000
11854 | 2022 | MI | Ubly | 1875 | 8 |  | OP | IC | DFO | 2.5 | 0 | 1.976 | 7.1135 | 0.719 | 2.5884 | Data from EIA-923 Generator File overwritten with distributed data from EIA-923 Generation and Fuel | 2001
11855 | 2022 | MI | Ubly | 1875 | 9 |  | OP | IC | DFO | 1.5 | 0 | 1.185 | 4.266 | 0.431 | 1.5516 | Data from EIA-923 Generator File overwritten with distributed data from EIA-923 Generation and Fuel | 2002
11856 | 2022 | MI | University of Michigan | 50431 | CT6 |  | OP | CT | NG | 15.5 | 0.667 | 90619 | 326225.7902 | 46755 | 168316.6535 | EIA-923 Generator File | 2022
11857 | 2022 | MI | University of Michigan | 50431 | TG1 | 8 | OP | CA | NG | 12.5 | 0.352 | 38586 | 138908.4887 | 17869 | 64327.8854 | EIA-923 Generator File | 1986
11858 | 2022 | MI | University of Michigan | 50431 | TG10 |  | OP | CT | NG | 3.5 | 0.929 | 28484 | 102541.5797 | 11599 | 41756.066 | EIA-923 Generator File | 1992
11859 | 2022 | MI | University of Michigan | 50431 | TG7 | 8 | OS | CA | NG | 12.5 | 0 | 0 | 0 | 0 | 0 | EIA-923 Generator File | 1975
11860 | 2022 | MI | University of Michigan | 50431 | TG8 | 8 | OP | CA | NG | 12.5 | 0.332 | 36360 | 130894.9528 | 8265 | 29753.762 | EIA-923 Generator File | 1975
11861 | 2022 | MI | University of Michigan | 50431 | TG9 |  | OP | CT | NG | 3.5 | 0.931 | 28554 | 102793.5777 | 12950 | 46619.627 | EIA-923 Generator File | 1990
11862 | 2022 | MI | Venice Park | 66311 | 10 |  | OP | IC | LFG | 1.6 | 0 | 0 | 0 | 0 | 0 | Distributed from 923 Generation And Fuel | 2014
11863 | 2022 | MI | Venice Park | 66311 | 7 |  | OP | IC | LFG | 1.6 | 0 | 0 | 0 | 0 | 0 | Distributed from 923 Generation And Fuel | 2014
11864 | 2022 | MI | Venice Park | 66311 | 8 |  | OP | IC | LFG | 1.6 | 0 | 0 | 0 | 0 | 0 | Distributed from 923 Generation And Fuel | 2012
11865 | 2022 | MI | Venice Park | 66311 | 9 |  | OP | IC | LFG | 1.6 | 0 | 0 | 0 | 0 | 0 | Distributed from 923 Generation And Fuel | 2021
11866 | 2022 | MI | Venice Resources Gas Recovery | 54539 | GEN1 |  | OP | IC | LFG | 0.8 | 0.693 | 4858 | 17488.6601 | 1896.5 | 6827.3454 | Distributed from 923 Generation And Fuel | 1992
11867 | 2022 | MI | Venice Resources Gas Recovery | 54539 | GEN2 |  | OP | IC | LFG | 0.8 | 0.693 | 4858 | 17488.6601 | 1896.5 | 6827.3454 | Distributed from 923 Generation And Fuel | 1992
11868 | 2022 | MI | Vestaburg | 1881 | 8 |  | OP | GT | NG | 23.7 | 0.021 | 4342 | 15631.075 | 2060 | 7415.9407 | Distributed from 923 Generation And Fuel | 1972
11869 | 2022 | MI | Victoria Dam | 1774 | 1 |  | OP | HY | WAT | 6 | 0.547 | 28754.5 | 103515.3719 | 12157 | 43764.8499 | Distributed from 923 Generation And Fuel | 1931
11870 | 2022 | MI | Victoria Dam | 1774 | 2 |  | OP | HY | WAT | 6 | 0.547 | 28754.5 | 103515.3719 | 12157 | 43764.8499 | Distributed from 923 Generation And Fuel | 1931
11871 | 2022 | MI | Warner Lambert | 54604 | 016E |  | SB | IC | DFO | 1 | 0 | 1.17 | 4.212 | 0.319 | 1.1484 | Distributed from 923 Generation And Fuel | 1992
11872 | 2022 | MI | Warner Lambert | 54604 | 0550 |  | SB | IC | DFO | 1.5 | 0 | 1.755 | 6.3179 | 0.479 | 1.7244 | Distributed from 923 Generation And Fuel | 2002
11873 | 2022 | MI | Warner Lambert | 54604 | 085-1 |  | SB | IC | DFO | 2.3 | 0 | 2.691 | 9.6875 | 0.734 | 2.6424 | Distributed from 923 Generation And Fuel | 2005
11874 | 2022 | MI | Warner Lambert | 54604 | 085-2 |  | SB | IC | DFO | 2.3 | 0 | 2.691 | 9.6875 | 0.734 | 2.6424 | Distributed from 923 Generation And Fuel | 2005
11875 | 2022 | MI | Warner Lambert | 54604 | 5164 |  | OP | GT | NG | 3 | 0.793 | 20846 | 75044.9996 | 6113 | 22006.6239 | Distributed from 923 Generation And Fuel | 1989
11876 | 2022 | MI | Warner Lambert | 54604 | 800-1 |  | SB | IC | DFO | 2.3 | 0 | 2.691 | 9.6875 | 0.734 | 2.6424 | Distributed from 923 Generation And Fuel | 2007
11877 | 2022 | MI | Waste Management Northern Oaks LFGTE | 57024 | GEN1 |  | OP | IC | LFG | 1.6 | 0.49 | 6865 | 24713.8023 | 2680 | 9647.9228 | Distributed from 923 Generation And Fuel | 2010
11878 | 2022 | MI | Water Street Station | 7398 | GEN1 |  | OA | IC | NG | 5.7 | 0.011 | 570.905 | 2055.2416 | 264.19 | 951.0764 | Distributed from 923 Generation And Fuel | 1980
11879 | 2022 | MI | Water Street Station | 7398 | GEN2 |  | OA | IC | NG | 6.9 | 0.011 | 691.095 | 2487.9221 | 319.81 | 1151.3068 | Distributed from 923 Generation And Fuel | 1984
11880 | 2022 | MI | Watervliet | 58546 | GEN1 |  | OP | IC | LFG | 1.6 | 0.758 | 10624 | 38246.094 | 4147.6 | 14931.2406 | Distributed from 923 Generation And Fuel | 2013
11881 | 2022 | MI | Watervliet | 58546 | GEN2 |  | OP | IC | LFG | 1.6 | 0.758 | 10624 | 38246.094 | 4147.6 | 14931.2406 | Distributed from 923 Generation And Fuel | 2013
11882 | 2022 | MI | Watervliet | 58546 | GEN3 |  | OP | IC | LFG | 0.8 | 0.758 | 5312 | 19123.047 | 2073.8 | 7465.6203 | Distributed from 923 Generation And Fuel | 2019
11883 | 2022 | MI | Watervliet PV | 59853 | WVPV1 |  | OP | PV | SUN | 4.6 | 0.125 | 5025 | 18089.8553 | 3008 | 10828.7134 | Distributed from 923 Generation And Fuel | 2016
11884 | 2022 | MI | Way Dam | 1785 | 1 |  | OP | HY | WAT | 1.8 | 0.539 | 8492 | 30570.9554 | 3590 | 12923.8966 | Distributed from 923 Generation And Fuel | 1949
11885 | 2022 | MI | Webber | 1722 | 1 |  | OP | HY | WAT | 3.3 | 0.3 | 8681.302 | 31252.4372 | 3670.674 | 13214.3207 | Distributed from 923 Generation And Fuel | 1907
11886 | 2022 | MI | Webber | 1722 | 2 |  | OP | HY | WAT | 1 | 0.3 | 2630.698 | 9470.437 | 1112.326 | 4004.3416 | Distributed from 923 Generation And Fuel | 1949
11887 | 2022 | MI | Western Michigan Solar Gardens | 60117 | 1 |  | OP | PV | SUN | 1 | 0.164 | 1434 | 5162.3587 | 865 | 3113.9751 | Distributed from 923 Generation And Fuel | 2016
11888 | 2022 | MI | Western Michigan University Power Plant | 58161 | EG-1 |  | OP | IC | NG | 0.8 | 0.174 | 1219.172 | 4388.9841 | 578.483 | 2082.5221 | Distributed from 923 Generation And Fuel | 1999
11889 | 2022 | MI | Western Michigan University Power Plant | 58161 | EG-10 |  | OP | IC | NG | 2.5 | 0.174 | 3809.914 | 13715.5807 | 1807.759 | 6507.8803 | Distributed from 923 Generation And Fuel | 2021
11890 | 2022 | MI | Western Michigan University Power Plant | 58161 | EG-9 |  | OP | IC | NG | 2.5 | 0.174 | 3809.914 | 13715.5807 | 1807.759 | 6507.8803 | Distributed from 923 Generation And Fuel | 2021
11891 | 2022 | MI | Western Michigan University Power Plant | 58161 | GTG-7 |  | OP | CT | NG | 5 | 0.809 | 35428 | 127539.7797 | 10682.45 | 38456.5123 | EIA-923 Generator File | 1997
11892 | 2022 | MI | Western Michigan University Power Plant | 58161 | GTG-8 |  | OP | CT | NG | 5 | 0.219 | 9601 | 34563.3235 | 10682.45 | 38456.5123 | EIA-923 Generator File | 1997
11893 | 2022 | MI | Western Michigan University Power Plant | 58161 | STG-1 |  | OP | CA | NG | 0.9 | 0.588 | 4638 | 16696.6664 | 2200.59 | 7922.0606 | EIA-923 Generator File | 1999
11894 | 2022 | MI | White Rapids | 1786 | 1 |  | OP | HY | WAT | 3 | 0.402 | 10557.333 | 38006.0948 | 4463.333 | 16067.8703 | Distributed from 923 Generation And Fuel | 1927
11895 | 2022 | MI | White Rapids | 1786 | 2 |  | OP | HY | WAT | 3 | 0.402 | 10557.333 | 38006.0948 | 4463.333 | 16067.8703 | Distributed from 923 Generation And Fuel | 1927
11896 | 2022 | MI | White Rapids | 1786 | 3 |  | OP | HY | WAT | 3 | 0.402 | 10557.333 | 38006.0948 | 4463.333 | 16067.8703 | Distributed from 923 Generation And Fuel | 1927
11897 | 2022 | MI | William Beaumont Hospital | 50937 | GENA |  | RE | IC | DFO | 1.9 | 0 | 0 | 0 | 0 | 0 | Distributed from 923 Generation And Fuel | 1992 | 2022
11898 | 2022 | MI | William Beaumont Hospital | 50937 | GENB |  | RE | IC | DFO | 1.9 | 0 | 0 | 0 | 0 | 0 | Distributed from 923 Generation And Fuel | 1992 | 2022
11899 | 2022 | MI | Wilmot | 1746 | 1 |  | OP | IC | DFO | 2.7 | 0.002 | 38.2 | 137.5189 | 39.6 | 142.5589 | Distributed from 923 Generation And Fuel | 1968
11900 | 2022 | MI | Wilmot | 1746 | 2 |  | OP | IC | DFO | 2.7 | 0.002 | 38.2 | 137.5189 | 39.6 | 142.5589 | Distributed from 923 Generation And Fuel | 1968
11901 | 2022 | MI | Wilmot | 1746 | 3 |  | OP | IC | DFO | 2.7 | 0.002 | 38.2 | 137.5189 | 39.6 | 142.5589 | Distributed from 923 Generation And Fuel | 1968
11902 | 2022 | MI | Wilmot | 1746 | 4 |  | OP | IC | DFO | 2.7 | 0.002 | 38.2 | 137.5189 | 39.6 | 142.5589 | Distributed from 923 Generation And Fuel | 1968
11903 | 2022 | MI | Wilmot | 1746 | 5 |  | OP | IC | DFO | 2.7 | 0.002 | 38.2 | 137.5189 | 39.6 | 142.5589 | Distributed from 923 Generation And Fuel | 1968
11904 | 2022 | MI | Workman Road Solar Farm, LLC | 64463 | FACWR |  | OP | PV | SUN | 2 | 0.204 | 3567 | 12841.0973 | 2135 | 7685.9385 | Distributed from 923 Generation And Fuel | 2020
11905 | 2022 | MI | Wyandotte | 1866 | 4 | 3 | SB | ST | NG | 11.5 | 0 | 0 | 0 | 0 | 0 | EIA-923 Generator File | 1948 | 2026
11906 | 2022 | MI | Wyandotte | 1866 | 7 | 3 | OP | ST | NG | 32 | 0.002 | 635 | 2285.9817 | 0 | 0 | EIA-923 Generator File | 1986 | 2026
11907 | 2022 | MI | Wyandotte | 1866 | DG1 |  | OP | IC | DFO | 1.8 | 0.001 | 16.667 | 60.0007 | 8.667 | 31.201 | Distributed from 923 Generation And Fuel | 2007
11908 | 2022 | MI | Wyandotte | 1866 | DG2 |  | OP | IC | DFO | 1.8 | 0.001 | 16.667 | 60.0007 | 8.667 | 31.201 | Distributed from 923 Generation And Fuel | 2007
11909 | 2022 | MI | Wyandotte | 1866 | DG3 |  | OP | IC | DFO | 1.8 | 0.001 | 16.667 | 60.0007 | 8.667 | 31.201 | Distributed from 923 Generation And Fuel | 2007
11910 | 2022 | MI | Zeeland | 1867 | 1 |  | OP | IC | NG | 1.4 | 0 | -5.713 | -20.5666 | -2.637 | -9.4931 | Distributed from 923 Generation And Fuel | 1966
11911 | 2022 | MI | Zeeland | 1867 | 10 |  | OP | IC | NG | 5.6 | 0 | -22.852 | -82.2665 | -10.547 | -37.9689 | Distributed from 923 Generation And Fuel | 1974
11912 | 2022 | MI | Zeeland | 1867 | 11 |  | OP | IC | NG | 6 | 0 | -24.484 | -88.1417 | -11.3 | -40.6797 | Distributed from 923 Generation And Fuel | 1980
11913 | 2022 | MI | Zeeland | 1867 | 2 |  | OP | IC | NG | 1.1 | 0 | -4.489 | -16.1603 | -2.072 | -7.4591 | Distributed from 923 Generation And Fuel | 1967
11914 | 2022 | MI | Zeeland | 1867 | 7 |  | OP | IC | NG | 2 | 0 | -8.161 | -29.3794 | -3.767 | -13.5611 | Distributed from 923 Generation And Fuel | 1957
11915 | 2022 | MI | Zeeland | 1867 | 8 |  | OP | IC | NG | 1.7 | 0 | -6.937 | -24.973 | -3.202 | -11.5271 | Distributed from 923 Generation And Fuel | 1963
11916 | 2022 | MI | Zeeland | 1867 | 9 |  | OP | IC | NG | 4.5 | 0 | -18.363 | -66.1063 | -8.475 | -30.5098 | Distributed from 923 Generation And Fuel | 1971
11917 | 2022 | MI | Zeeland Farm Services | 58704 | CAT-1 |  | OP | IC | OBG | 1.6 | 0.466 | 6527 | 23497.012 | 2548 | 9172.7266 | Distributed from 923 Generation And Fuel | 2006
11918 | 2022 | MI | Zeeland Farm Services | 58704 | CAT-2 |  | OP | IC | OBG | 1.6 | 0.466 | 6527 | 23497.012 | 2548 | 9172.7266 | Distributed from 923 Generation And Fuel | 2009
11919 | 2022 | MI | Zeeland Generating Station | 55087 | 1A |  | OP | GT | NG | 188.7 | 0.26 | 430390 | 1549391.6049 | 237251 | 854096.7672 | Distributed from 923 Generation And Fuel | 2001
11920 | 2022 | MI | Zeeland Generating Station | 55087 | 1B |  | OP | GT | NG | 188.7 | 0.26 | 430390 | 1549391.6049 | 237251 | 854096.7672 | Distributed from 923 Generation And Fuel | 2001
11921 | 2022 | MI | Zeeland Generating Station | 55087 | 2A |  | OP | CT | NG | 188.7 | 0.659 | 1090081 | 3924260.2059 | 440987 | 1587540.4997 | EIA-923 Generator File | 2002
11922 | 2022 | MI | Zeeland Generating Station | 55087 | 2B |  | OP | CT | NG | 188.7 | 0.653 | 1079028 | 3884469.7242 | 438664 | 1579177.7666 | EIA-923 Generator File | 2002
11923 | 2022 | MI | Zeeland Generating Station | 55087 | 2C | 2 | OP | CA | NG | 213.4 | 0.688 | 1286590 | 4631686.9465 | 570183 | 2052642.3789 | EIA-923 Generator File | 2002
11924 | 2022 | MN | 4710 Hosting | 62162 | 4710 |  | SB | IC | DFO | 7.5 | 0 | 24 | 86.3993 | 11 | 39.5997 | Distributed from 923 Generation And Fuel | 2012
11925 | 2022 | MN | Acturus Community Solar | 61705 | ARCT |  | OP | PV | SUN | 1 | 0.193 | 1690 | 6083.9513 | 1015 | 3653.9708 | Distributed from 923 Generation And Fuel | 2018
11926 | 2022 | MN | Adams Wind Farm | 56307 | 1 |  | OP | WT | WND | 13.5 | 0.205 | 24217.146 | 87181.0282 | 7932.554 | 28556.9659 | Distributed from 923 Generation And Fuel | 2003
11927 | 2022 | MN | Adams Wind Farm | 56307 | 2 |  | OP | WT | WND | 9.8 | 0.205 | 17579.854 | 63286.9681 | 5758.446 | 20730.2398 | Distributed from 923 Generation And Fuel | 2004
11928 | 2022 | MN | Adams Wind Generations LLC | 57375 | AWG |  | OP | WT | WND | 20 | 0.33 | 57887 | 208391.5329 | 18962 | 68262.6539 | Distributed from 923 Generation And Fuel | 2011
11929 | 2022 | MN | Adrian | 1956 | 5 |  | OP | IC | DFO | 2 | 0.001 | 21 | 75.5994 | 10 | 35.9997 | Distributed from 923 Generation And Fuel | 2005
11930 | 2022 | MN | Agassiz Beach LLC | 55576 | AB30 |  | OP | WT | WND | 1.9 | 0.29 | 4828 | 17380.661 | 1581 | 5691.5545 | Distributed from 923 Generation And Fuel | 2001
11931 | 2022 | MN | Albany Solar | 60519 | PV1 |  | OP | PV | SUN | 10 | 0.217 | 19012 | 68442.6525 | 11415 | 41093.6713 | Distributed from 923 Generation And Fuel | 2016
11932 | 2022 | MN | Alexandria | 1958 | IC1 |  | SB | IC | DFO | 1.2 | 0 | 4.043 | 14.5547 | 1.957 | 7.0451 | Distributed from 923 Generation And Fuel | 1948
11933 | 2022 | MN | Alexandria | 1958 | IC2 |  | SB | IC | DFO | 4 | 0 | 13.478 | 48.5204 | 6.522 | 23.479 | Distributed from 923 Generation And Fuel | 1967
11934 | 2022 | MN | Alexandria | 1958 | IC3 |  | SB | IC | DFO | 4 | 0 | 13.478 | 48.5204 | 6.522 | 23.479 | Distributed from 923 Generation And Fuel | 1967
11935 | 2022 | MN | Allen S King | 1915 | 1 | 1 | OP | ST | SUB | 598.4 | 0.223 | 1171141 | 4216073.8714 | 420498 | 1513780.6898 | EIA-923 Generator File | 1958
11936 | 2022 | MN | Allie L.L.C. | 65381 | PAPE |  | OP | PV | SUN | 1 | 0.017 | 149 | 536.3957 | 94 | 338.3973 | Distributed from 923 Generation And Fuel | 2022
11937 | 2022 | MN | Allium Community Solar Garden, LLC | 63304 | ALIUM |  | OP | PV | SUN | 1 | 0.241 | 2115 | 7613.9391 | 1270 | 4571.9634 | Distributed from 923 Generation And Fuel | 2021
11938 | 2022 | MN | Altair Community Solar Garden | 61645 | ALTA |  | OP | PV | SUN | 1 | 0.203 | 1780 | 6407.9487 | 1069 | 3848.3692 | Distributed from 923 Generation And Fuel | 2019
11939 | 2022 | MN | American Crystal Sugar Crookston | 54212 | G1 |  | OP | ST | SUB | 3.5 | 0.625 | 19164.29 | 68990.8921 | 9531.236 | 34312.1751 | EIA-923 Generator File | 1954
11940 | 2022 | MN | American Crystal Sugar Crookston | 54212 | G2 |  | OP | ST | SUB | 3 | 0.729 | 19165.26 | 68994.384 | 8169.631 | 29410.4363 | EIA-923 Generator File | 1975
11941 | 2022 | MN | American Crystal Sugar East Grand Forks | 54214 | G1 |  | OP | ST | SUB | 2.5 | 0.511 | 11200 | 40319.6774 | 4310.202 | 15516.6031 | EIA-923 Generator File | 1990
11942 | 2022 | MN | American Crystal Sugar East Grand Forks | 54214 | G2 |  | OP | ST | SUB | 5 | 0.384 | 16800 | 60479.5162 | 8620.403 | 31033.2025 | EIA-923 Generator File | 1990
11943 | 2022 | MN | American Crystal Sugar Moorhead | 54211 | G1 |  | OP | ST | SUB | 3 | 0.855 | 22475.87 | 80912.4847 | 10379.432 | 37365.6563 | EIA-923 Generator File | 1948
11944 | 2022 | MN | American Crystal Sugar Moorhead | 54211 | G2 |  | OP | ST | SUB | 2 | 0.855 | 14983.59 | 53940.4925 | 6919.621 | 24910.4363 | EIA-923 Generator File | 1961
11945 | 2022 | MN | Andromeda Community Solar | 61181 | OACS1 |  | OP | PV | SUN | 1 | 0.189 | 1656.4 | 5962.9923 | 994.6 | 3580.5314 | Distributed from 923 Generation And Fuel | 2017
11946 | 2022 | MN | Andromeda Community Solar | 61181 | OACS2 |  | OP | PV | SUN | 1 | 0.189 | 1656.4 | 5962.9923 | 994.6 | 3580.5314 | Distributed from 923 Generation And Fuel | 2017
11947 | 2022 | MN | Andromeda Community Solar | 61181 | OACS3 |  | OP | PV | SUN | 1 | 0.189 | 1656.4 | 5962.9923 | 994.6 | 3580.5314 | Distributed from 923 Generation And Fuel | 2017
11948 | 2022 | MN | Andromeda Community Solar | 61181 | OACS4 |  | OP | PV | SUN | 1 | 0.189 | 1656.4 | 5962.9923 | 994.6 | 3580.5314 | Distributed from 923 Generation And Fuel | 2017
11949 | 2022 | MN | Andromeda Community Solar | 61181 | OACS5 |  | OP | PV | SUN | 1 | 0.189 | 1656.4 | 5962.9923 | 994.6 | 3580.5314 | Distributed from 923 Generation And Fuel | 2017
11950 | 2022 | MN | Annandale Solar | 60520 | PV1 |  | OP | PV | SUN | 6 | 0.219 | 11488 | 41356.4691 | 6898 | 24832.6013 | Distributed from 923 Generation And Fuel | 2016
11951 | 2022 | MN | Anoka BESS | 62908 | BA |  | OP | BA | MWH | 6 | -0.008 | -434 | -1562.3875 | -106 | -381.5969 | Distributed from 923 Generation And Fuel | 2018
11952 | 2022 | MN | Anoka County MN CONX | 62061 | PV1 |  | OP | PV | SUN | 3.4 | 0.192 | 5728 | 20620.635 | 3439 | 12380.301 | Distributed from 923 Generation And Fuel | 2018
11953 | 2022 | MN | Antares Community Solar | 61176 | FACS1 |  | OP | PV | SUN | 1 | 0.199 | 1745.333 | 6283.1485 | 1048 | 3772.7698 | Distributed from 923 Generation And Fuel | 2018
11954 | 2022 | MN | Antares Community Solar | 61176 | FACS2 |  | OP | PV | SUN | 1 | 0.199 | 1745.333 | 6283.1485 | 1048 | 3772.7698 | Distributed from 923 Generation And Fuel | 2018
11955 | 2022 | MN | Antares Community Solar | 61176 | FACS3 |  | OP | PV | SUN | 1 | 0.199 | 1745.333 | 6283.1485 | 1048 | 3772.7698 | Distributed from 923 Generation And Fuel | 2018
11956 | 2022 | MN | Antlia Community Solar | 60937 | IACS1 |  | OP | PV | SUN | 1 | 0.203 | 1779 | 6404.3488 | 1068 | 3844.7692 | Distributed from 923 Generation And Fuel | 2017
11957 | 2022 | MN | Antlia Community Solar | 60937 | IACS2 |  | OP | PV | SUN | 1 | 0.203 | 1779 | 6404.3488 | 1068 | 3844.7692 | Distributed from 923 Generation And Fuel | 2017
11958 | 2022 | MN | Aquarius Community Solar | 61710 | AQUA |  | OP | PV | SUN | 1 | 0.192 | 1679 | 6044.3516 | 1008 | 3628.771 | Distributed from 923 Generation And Fuel | 2019
11959 | 2022 | MN | Aquila Community Solar | 61704 | AQUI |  | OP | PV | SUN | 1 | 0.21 | 1836 | 6609.5471 | 1102 | 3967.1683 | Distributed from 923 Generation And Fuel | 2019
11960 | 2022 | MN | Archer Daniels Midland Mankato | 10863 | GEN1 |  | OP | ST | SUB | 6.1 | 0.216 | 11568 | 41644.4668 | 5342.187 | 19231.7193 | EIA-923 Generator File | 1987
11961 | 2022 | MN | Argo Navis Community Solar | 61183 | UACS1 |  | OP | PV | SUN | 1 | 0.171 | 1497 | 5389.1569 | 899 | 3236.3741 | Distributed from 923 Generation And Fuel | 2018
11962 | 2022 | MN | Argo Navis Community Solar | 61183 | UACS2 |  | OP | PV | SUN | 1 | 0.171 | 1497 | 5389.1569 | 899 | 3236.3741 | Distributed from 923 Generation And Fuel | 2018
11963 | 2022 | MN | Argo Navis Community Solar | 61183 | UACS3 |  | OP | PV | SUN | 1 | 0.171 | 1497 | 5389.1569 | 899 | 3236.3741 | Distributed from 923 Generation And Fuel | 2018
11964 | 2022 | MN | Aries Community Solar | 60938 | AACS1 |  | OP | PV | SUN | 1 | 0.171 | 1500.25 | 5400.8568 | 900.75 | 3242.6741 | Distributed from 923 Generation And Fuel | 2017
11965 | 2022 | MN | Aries Community Solar | 60938 | AACS2 |  | OP | PV | SUN | 1 | 0.171 | 1500.25 | 5400.8568 | 900.75 | 3242.6741 | Distributed from 923 Generation And Fuel | 2017
11966 | 2022 | MN | Aries Community Solar | 60938 | AACS3 |  | OP | PV | SUN | 1 | 0.171 | 1500.25 | 5400.8568 | 900.75 | 3242.6741 | Distributed from 923 Generation And Fuel | 2017
11967 | 2022 | MN | Aries Community Solar | 60938 | AACS4 |  | OP | PV | SUN | 1 | 0.171 | 1500.25 | 5400.8568 | 900.75 | 3242.6741 | Distributed from 923 Generation And Fuel | 2017
11968 | 2022 | MN | Armstrong Solar | 61138 | 0000A |  | OP | PV | SUN | 3 | 0.185 | 4850 | 17459.8603 | 2912 | 10483.1161 | Distributed from 923 Generation And Fuel | 2018
11969 | 2022 | MN | Aster Community Solar Garden, LLC | 63305 | ASTER |  | OP | PV | SUN | 1 | 0.2 | 1752 | 6307.1495 | 1052 | 3787.1697 | Distributed from 923 Generation And Fuel | 2020
11970 | 2022 | MN | Athens - Coopers Corner BESS | 63090 | COOPR |  | OP | BA | MWH | 3 | -0.007 | -197 | -709.1943 | -88 | -316.7975 | Distributed from 923 Generation And Fuel | 2018
11971 | 2022 | MN | Athens BESS | 62937 | BA |  | OP | BA | MWH | 6 | -0.008 | -433 | -1558.7875 | -114 | -410.3967 | Distributed from 923 Generation And Fuel | 2018
11972 | 2022 | MN | Athens MN CONX | 62062 | PV1 |  | OP | PV | SUN | 6.6 | 0.177 | 10255 | 36917.7047 | 6157 | 22165.0227 | Distributed from 923 Generation And Fuel | 2018
11973 | 2022 | MN | Atwater Solar | 60521 | PV1 |  | OP | PV | SUN | 4 | 0.22 | 7709 | 27752.178 | 4629 | 16664.2667 | Distributed from 923 Generation And Fuel | 2016
11974 | 2022 | MN | Auriga Community Solar | 61706 | AURI |  | OP | PV | SUN | 1 | 0.214 | 1877 | 6757.1459 | 1127 | 4057.1675 | Distributed from 923 Generation And Fuel | 2018
11975 | 2022 | MN | Autumn Hills LLC | 55566 | AH30 |  | OP | WT | WND | 1.9 | 0.321 | 5351 | 19263.4459 | 1753 | 6310.7495 | Distributed from 923 Generation And Fuel | 2001
11976 | 2022 | MN | B&K Energy Systems LLC | 56210 | 1 |  | OP | WT | WND | 2 | 0.318 | 5567 | 20041.0397 | 1824 | 6566.3475 | Distributed from 923 Generation And Fuel | 2003
11977 | 2022 | MN | B.R. Corcoran CSG | 61453 | 42278 |  | OP | PV | SUN | 1 | 0.179 | 1569.4 | 5649.7948 | 942.4 | 3392.6129 | Distributed from 923 Generation And Fuel | 2017
11978 | 2022 | MN | B.R. Corcoran CSG | 61453 | 42279 |  | OP | PV | SUN | 1 | 0.179 | 1569.4 | 5649.7948 | 942.4 | 3392.6129 | Distributed from 923 Generation And Fuel | 2017
11979 | 2022 | MN | B.R. Corcoran CSG | 61453 | 42280 |  | OP | PV | SUN | 1 | 0.179 | 1569.4 | 5649.7948 | 942.4 | 3392.6129 | Distributed from 923 Generation And Fuel | 2017
11980 | 2022 | MN | B.R. Corcoran CSG | 61453 | 42281 |  | OP | PV | SUN | 1 | 0.179 | 1569.4 | 5649.7948 | 942.4 | 3392.6129 | Distributed from 923 Generation And Fuel | 2017
11981 | 2022 | MN | B.R. Corcoran CSG | 61453 | 42282 |  | OP | PV | SUN | 1 | 0.179 | 1569.4 | 5649.7948 | 942.4 | 3392.6129 | Distributed from 923 Generation And Fuel | 2017
11982 | 2022 | MN | B.R. Sartell CSG | 61454 | 42286 |  | OP | PV | SUN | 1 | 0.165 | 1443.333 | 5195.9572 | 866.667 | 3119.9762 | Distributed from 923 Generation And Fuel | 2017
11983 | 2022 | MN | B.R. Sartell CSG | 61454 | 42287 |  | OP | PV | SUN | 1 | 0.165 | 1443.333 | 5195.9572 | 866.667 | 3119.9762 | Distributed from 923 Generation And Fuel | 2017
11984 | 2022 | MN | B.R. Sartell CSG | 61454 | 42288 |  | OP | PV | SUN | 1 | 0.165 | 1443.333 | 5195.9572 | 866.667 | 3119.9762 | Distributed from 923 Generation And Fuel | 2017
11985 | 2022 | MN | B.R. Sauk Rapids CSG | 61455 | 42292 |  | OP | PV | SUN | 1 | 0.176 | 1543 | 5554.7556 | 926.4 | 3335.0133 | Distributed from 923 Generation And Fuel | 2017
11986 | 2022 | MN | B.R. Sauk Rapids CSG | 61455 | 42294 |  | OP | PV | SUN | 1 | 0.176 | 1543 | 5554.7556 | 926.4 | 3335.0133 | Distributed from 923 Generation And Fuel | 2017
11987 | 2022 | MN | B.R. Sauk Rapids CSG | 61455 | 42295 |  | OP | PV | SUN | 1 | 0.176 | 1543 | 5554.7556 | 926.4 | 3335.0133 | Distributed from 923 Generation And Fuel | 2017
11988 | 2022 | MN | B.R. Sauk Rapids CSG | 61455 | 42296 |  | OP | PV | SUN | 1 | 0.176 | 1543 | 5554.7556 | 926.4 | 3335.0133 | Distributed from 923 Generation And Fuel | 2017
11989 | 2022 | MN | B.R. Sauk Rapids CSG | 61455 | 42297 |  | OP | PV | SUN | 1 | 0.176 | 1543 | 5554.7556 | 926.4 | 3335.0133 | Distributed from 923 Generation And Fuel | 2017
11990 | 2022 | MN | Barone CSG | 62138 | SO328 |  | OP | PV | SUN | 1 | 0.192 | 1681 | 6051.5516 | 1009 | 3632.3709 | Distributed from 923 Generation And Fuel | 2018
11991 | 2022 | MN | Bauer Solar CSG | 64029 | TC3 |  | OP | PV | SUN | 0.9 |  | GENYRONL: 2021
11992 | 2022 | MN | Becker Solar 2 CSG | 62084 | BCKR2 |  | OP | PV | SUN | 1 | 0.179 | 1570 | 5651.9548 | 943 | 3394.7728 | Distributed from 923 Generation And Fuel | 2019
11993 | 2022 | MN | Becker Solar 3 CSG | 62085 | BCKR3 |  | OP | PV | SUN | 1 | 0.177 | 1547 | 5569.1554 | 929 | 3344.3732 | Distributed from 923 Generation And Fuel | 2019
11994 | 2022 | MN | Becker Solar 4 CSG | 62086 | BCKR4 |  | OP | PV | SUN | 1 | 0.184 | 1616 | 5817.5535 | 970 | 3491.9721 | Distributed from 923 Generation And Fuel | 2019
11995 | 2022 | MN | Becker Solar 5 CSG | 62087 | BCKR5 |  | OP | PV | SUN | 1 | 0.19 | 1667 | 6001.152 | 1001 | 3603.5712 | Distributed from 923 Generation And Fuel | 2019
11996 | 2022 | MN | Becker Solar CSG | 62040 | BCKR1 |  | OP | PV | SUN | 1 | 0.182 | 1598 | 5752.754 | 959 | 3452.3724 | Distributed from 923 Generation And Fuel | 2019
11997 | 2022 | MN | Bellflower Solar, LLC | 63318 | BELLF |  | OP | PV | SUN | 1 | 0.24 | 2101 | 7563.5395 | 1262 | 4543.1637 | Distributed from 923 Generation And Fuel | 2020
11998 | 2022 | MN | Benson City of | 1964 | 10 |  | OP | IC | DFO | 1.8 | 0.002 | 27.2 | 97.9192 | 13 | 46.7996 | Distributed from 923 Generation And Fuel | 2002
11999 | 2022 | MN | Benson City of | 1964 | 11 |  | OP | IC | DFO | 1.8 | 0.002 | 27.2 | 97.9192 | 13 | 46.7996 | Distributed from 923 Generation And Fuel | 2002
12000 | 2022 | MN | Benson City of | 1964 | 7 |  | OP | IC | DFO | 1.8 | 0.002 | 27.2 | 97.9192 | 13 | 46.7996 | Distributed from 923 Generation And Fuel | 2002
12001 | 2022 | MN | Benson City of | 1964 | 8 |  | OP | IC | DFO | 1.8 | 0.002 | 27.2 | 97.9192 | 13 | 46.7996 | Distributed from 923 Generation And Fuel | 2002
12002 | 2022 | MN | Benson City of | 1964 | 9 |  | OP | IC | DFO | 1.8 | 0.002 | 27.2 | 97.9192 | 13 | 46.7996 | Distributed from 923 Generation And Fuel | 2002
12003 | 2022 | MN | Bent Tree Wind Farm Phase 1 | 57198 | 1 |  | OP | WT | WND | 201.3 | 0.257 | 453040 | 1630930.9526 | 148402 | 534242.9261 | Distributed from 923 Generation And Fuel | 2011
12004 | 2022 | MN | BentonSun LLC | 60695 | MLC17 |  | OP | PV | SUN | 1 | 0.18 | 1576.4 | 5674.9946 | 946.6 | 3407.7327 | Distributed from 923 Generation And Fuel | 2016
12005 | 2022 | MN | BentonSun LLC | 60695 | MLC18 |  | OP | PV | SUN | 1 | 0.18 | 1576.4 | 5674.9946 | 946.6 | 3407.7327 | Distributed from 923 Generation And Fuel | 2016
12006 | 2022 | MN | BentonSun LLC | 60695 | MLC19 |  | OP | PV | SUN | 1 | 0.18 | 1576.4 | 5674.9946 | 946.6 | 3407.7327 | Distributed from 923 Generation And Fuel | 2016
12007 | 2022 | MN | BentonSun LLC | 60695 | MLC20 |  | OP | PV | SUN | 1 | 0.18 | 1576.4 | 5674.9946 | 946.6 | 3407.7327 | Distributed from 923 Generation And Fuel | 2016
12008 | 2022 | MN | BentonSun LLC | 60695 | MLC21 |  | OP | PV | SUN | 1 | 0.18 | 1576.4 | 5674.9946 | 946.6 | 3407.7327 | Distributed from 923 Generation And Fuel | 2016
12009 | 2022 | MN | Betcher Community Solar Garden | 61671 | BETCH |  | OP | PV | SUN | 1 | 0.205 | 1796 | 6465.5483 | 1078 | 3880.769 | Distributed from 923 Generation And Fuel | 2018
12010 | 2022 | MN | Betcher CSG 1, LLC | 63819 | BET01 |  | OP | PV | SUN | 1 | 0.196 | 1719 | 6188.3505 | 1032 | 3715.1703 | Distributed from 923 Generation And Fuel | 2020
12011 | 2022 | MN | Big Blue | 57289 | BBWP |  | OP | WT | WND | 36 | 0.303 | 95563 | 344024.0478 | 31303 | 112689.8985 | Distributed from 923 Generation And Fuel | 2012
12012 | 2022 | MN | Big Lake Holdco Solar CSG | 60836 | BLAKE |  | OP | PV | SUN | 5 | 0.187 | 8198 | 29512.5639 | 4922 | 17719.0582 | Distributed from 923 Generation And Fuel | 2017
12013 | 2022 | MN | Big Lake Project CSG | 61817 | BIGLA |  | OP | PV | SUN | 5 | 0.203 | 8871 | 31935.3445 | 5326 | 19173.4466 | Distributed from 923 Generation And Fuel | 2018
12014 | 2022 | MN | Bisson Windfarm LLC | 56201 | I |  | OP | WT | WND | 2 | 0.268 | 4689 | 16880.265 | 1536 | 5529.5558 | Distributed from 923 Generation And Fuel | 2003
12015 | 2022 | MN | Black Dog | 1904 | 2 | 1 | OP | CA | NG | 136.9 | 0.153 | 183495 | 660576.7154 | 132870 | 478328.1734 | EIA-923 Generator File | 1954 | 2031
12016 | 2022 | MN | Black Dog | 1904 | 5 |  | OP | CT | NG | 187.9 | 0.212 | 349378 | 1257750.738 | 230247 | 828882.5689 | EIA-923 Generator File | 2002 | 2031
12017 | 2022 | MN | Black Dog | 1904 | 6-1 |  | OP | GT | NG | 238 | 0.101 | 210076 | 756267.5499 | 106047 | 381766.1459 | Distributed from 923 Generation And Fuel | 2018 | 2058
12018 | 2022 | MN | Black Oak Wind Farm | 58692 | 1 |  | OP | WT | WND | 78 | 0.487 | 333060 | 1199006.4079 | 109553 | 394387.6449 | Distributed from 923 Generation And Fuel | 2016
12019 | 2022 | MN | Blanchard | 1892 | 1 |  | OP | HY | WAT | 6 | 0.56 | 29415 | 105893.1529 | 13052.667 | 46989.2253 | Distributed from 923 Generation And Fuel | 1925
12020 | 2022 | MN | Blanchard | 1892 | 2 |  | OP | HY | WAT | 6 | 0.56 | 29415 | 105893.1529 | 13052.667 | 46989.2253 | Distributed from 923 Generation And Fuel | 1925
12021 | 2022 | MN | Blanchard | 1892 | 3 |  | OP | HY | WAT | 6 | 0.56 | 29415 | 105893.1529 | 13052.667 | 46989.2253 | Distributed from 923 Generation And Fuel | 1988
12022 | 2022 | MN | Blazing Star 2 Wind Farm | 61650 | BLZS2 |  | OP | WT | WND | 200 | 0.511 | 894526 | 3220267.8379 | 298655 | 1075149.3988 | Distributed from 923 Generation And Fuel | 2021
12023 | 2022 | MN | Blazing Star Wind Farm 1 | 60504 | BLZG1 |  | OP | WT | WND | 200 | 0.522 | 913721 | 3289369.285 | 307931 | 1108542.7317 | Distributed from 923 Generation And Fuel | 2020
12024 | 2022 | MN | Blooming Prairie | 1966 | 4 |  | SB | IC | DFO | 1.2 | 0.002 | 25.412 | 91.4825 | 12 | 43.1997 | Distributed from 923 Generation And Fuel | 1974
12025 | 2022 | MN | Blooming Prairie | 1966 | 5 |  | SB | IC | DFO | 2.3 | 0.002 | 48.706 | 175.3402 | 23 | 82.7993 | Distributed from 923 Generation And Fuel | 2003
12026 | 2022 | MN | Blooming Prairie | 1966 | 6 |  | SB | IC | DFO | 2 | 0.002 | 42.353 | 152.4696 | 20 | 71.9994 | Distributed from 923 Generation And Fuel | 2009
12027 | 2022 | MN | Blooming Prairie | 1966 | 7 |  | SB | IC | DFO | 1.3 | 0.002 | 27.529 | 99.1036 | 13 | 46.7996 | Distributed from 923 Generation And Fuel | 2012
12028 | 2022 | MN | Blue Breezes II LLC | 56581 | 1 |  | OP | WT | WND | 1.3 | 0 | 0 | 0 | 0 | 0 | Distributed from 923 Generation And Fuel | 2006
12029 | 2022 | MN | Blue Breezes LLC | 56580 | 1 |  | OP | WT | WND | 1.3 | 0 | 0 | 0 | 0 | 0 | Distributed from 923 Generation And Fuel | 2006
12030 | 2022 | MN | Blue Earth | 1967 | IC1 |  | OP | IC | DFO | 1.5 | 0.001 | 9.682 | 34.8549 | 4.636 | 16.6895 | Distributed from 923 Generation And Fuel | 1960
12031 | 2022 | MN | Blue Earth | 1967 | IC3 |  | OP | IC | DFO | 1.6 | 0.001 | 10.327 | 37.1769 | 4.945 | 17.8019 | Distributed from 923 Generation And Fuel | 1993
12032 | 2022 | MN | Blue Earth | 1967 | IC4 |  | OP | IC | DFO | 1.6 | 0.001 | 10.327 | 37.1769 | 4.945 | 17.8019 | Distributed from 923 Generation And Fuel | 1993
12033 | 2022 | MN | Blue Earth | 1967 | IC5 |  | OP | IC | DFO | 1.6 | 0.001 | 10.327 | 37.1769 | 4.945 | 17.8019 | Distributed from 923 Generation And Fuel | 1993
12034 | 2022 | MN | Blue Earth | 1967 | IC6 |  | OP | IC | DFO | 1.8 | 0.001 | 11.618 | 41.8245 | 5.564 | 20.0302 | Distributed from 923 Generation And Fuel | 1996
12035 | 2022 | MN | Blue Earth | 1967 | IC7 |  | OP | IC | DFO | 1.1 | 0.001 | 7.1 | 25.5598 | 3.4 | 12.2399 | Distributed from 923 Generation And Fuel | 2015
12036 | 2022 | MN | Blue Earth | 1967 | IC8 |  | OP | IC | DFO | 1.8 | 0.001 | 11.618 | 41.8245 | 5.564 | 20.0302 | Distributed from 923 Generation And Fuel | 2015
12037 | 2022 | MN | Blue Lake | 8027 | 1 |  | OP | GT | DFO | 56.7 | 0.018 | 8956.958 | 32244.7908 | 4515.424 | 16255.3964 | Distributed from 923 Generation And Fuel | 1974 | 2025
12038 | 2022 | MN | Blue Lake | 8027 | 2 |  | OP | GT | DFO | 56.7 | 0.018 | 8956.958 | 32244.7908 | 4515.424 | 16255.3964 | Distributed from 923 Generation And Fuel | 1974 | 2025
12039 | 2022 | MN | Blue Lake | 8027 | 3 |  | OP | GT | DFO | 56.7 | 0.018 | 8956.958 | 32244.7908 | 4515.424 | 16255.3964 | Distributed from 923 Generation And Fuel | 1974 | 2025
12040 | 2022 | MN | Blue Lake | 8027 | 4 |  | OP | GT | DFO | 56.7 | 0.018 | 8956.958 | 32244.7908 | 4515.424 | 16255.3964 | Distributed from 923 Generation And Fuel | 1974 | 2025
12041 | 2022 | MN | Blue Lake | 8027 | 7 |  | OP | GT | NG | 166.3 | 0.018 | 26270.584 | 94573.3458 | 13243.652 | 47676.7658 | Distributed from 923 Generation And Fuel | 2005
12042 | 2022 | MN | Blue Lake | 8027 | 8 |  | OP | GT | NG | 166.3 | 0.018 | 26270.584 | 94573.3458 | 13243.652 | 47676.7658 | Distributed from 923 Generation And Fuel | 2005
12043 | 2022 | MN | Blue Lake Solar | 60632 | PV1 |  | OP | PV | SUN | 3 | 0.177 | 4649 | 16736.2661 | 2791 | 10047.5196 | Distributed from 923 Generation And Fuel | 2016
12044 | 2022 | MN | Boeve Windfarm LLC | 56209 | 1 |  | OP | WT | WND | 2 | 0.343 | 6018 | 21664.6267 | 1971 | 7095.5432 | Distributed from 923 Generation And Fuel | 2003
12045 | 2022 | MN | Boise Cascade International Falls | 10486 | GEN 6 | 4 | OP | ST | BLQ | 52.3 | 0.581 | 266193 | 958287.1337 | 92925 | 334527.3238 | EIA-923 Generator File | 2015
12046 | 2022 | MN | Bolduan CSG | 62194 | SO360 |  | OP | PV | SUN | 1 | 0.464 | 4067 | 14641.0829 | 2442 | 8791.1297 | Distributed from 923 Generation And Fuel | 2018
12047 | 2022 | MN | Brainerd Airport | 66339 | BRN01 |  | OP | PV | SUN | 5.8 | 0 | 2 | 7.1999 | 0 | 0 | Distributed from 923 Generation And Fuel | 2022
12048 | 2022 | MN | Brainerd Public Utilities | 50636 | 1 |  | OP | HY | WAT | 0.6 | 0.653 | 3431.172 | 12352.1204 | 1522.552 | 5481.1434 | Distributed from 923 Generation And Fuel | 1917
12049 | 2022 | MN | Brainerd Public Utilities | 50636 | 2 |  | OP | HY | WAT | 0.6 | 0.653 | 3431.172 | 12352.1204 | 1522.552 | 5481.1434 | Distributed from 923 Generation And Fuel | 1917
12050 | 2022 | MN | Brainerd Public Utilities | 50636 | 3 |  | OP | HY | WAT | 0.5 | 0.653 | 2859.31 | 10293.4337 | 1268.793 | 4567.6183 | Distributed from 923 Generation And Fuel | 1936
12051 | 2022 | MN | Brainerd Public Utilities | 50636 | 4 |  | OP | HY | WAT | 0.6 | 0.653 | 3431.172 | 12352.1204 | 1522.552 | 5481.1434 | Distributed from 923 Generation And Fuel | 1936
12052 | 2022 | MN | Brainerd Public Utilities | 50636 | 5 |  | OP | HY | WAT | 0.6 | 0.653 | 3431.172 | 12352.1204 | 1522.552 | 5481.1434 | Distributed from 923 Generation And Fuel | 1940
12053 | 2022 | MN | Brenda Luhman - CSG | 63682 | BLCS |  | OP | PV | SUN | 1 | 0.192 | 1678 | 6040.7517 | 1008 | 3628.771 | Distributed from 923 Generation And Fuel | 2020
12054 | 2022 | MN | Brooten CSG1, LLC | 63593 | SC |  | OP | PV | SUN | 1 | 0.256 | 2245 | 8081.9353 | 1348 | 4852.7612 | Distributed from 923 Generation And Fuel | 2021
12055 | 2022 | MN | Buffalo Garden | 63396 | CGS |  | OP | PV | SUN | 1 | 0.191 | 1677 | 6037.1517 | 1007 | 3625.171 | Distributed from 923 Generation And Fuel | 2020
12056 | 2022 | MN | Buffalo Lake CSG1, LLC | 63594 | SC |  | OP | PV | SUN | 1 | 0.253 | 2214 | 7970.3362 | 1329 | 4784.3617 | Distributed from 923 Generation And Fuel | 2021
12057 | 2022 | MN | Buffalo Ridge Wind | 65761 | 3161 |  | OP | WT | WND | 106 | 0.051 | 47735 | 171844.6252 | 0 | 0 | Distributed from 923 Generation And Fuel | 2022
12058 | 2022 | MN | Byllesby | 50328 | 1 |  | RE | HY | WAT | 0.8 | 0 | 0 | 0 | 0 | 0 | Distributed from 923 Generation And Fuel | 1988 | 2022
12059 | 2022 | MN | Byllesby | 50328 | 2 |  | RE | HY | WAT | 0.8 | 0 | 0 | 0 | 0 | 0 | Distributed from 923 Generation And Fuel | 1988 | 2022
12060 | 2022 | MN | Byllesby | 50328 | 3 |  | RE | HY | WAT | 0.9 | 0 | 0 | 0 | 0 | 0 | Distributed from 923 Generation And Fuel | 1988 | 2022
12061 | 2022 | MN | Caelum Community Solar | 61180 | PCCS1 |  | OP | PV | SUN | 1 | 0.172 | 1504.5 | 5416.1567 | 903.5 | 3252.574 | Distributed from 923 Generation And Fuel | 2017
12062 | 2022 | MN | Caelum Community Solar | 61180 | PCCS2 |  | OP | PV | SUN | 1 | 0.172 | 1504.5 | 5416.1567 | 903.5 | 3252.574 | Distributed from 923 Generation And Fuel | 2017
12063 | 2022 | MN | Cambridge CT Hybrid | 2038 | GT1 |  | OP | GT | DFO | 25.1 | 0.019 | 4094.155 | 14738.8401 | 2951.155 | 10624.073 | Distributed from 923 Generation And Fuel | 1978
12064 | 2022 | MN | Cambridge CT Hybrid | 2038 | GT2 |  | OP | GT | NG | 169.2 | 0.019 | 27598.845 | 99355.0472 | 19893.845 | 71617.2691 | Distributed from 923 Generation And Fuel | 2007
12065 | 2022 | MN | Camellia Solar, LLC | 64001 | CAMEL |  | OP | PV | SUN | 1 | 0.259 | 2270 | 8171.9346 | 1363 | 4906.7607 | Distributed from 923 Generation And Fuel | 2020
12066 | 2022 | MN | Camp Ripley Solar | 64072 | CR1 |  | OP | PV | SUN | 10.9 | 0.169 | 16112 | 58002.736 | 9674 | 34826.1214 | Distributed from 923 Generation And Fuel | 2016
12067 | 2022 | MN | Cannon Falls Energy Center | 56241 | UNT1 |  | OP | GT | NG | 173.4 | 0.056 | 85053.5 | 306190.1505 | 59356.5 | 213681.6905 | Distributed from 923 Generation And Fuel | 2008
12068 | 2022 | MN | Cannon Falls Energy Center | 56241 | UNT2 |  | OP | GT | NG | 173.4 | 0.056 | 85053.5 | 306190.1505 | 59356.5 | 213681.6905 | Distributed from 923 Generation And Fuel | 2008
12069 | 2022 | MN | Cannon Garden Solar | 63252 | CGS |  | OP | PV | SUN | 1 | 0.185 | 1621 | 5835.5533 | 973 | 3502.772 | Distributed from 923 Generation And Fuel | 2020
12070 | 2022 | MN | Canopus Community Solar | 61707 | CANO |  | OP | PV | SUN | 1 | 0.153 | 1339 | 4820.3614 | 804 | 2894.3768 | Distributed from 923 Generation And Fuel | 2019
12071 | 2022 | MN | Capella Community Solar | 61178 | HCCS1 |  | OP | PV | SUN | 1 | 0.206 | 1804.4 | 6495.788 | 1083.4 | 3900.2088 | Distributed from 923 Generation And Fuel | 2017
12072 | 2022 | MN | Capella Community Solar | 61178 | HCCS2 |  | OP | PV | SUN | 1 | 0.206 | 1804.4 | 6495.788 | 1083.4 | 3900.2088 | Distributed from 923 Generation And Fuel | 2017
12073 | 2022 | MN | Capella Community Solar | 61178 | HCCS3 |  | OP | PV | SUN | 1 | 0.206 | 1804.4 | 6495.788 | 1083.4 | 3900.2088 | Distributed from 923 Generation And Fuel | 2017
12074 | 2022 | MN | Capella Community Solar | 61178 | HCCS4 |  | OP | PV | SUN | 1 | 0.206 | 1804.4 | 6495.788 | 1083.4 | 3900.2088 | Distributed from 923 Generation And Fuel | 2017
12075 | 2022 | MN | Capella Community Solar | 61178 | HCCS5 |  | OP | PV | SUN | 1 | 0.206 | 1804.4 | 6495.788 | 1083.4 | 3900.2088 | Distributed from 923 Generation And Fuel | 2017
12076 | 2022 | MN | Capricornus Community Solar Garden | 61651 | CAPR |  | OP | PV | SUN | 1 | 0.207 | 1815 | 6533.9477 | 1090 | 3923.9686 | Distributed from 923 Generation And Fuel | 2019
12077 | 2022 | MN | Carina Community Solar | 61179 | JCCS1 |  | OP | PV | SUN | 1 | 0.18 | 1579.25 | 5685.2545 | 948.25 | 3413.6727 | Distributed from 923 Generation And Fuel | 2018
12078 | 2022 | MN | Carina Community Solar | 61179 | JCCS2 |  | OP | PV | SUN | 1 | 0.18 | 1579.25 | 5685.2545 | 948.25 | 3413.6727 | Distributed from 923 Generation And Fuel | 2018
12079 | 2022 | MN | Carina Community Solar | 61179 | JCCS3 |  | OP | PV | SUN | 1 | 0.18 | 1579.25 | 5685.2545 | 948.25 | 3413.6727 | Distributed from 923 Generation And Fuel | 2018
12080 | 2022 | MN | Carina Community Solar | 61179 | JCCS4 |  | OP | PV | SUN | 1 | 0.18 | 1579.25 | 5685.2545 | 948.25 | 3413.6727 | Distributed from 923 Generation And Fuel | 2018
12081 | 2022 | MN | Carleton College | 57296 | GEN1 |  | SB | IC | DFO | 2.3 | 0.001 | 24 | 86.3993 | 11.5 | 41.3997 | Distributed from 923 Generation And Fuel | 2009
12082 | 2022 | MN | Carleton College | 57296 | GEN2 |  | SB | IC | DFO | 2.3 | 0.001 | 24 | 86.3993 | 11.5 | 41.3997 | Distributed from 923 Generation And Fuel | 2009
12083 | 2022 | MN | Carleton College | 57296 | WIND1 |  | OP | WT | WND | 1.6 | 0.17 | 2380.5 | 8569.7314 | 780 | 2807.9775 | Distributed from 923 Generation And Fuel | 2004
12084 | 2022 | MN | Carleton College | 57296 | WIND2 |  | OP | WT | WND | 1.6 | 0.17 | 2380.5 | 8569.7314 | 780 | 2807.9775 | Distributed from 923 Generation And Fuel | 2011
12085 | 2022 | MN | Carlson Community (CSG) | 63683 | CRLSN |  | OP | PV | SUN | 1 | 0.175 | 1531 | 5511.5559 | 919 | 3308.3735 | Distributed from 923 Generation And Fuel | 2021
12086 | 2022 | MN | Carstensen Wind | 56410 | 1 |  | OP | WT | WND | 1.7 | 0.285 | 4248 | 15292.6777 | 1392 | 5011.1599 | Distributed from 923 Generation And Fuel | 2004
12087 | 2022 | MN | Carver Gladden CSG | 61495 | 42254 |  | OP | PV | SUN | 1 | 0.166 | 1453.333 | 5231.9569 | 872.667 | 3141.5761 | Distributed from 923 Generation And Fuel | 2018
12088 | 2022 | MN | Carver Gladden CSG | 61495 | 42255 |  | OP | PV | SUN | 1 | 0.166 | 1453.333 | 5231.9569 | 872.667 | 3141.5761 | Distributed from 923 Generation And Fuel | 2018
12089 | 2022 | MN | Carver Gladden CSG | 61495 | 42256 |  | OP | PV | SUN | 1 | 0.166 | 1453.333 | 5231.9569 | 872.667 | 3141.5761 | Distributed from 923 Generation And Fuel | 2018
12090 | 2022 | MN | Cascade Creek | 6058 | 1 |  | OP | GT | NG | 35 | 0.017 | 5197.232 | 18709.8855 | 3332.214 | 11995.8744 | Distributed from 923 Generation And Fuel | 1975
12091 | 2022 | MN | Cascade Creek | 6058 | 2 |  | OP | GT | NG | 49.9 | 0.017 | 7409.768 | 26674.9514 | 4750.786 | 17102.6928 | Distributed from 923 Generation And Fuel | 2002
12092 | 2022 | MN | Cassiopeia Community Solar | 61711 | CASS |  | OP | PV | SUN | 1 | 0.207 | 1816 | 6537.5477 | 1090 | 3923.9686 | Distributed from 923 Generation And Fuel | 2019
12093 | 2022 | MN | Centaurus Community Solar | 60939 | KCCS1 |  | OP | PV | SUN | 1 | 0.196 | 1713.5 | 6168.5507 | 1029 | 3704.3704 | Distributed from 923 Generation And Fuel | 2017
12094 | 2022 | MN | Centaurus Community Solar | 60939 | KCCS2 |  | OP | PV | SUN | 1 | 0.196 | 1713.5 | 6168.5507 | 1029 | 3704.3704 | Distributed from 923 Generation And Fuel | 2017
12095 | 2022 | MN | Centennial Generating Station | 57910 | 1 |  | OP | IC | DFO | 2.3 | -0.002 | -48.4 | -174.2386 | -23 | -82.7993 | Distributed from 923 Generation And Fuel | 2011
12096 | 2022 | MN | Centennial Generating Station | 57910 | 2 |  | OP | IC | DFO | 2.3 | -0.002 | -48.4 | -174.2386 | -23 | -82.7993 | Distributed from 923 Generation And Fuel | 2011
12097 | 2022 | MN | Centennial Generating Station | 57910 | 3 |  | OP | IC | DFO | 2.3 | -0.002 | -48.4 | -174.2386 | -23 | -82.7993 | Distributed from 923 Generation And Fuel | 2011
12098 | 2022 | MN | Centennial Generating Station | 57910 | 4 |  | OP | IC | DFO | 2.3 | -0.002 | -48.4 | -174.2386 | -23 | -82.7993 | Distributed from 923 Generation And Fuel | 2011
12099 | 2022 | MN | Centennial Generating Station | 57910 | 5 |  | OP | IC | DFO | 2.3 | -0.002 | -48.4 | -174.2386 | -23 | -82.7993 | Distributed from 923 Generation And Fuel | 2011
12100 | 2022 | MN | CF Novel Solar CSG Gardens Eleven, LLC | 61141 | 0000F |  | OP | PV | SUN | 3 | 0.168 | 4410 | 15875.873 | 2648 | 9532.7237 | Distributed from 923 Generation And Fuel | 2017
12101 | 2022 | MN | CF Novel Solar CSG Gardens Five, LLC | 61543 | GEN1 |  | OP | PV | SUN | 3.4 | 0.184 | 5481 | 19731.4421 | 3291 | 11847.5052 | Distributed from 923 Generation And Fuel | 2017
12102 | 2022 | MN | CF Novel Solar CSG Gardens Seven, LLC | 61548 | GEN1 |  | OP | PV | SUN | 3.3 | 0.153 | 4421 | 15915.4727 | 2655 | 9557.9235 | Distributed from 923 Generation And Fuel | 2017
12103 | 2022 | MN | CF Novel Solar CSG Gardens Two, LLC | 61140 | 0000D |  | OP | PV | SUN | 1.8 | 0.198 | 3129 | 11264.3099 | 1879 | 6764.3459 | Distributed from 923 Generation And Fuel | 2017
12104 | 2022 | MN | CG Windfarm LLC | 56200 | I |  | OP | WT | WND | 2 | 0.134 | 2345 | 8441.9325 | 768 | 2764.7779 | Distributed from 923 Generation And Fuel | 2003
12105 | 2022 | MN | CGSun, LLC Community Solar | 61545 | GEN1 |  | OP | PV | SUN | 4 | 0.19 | 6666 | 23997.408 | 4002 | 14407.0847 | Distributed from 923 Generation And Fuel | 2017
12106 | 2022 | MN | Chanarambie Power Partners, LLC | 56142 | WND1 |  | RE | WT | WND | 85.5 | 0.137 | 102661 | 369576.6434 | 33629 | 121063.4315 | Distributed from 923 Generation And Fuel | 2003 | 2022
12107 | 2022 | MN | Chisago Community Solar | 60711 | CCS1 |  | OP | PV | SUN | 1 | 0.17 | 1488.5 | 5358.5571 | 893.75 | 3217.4743 | Distributed from 923 Generation And Fuel | 2016
12108 | 2022 | MN | Chisago Community Solar | 60711 | CCS2 |  | OP | PV | SUN | 1 | 0.17 | 1488.5 | 5358.5571 | 893.75 | 3217.4743 | Distributed from 923 Generation And Fuel | 2016
12109 | 2022 | MN | Chisago Community Solar | 60711 | CCS3 |  | OP | PV | SUN | 1 | 0.17 | 1488.5 | 5358.5571 | 893.75 | 3217.4743 | Distributed from 923 Generation And Fuel | 2016
12110 | 2022 | MN | Chisago Community Solar | 60711 | CCS4 |  | OP | PV | SUN | 1 | 0.17 | 1488.5 | 5358.5571 | 893.75 | 3217.4743 | Distributed from 923 Generation And Fuel | 2016
12111 | 2022 | MN | Chisago Holdco LLC, CSG | 61968 | CHIS |  | OP | PV | SUN | 3 | 0.175 | 4587 | 16513.0679 | 2754 | 9914.3207 | Distributed from 923 Generation And Fuel | 2019
12112 | 2022 | MN | Chisago Solar | 60522 | PV1 |  | OP | PV | SUN | 6.5 | 0.192 | 10909 | 39272.0858 | 6550 | 23579.8114 | Distributed from 923 Generation And Fuel | 2016
12113 | 2022 | MN | Chub Garden Solar | 63430 | CGS |  | OP | PV | SUN | 1 | 0.181 | 1586 | 5709.5543 | 952 | 3427.1726 | Distributed from 923 Generation And Fuel | 2020
12114 | 2022 | MN | Cisco | 63431 | 32001 |  | OP | WT | WND | 8.4 | 0.238 | 17545 | 63161.4947 | 5747 | 20689.0345 | Distributed from 923 Generation And Fuel | 2008
12115 | 2022 | MN | Clara City Solar | 63403 | CCS |  | OP | PV | SUN | 1 | 0.203 | 1779 | 6404.3488 | 1068 | 3844.7692 | Distributed from 923 Generation And Fuel | 2019
12116 | 2022 | MN | Clay Boswell | 1893 | 3 | 1 | OP | ST | SUB | 364.5 | 0.668 | 2132006 | 7675160.1987 | 816828 | 2940557.2755 | EIA-923 Generator File | 1973
12117 | 2022 | MN | Clay Boswell | 1893 | 4 | 1 | OP | ST | SUB | 558 | 0.612 | 2989330 | 10761501.908 | 1017364 | 3662481.1002 | EIA-923 Generator File | 1980
12118 | 2022 | MN | Clay Boswell | 1893 | D4 |  | SB | IC | DFO | 0.8 | 0 | 0 | 0 | 0 | 0 | Distributed from 923 Generation And Fuel | 1980
12119 | 2022 | MN | Clear Garden CSG | 63481 | RPCG |  | OP | PV | SUN | 1 | 0.185 | 1618 | 5824.7534 | 972 | 3499.172 | Distributed from 923 Generation And Fuel | 2019
12120 | 2022 | MN | Cokato CSG | 64506 | COK |  | OP | PV | SUN | 4 | 0.231 | 8102 | 29166.9667 | 4865 | 17513.8599 | Distributed from 923 Generation And Fuel | 2021
12121 | 2022 | MN | Community Wind North LLC | 57385 | 34505 |  | OP | WT | WND | 30 | 0.461 | 121144 | 436114.9111 | 39683 | 142857.6571 | Distributed from 923 Generation And Fuel | 2011
12122 | 2022 | MN | Community Wind South | 58045 | GEN1 |  | OP | WT | WND | 30 | 0.293 | 76972 | 277096.9832 | 25214 | 90769.6738 | Distributed from 923 Generation And Fuel | 2012
12123 | 2022 | MN | Connexus Solar Baldwin 1BDN | 64708 | C1BDN |  | OP | PV | SUN | 3.3 | 0.171 | 4944 | 17798.2576 | 2969 | 10688.3145 | Distributed from 923 Generation And Fuel | 2021
12124 | 2022 | MN | Connexus Solar Stanford 1STF | 64818 | C1STF |  | OP | PV | SUN | 7.3 | 0.204 | 13043 | 46954.4244 | 7831 | 28191.3745 | Distributed from 923 Generation And Fuel | 2021
12125 | 2022 | MN | Coral Bells Solar, LLC | 63313 | CORAL |  | OP | PV | SUN | 1 | 0.187 | 1637 | 5893.1529 | 983 | 3538.7717 | Distributed from 923 Generation And Fuel | 2020
12126 | 2022 | MN | Corcoran CSG | 61971 | 201 |  | OP | PV | SUN | 1 | 0.124 | 1087 | 3913.1687 | 652.6 | 2349.3412 | Distributed from 923 Generation And Fuel | 2019
12127 | 2022 | MN | Corcoran CSG | 61971 | 202 |  | OP | PV | SUN | 1 | 0.124 | 1087 | 3913.1687 | 652.6 | 2349.3412 | Distributed from 923 Generation And Fuel | 2019
12128 | 2022 | MN | Corcoran CSG | 61971 | 203 |  | OP | PV | SUN | 1 | 0.124 | 1087 | 3913.1687 | 652.6 | 2349.3412 | Distributed from 923 Generation And Fuel | 2019
12129 | 2022 | MN | Corcoran CSG | 61971 | 204 |  | OP | PV | SUN | 1 | 0.124 | 1087 | 3913.1687 | 652.6 | 2349.3412 | Distributed from 923 Generation And Fuel | 2019
12130 | 2022 | MN | Corcoran CSG | 61971 | 205 |  | OP | PV | SUN | 1 | 0.124 | 1087 | 3913.1687 | 652.6 | 2349.3412 | Distributed from 923 Generation And Fuel | 2019
12131 | 2022 | MN | Cornillie | 61977 | SO334 |  | OP | PV | SUN | 1 | 0.379 | 3321 | 11955.5044 | 1994 | 7178.3426 | Distributed from 923 Generation And Fuel | 2018
12132 | 2022 | MN | Cornillie 2 Community (CSG) | 63899 | CORN |  | OP | PV | SUN | 1.4 | 0.124 | 1518 | 5464.7563 | 911 | 3279.5738 | Distributed from 923 Generation And Fuel | 2021
12133 | 2022 | MN | Cornillie Solar CSG | 64992 | CORN1 |  | OP | PV | SUN | 1 | 0.188 | 1649 | 5936.3525 | 990 | 3563.9715 | Distributed from 923 Generation And Fuel | 2021
12134 | 2022 | MN | Corvus Community Solar | 61177 | GCCS1 |  | OP | PV | SUN | 1 | 0.183 | 1604.8 | 5777.2338 | 963.6 | 3468.9322 | Distributed from 923 Generation And Fuel | 2018
12135 | 2022 | MN | Corvus Community Solar | 61177 | GCCS2 |  | OP | PV | SUN | 1 | 0.183 | 1604.8 | 5777.2338 | 963.6 | 3468.9322 | Distributed from 923 Generation And Fuel | 2018
12136 | 2022 | MN | Corvus Community Solar | 61177 | GCCS3 |  | OP | PV | SUN | 1 | 0.183 | 1604.8 | 5777.2338 | 963.6 | 3468.9322 | Distributed from 923 Generation And Fuel | 2018
12137 | 2022 | MN | Corvus Community Solar | 61177 | GCCS4 |  | OP | PV | SUN | 1 | 0.183 | 1604.8 | 5777.2338 | 963.6 | 3468.9322 | Distributed from 923 Generation And Fuel | 2018
12138 | 2022 | MN | Corvus Community Solar | 61177 | GCCS5 |  | OP | PV | SUN | 1 | 0.183 | 1604.8 | 5777.2338 | 963.6 | 3468.9322 | Distributed from 923 Generation And Fuel | 2018
12139 | 2022 | MN | Cottage Grove CSG, LLC | 61483 | CTGR1 |  | OP | PV | SUN | 1 | 0.189 | 1654.4 | 5955.7924 | 993.4 | 3576.2114 | Distributed from 923 Generation And Fuel | 2018
12140 | 2022 | MN | Cottage Grove CSG, LLC | 61483 | CTGR2 |  | OP | PV | SUN | 1 | 0.189 | 1654.4 | 5955.7924 | 993.4 | 3576.2114 | Distributed from 923 Generation And Fuel | 2018
12141 | 2022 | MN | Cottage Grove CSG, LLC | 61483 | CTGR3 |  | OP | PV | SUN | 1 | 0.189 | 1654.4 | 5955.7924 | 993.4 | 3576.2114 | Distributed from 923 Generation And Fuel | 2018
12142 | 2022 | MN | Cottage Grove CSG, LLC | 61483 | CTGR4 |  | OP | PV | SUN | 1 | 0.189 | 1654.4 | 5955.7924 | 993.4 | 3576.2114 | Distributed from 923 Generation And Fuel | 2018
12143 | 2022 | MN | Cottage Grove CSG, LLC | 61483 | CTGR5 |  | OP | PV | SUN | 1 | 0.189 | 1654.4 | 5955.7924 | 993.4 | 3576.2114 | Distributed from 923 Generation And Fuel | 2018
12144 | 2022 | MN | Cottage Grove Project CSG | 61983 | COTG |  | OP | PV | SUN | 4.9 | 0.145 | 6234 | 22442.2205 | 3743 | 13474.6922 | Distributed from 923 Generation And Fuel | 2018
12145 | 2022 | MN | Covanta Hennepin Energy | 10013 | GEN1 | 2 | OP | ST | MSW | 39.5 | 0.584 | 201975 | 727104.1832 | 89126 | 320851.0332 | EIA-923 Generator File | 1989
12146 | 2022 | MN | Crater Community Solar | 61328 | TCCS1 |  | OP | PV | SUN | 1 | 0.189 | 1655.333 | 5959.1511 | 994 | 3578.3714 | Distributed from 923 Generation And Fuel | 2017
12147 | 2022 | MN | Crater Community Solar | 61328 | TCCS2 |  | OP | PV | SUN | 1 | 0.189 | 1655.333 | 5959.1511 | 994 | 3578.3714 | Distributed from 923 Generation And Fuel | 2017
12148 | 2022 | MN | Crater Community Solar | 61328 | TCCS3 |  | OP | PV | SUN | 1 | 0.189 | 1655.333 | 5959.1511 | 994 | 3578.3714 | Distributed from 923 Generation And Fuel | 2017
12149 | 2022 | MN | Crux Community Solar | 61712 | CRUX |  | OP | PV | SUN | 1 | 0.198 | 1737 | 6253.15 | 1043 | 3754.77 | Distributed from 923 Generation And Fuel | 2019
12150 | 2022 | MN | Dakota Community Solar One LLC CSG | 63116 | 52838 |  | OP | PV | SUN | 1 | 0.203 | 1781 | 6411.5487 | 1069 | 3848.3692 | Distributed from 923 Generation And Fuel | 2019
12151 | 2022 | MN | Danielson Wind Farms LLC | 57396 | DWF |  | OP | WT | WND | 20 | 0.308 | 53994 | 194376.845 | 17687 | 63672.6906 | Distributed from 923 Generation And Fuel | 2011
12152 | 2022 | MN | Delano | 1969 | 10 |  | OP | IC | DFO | 2 | 0.001 | 10.814 | 38.9301 | 5.13 | 18.4679 | Data from EIA-923 Generator File overwritten with distributed data from EIA-923 Generation and Fuel | 2022
12153 | 2022 | MN | Delano | 1969 | 11 |  | OP | IC | DFO | 2 | 0.001 | 10.814 | 38.9301 | 5.13 | 18.4679 | Data from EIA-923 Generator File overwritten with distributed data from EIA-923 Generation and Fuel | 2022
12154 | 2022 | MN | Delano | 1969 | 2 |  | OP | IC | NG | 1.1 | 0.001 | 5.948 | 21.4126 | 2.821 | 10.1555 | Data from EIA-923 Generator File overwritten with distributed data from EIA-923 Generation and Fuel | 1972
12155 | 2022 | MN | Delano | 1969 | 3 |  | OP | IC | NG | 1.3 | 0.001 | 7.029 | 25.3042 | 3.334 | 12.0023 | Data from EIA-923 Generator File overwritten with distributed data from EIA-923 Generation and Fuel | 1973
12156 | 2022 | MN | Delano | 1969 | 5 |  | OP | IC | DFO | 0.8 | 0.001 | 4.326 | 15.5735 | 2.052 | 7.3871 | Data from EIA-923 Generator File overwritten with distributed data from EIA-923 Generation and Fuel | 1946
12157 | 2022 | MN | Delano | 1969 | 6 |  | OP | IC | DFO | 1.2 | 0.001 | 6.488 | 23.3566 | 3.078 | 11.0807 | Data from EIA-923 Generator File overwritten with distributed data from EIA-923 Generation and Fuel | 1989
12158 | 2022 | MN | Delano | 1969 | 7 |  | OP | IC | DFO | 3 | 0.001 | 16.221 | 58.3951 | 7.694 | 27.6982 | Data from EIA-923 Generator File overwritten with distributed data from EIA-923 Generation and Fuel | 1994
12159 | 2022 | MN | Delano | 1969 | 8 |  | OP | IC | DFO | 3.1 | 0.001 | 16.761 | 60.3391 | 7.951 | 28.6234 | Data from EIA-923 Generator File overwritten with distributed data from EIA-923 Generation and Fuel | 1999
12160 | 2022 | MN | Delphinus Community Solar | 61329 | QDCS1 |  | OP | PV | SUN | 1 | 0.157 | 1377 | 4957.1603 | 827 | 2977.1762 | Distributed from 923 Generation And Fuel | 2018
12161 | 2022 | MN | Delphinus Community Solar | 61329 | QDCS2 |  | OP | PV | SUN | 1 | 0.157 | 1377 | 4957.1603 | 827 | 2977.1762 | Distributed from 923 Generation And Fuel | 2018
12162 | 2022 | MN | Deneb Community Solar | 61715 | DENE |  | OP | PV | SUN | 1 | 0.153 | 1341 | 4827.5614 | 805 | 2897.9768 | Distributed from 923 Generation And Fuel | 2019
12163 | 2022 | MN | Detroit Lakes | 1970 | 1 |  | OA | GT | DFO | 12.5 | 0 | 16 | 57.5995 | 8 | 28.7998 | Distributed from 923 Generation And Fuel | 1968
12164 | 2022 | MN | Dickinson Solar Array | 60652 | PV1 |  | OP | PV | SUN | 2.3 | 0.144 | 2911 | 10479.5162 | 1748 | 6292.7497 | Distributed from 923 Generation And Fuel | 2016
12165 | 2022 | MN | DL Windy Acres LLC | 56207 | 1 |  | OP | WT | WND | 2 | 0.318 | 5567 | 20041.0397 | 1824 | 6566.3475 | Distributed from 923 Generation And Fuel | 2003
12166 | 2022 | MN | Dodge Center Solar | 60523 | PV1 |  | OP | PV | SUN | 6.5 | 0.217 | 12332 | 44394.8448 | 7405 | 26657.7867 | Distributed from 923 Generation And Fuel | 2016
12167 | 2022 | MN | Dodge Holdco Solar CSG | 60833 | DODGE |  | OP | PV | SUN | 5 | 0.137 | 6001 | 21603.4272 | 3603 | 12970.6962 | Distributed from 923 Generation And Fuel | 2017
12168 | 2022 | MN | Dodge Renewables 1 | 65515 | 11049 |  | OP | PV | SUN | 1 | 0.044 | 389 | 1400.3888 | 246 | 885.5929 | Distributed from 923 Generation And Fuel | 2022
12169 | 2022 | MN | Dodge Renewables 2 | 65516 | 11083 |  | OP | PV | SUN | 1 | 0.038 | 333 | 1198.7904 | 151 | 543.5957 | Distributed from 923 Generation And Fuel | 2022
12170 | 2022 | MN | DodgeSun CSG | 61379 | DODG1 |  | OP | PV | SUN | 1 | 0.207 | 1810.2 | 6516.6679 | 1087 | 3913.1687 | Distributed from 923 Generation And Fuel | 2017
12171 | 2022 | MN | DodgeSun CSG | 61379 | DODG2 |  | OP | PV | SUN | 1 | 0.207 | 1810.2 | 6516.6679 | 1087 | 3913.1687 | Distributed from 923 Generation And Fuel | 2017
12172 | 2022 | MN | DodgeSun CSG | 61379 | DODG3 |  | OP | PV | SUN | 1 | 0.207 | 1810.2 | 6516.6679 | 1087 | 3913.1687 | Distributed from 923 Generation And Fuel | 2017
12173 | 2022 | MN | DodgeSun CSG | 61379 | DODG4 |  | OP | PV | SUN | 1 | 0.207 | 1810.2 | 6516.6679 | 1087 | 3913.1687 | Distributed from 923 Generation And Fuel | 2017
12174 | 2022 | MN | DodgeSun CSG | 61379 | DODG5 |  | OP | PV | SUN | 1 | 0.207 | 1810.2 | 6516.6679 | 1087 | 3913.1687 | Distributed from 923 Generation And Fuel | 2017
12175 | 2022 | MN | Douglas Todd Community Solar One LLC CSG | 63117 | 52834 |  | OP | PV | SUN | 1 | 0.194 | 1696 | 6105.5512 | 1018 | 3664.7707 | Distributed from 923 Generation And Fuel | 2019
12176 | 2022 | MN | Dundas Solar Holdings LLC CSG | 61626 | DU |  | OP | PV | SUN | 5 | 0.165 | 7208 | 25948.5924 | 3962 | 14263.0859 | Distributed from 923 Generation And Fuel | 2018
12177 | 2022 | MN | E. Goenner Project CSG | 63175 | TC3 |  | OP | PV | SUN | 1 | 0.153 | 1341 | 4827.5614 | 805 | 2897.9768 | Distributed from 923 Generation And Fuel | 2019
12178 | 2022 | MN | Eastridge Wind Project | 56543 | 1 |  | OP | WT | WND | 10.4 | 0.266 | 24223 | 87202.1024 | 7935 | 28565.7715 | Distributed from 923 Generation And Fuel | 2006
12179 | 2022 | MN | Eastwood Solar | 60524 | PV1 |  | OP | PV | SUN | 5.5 | 0.214 | 10320 | 37151.7028 | 6196 | 22305.4216 | Distributed from 923 Generation And Fuel | 2016
12180 | 2022 | MN | Eichtens Community Solar | 60795 | SO228 |  | OP | PV | SUN | 3.9 | 0.199 | 6786 | 24429.4046 | 4075 | 14669.8826 | Distributed from 923 Generation And Fuel | 2016
12181 | 2022 | MN | Eichtens II CSG | 62137 | SO340 |  | OP | PV | SUN | 1 | 0.126 | 1106 | 3981.5681 | 664 | 2390.3809 | Distributed from 923 Generation And Fuel | 2018
12182 | 2022 | MN | Elk River | 2039 | CT |  | OP | GT | NG | 191.3 | 0.023 | 38541 | 138746.49 | 24521 | 88274.8938 | Distributed from 923 Generation And Fuel | 2009
12183 | 2022 | MN | Elk River City of | 1971 | 1 |  | SB | IC | DFO | 0.5 | 0.166 | 727.049 | 2617.3555 | 326.393 | 1175.0054 | Distributed from 923 Generation And Fuel | 1948
12184 | 2022 | MN | Elk River City of | 1971 | 2 |  | SB | IC | DFO | 0.5 | 0.166 | 727.049 | 2617.3555 | 326.393 | 1175.0054 | Distributed from 923 Generation And Fuel | 1948
12185 | 2022 | MN | Elk River City of | 1971 | 3 |  | SB | IC | DFO | 3 | 0.166 | 4362.295 | 15704.1364 | 1958.361 | 7050.0432 | Distributed from 923 Generation And Fuel | 1962
12186 | 2022 | MN | Elk River City of | 1971 | 4 |  | SB | IC | DFO | 5 | 0.166 | 7270.492 | 26173.5618 | 3263.934 | 11750.0684 | Distributed from 923 Generation And Fuel | 1972
12187 | 2022 | MN | Elk River City of | 1971 | 5 |  | RE | IC | LFG | 0.8 | 0.166 | 1163.279 | 4187.7709 | 522.23 | 1880.013 | Distributed from 923 Generation And Fuel | 2002 | 2022
12188 | 2022 | MN | Elk River City of | 1971 | 6 |  | RE | IC | LFG | 0.8 | 0.166 | 1163.279 | 4187.7709 | 522.23 | 1880.013 | Distributed from 923 Generation And Fuel | 2002 | 2022
12189 | 2022 | MN | Elk River City of | 1971 | 7 |  | RE | IC | LFG | 0.8 | 0.166 | 1163.279 | 4187.7709 | 522.23 | 1880.013 | Distributed from 923 Generation And Fuel | 2002 | 2022
12190 | 2022 | MN | Elk River City of | 1971 | 8 |  | RE | IC | LFG | 0.8 | 0.166 | 1163.279 | 4187.7709 | 522.23 | 1880.013 | Distributed from 923 Generation And Fuel | 2006 | 2022
12191 | 2022 | MN | Elm Creek Wind II LLC | 57649 | 1 |  | OP | WT | WND | 148.8 | 0.224 | 291937 | 1050964.7923 | 95629 | 344261.6459 | Distributed from 923 Generation And Fuel | 2010
12192 | 2022 | MN | Elm Creek Wind LLC | 56793 | 1 |  | OP | WT | WND | 99 | 0.262 | 227024 | 817279.8618 | 74366 | 267715.4583 | Distributed from 923 Generation And Fuel | 2008
12193 | 2022 | MN | Empire Solar | 60631 | PV1 |  | OP | PV | SUN | 5 | 0.183 | 8029 | 28904.1688 | 4821 | 17355.4612 | Distributed from 923 Generation And Fuel | 2016
12194 | 2022 | MN | Enter Solar | 63542 | ENTER |  | OP | PV | SUN | 1 | 0.205 | 1798 | 6472.7482 | 1080 | 3887.9689 | Distributed from 923 Generation And Fuel | 2019
12195 | 2022 | MN | Eolos Wind Energy Research Field Station | 57880 | 1 |  | OP | WT | WND | 2.5 | 0.129 | 2828 | 10180.7186 | 926 | 3333.5733 | Distributed from 923 Generation And Fuel | 2011
12196 | 2022 | MN | Equuleus Community Solar Gardens | 61363 | CSG1 |  | OP | PV | SUN | 1 | 0.186 | 1632.6 | 5877.313 | 980.2 | 3528.6918 | Distributed from 923 Generation And Fuel | 2017
12197 | 2022 | MN | Equuleus Community Solar Gardens | 61363 | CSG2 |  | OP | PV | SUN | 1 | 0.186 | 1632.6 | 5877.313 | 980.2 | 3528.6918 | Distributed from 923 Generation And Fuel | 2017
12198 | 2022 | MN | Equuleus Community Solar Gardens | 61363 | CSG3 |  | OP | PV | SUN | 1 | 0.186 | 1632.6 | 5877.313 | 980.2 | 3528.6918 | Distributed from 923 Generation And Fuel | 2017
12199 | 2022 | MN | Equuleus Community Solar Gardens | 61363 | CSG4 |  | OP | PV | SUN | 1 | 0.186 | 1632.6 | 5877.313 | 980.2 | 3528.6918 | Distributed from 923 Generation And Fuel | 2017
12200 | 2022 | MN | Equuleus Community Solar Gardens | 61363 | CSG5 |  | OP | PV | SUN | 1 | 0.186 | 1632.6 | 5877.313 | 980.2 | 3528.6918 | Distributed from 923 Generation And Fuel | 2017
12201 | 2022 | MN | Erin Garden Solar | 63429 | CSG |  | OP | PV | SUN | 1 | 0.195 | 1706 | 6141.5509 | 1024 | 3686.3705 | Distributed from 923 Generation And Fuel | 2020
12202 | 2022 | MN | Everson Garden | 65075 | CGS |  | OP | PV | SUN | 1 | 0.187 | 1637 | 5893.1529 | 1344 | 4838.3613 | Distributed from 923 Generation And Fuel | 2022
12203 | 2022 | MN | Ewington Energy Systems, LLC | 56626 | 1 |  | OP | WT | WND | 22.5 | 0.297 | 58549 | 210774.7138 | 19179 | 69043.8476 | Distributed from 923 Generation And Fuel | 2008
12204 | 2022 | MN | Fairfax | 1972 | 2A |  | SB | IC | DFO | 2 | 0 | 1 | 3.6 | 0 | 0 | Distributed from 923 Generation And Fuel | 2001
12205 | 2022 | MN | Fairmont (MN) | 1973 | 10 |  | OP | IC | NG | 6.5 | 0.031 | 1786.167 | 6430.1498 | 901 | 3243.5741 | Distributed from 923 Generation And Fuel | 2014
12206 | 2022 | MN | Fairmont (MN) | 1973 | 11 |  | OP | IC | NG | 6.5 | 0.031 | 1786.167 | 6430.1498 | 901 | 3243.5741 | Distributed from 923 Generation And Fuel | 2014
12207 | 2022 | MN | Fairmont (MN) | 1973 | 12 |  | OP | IC | NG | 6.5 | 0.031 | 1786.167 | 6430.1498 | 901 | 3243.5741 | Distributed from 923 Generation And Fuel | 2014
12208 | 2022 | MN | Fairmont (MN) | 1973 | 6 |  | OP | IC | DFO | 6.5 | 0.031 | 1786.167 | 6430.1498 | 901 | 3243.5741 | Distributed from 923 Generation And Fuel | 1975
12209 | 2022 | MN | Fairmont (MN) | 1973 | 7 |  | OP | IC | DFO | 6.5 | 0.031 | 1786.167 | 6430.1498 | 901 | 3243.5741 | Distributed from 923 Generation And Fuel | 1975
12210 | 2022 | MN | Fairmont (MN) | 1973 | 9 |  | OP | IC | NG | 6.5 | 0.031 | 1786.167 | 6430.1498 | 901 | 3243.5741 | Distributed from 923 Generation And Fuel | 2014
12211 | 2022 | MN | Fairmont Wind | 56415 | WND1 |  | OP | WT | WND | 1 | 0.346 | 3029.63 | 10906.5807 | 992.407 | 3572.6366 | Distributed from 923 Generation And Fuel | 2003
12212 | 2022 | MN | Fairmont Wind | 56415 | WND2 |  | OP | WT | WND | 1 | 0.346 | 3029.63 | 10906.5807 | 992.407 | 3572.6366 | Distributed from 923 Generation And Fuel | 2003
12213 | 2022 | MN | Fairmont Wind | 56415 | WND3 |  | OP | WT | WND | 1.7 | 0.346 | 5150.37 | 18541.1837 | 1687.093 | 6073.4862 | Distributed from 923 Generation And Fuel | 2004
12214 | 2022 | MN | Fairmont Wind | 56415 | WND4 |  | OP | WT | WND | 1.7 | 0.346 | 5150.37 | 18541.1837 | 1687.093 | 6073.4862 | Distributed from 923 Generation And Fuel | 2005
12215 | 2022 | MN | Falls Creek Garden | 63394 | CGS |  | OP | PV | SUN | 1 | 0.19 | 1663 | 5986.7521 | 999 | 3596.3712 | Distributed from 923 Generation And Fuel | 2020
12216 | 2022 | MN | Faribault Energy Park | 56164 | EU01 |  | OP | CT | NG | 212.5 | 0.227 | 422868 | 1522312.6215 | 223485 | 804539.5637 | EIA-923 Generator File | 2005
12217 | 2022 | MN | Faribault Energy Park | 56164 | HRSG | 1 | OP | CA | NG | 122 | 0.207 | 221057 | 795798.8336 | 122948 | 442609.2591 | EIA-923 Generator File | 2007
12218 | 2022 | MN | Farmington Holdco Solar | 60832 | FARMI |  | OP | PV | SUN | 5 | 0.174 | 7643 | 27514.5799 | 4589 | 16520.2678 | Distributed from 923 Generation And Fuel | 2017
12219 | 2022 | MN | FastSun 1 CSG | 63046 | FS1 |  | OP | PV | SUN | 1 | 0.158 | 1386 | 4989.5601 | 832 | 2995.176 | Distributed from 923 Generation And Fuel | 2019
12220 | 2022 | MN | FastSun 10 CSG | 63038 | FS10 |  | OP | PV | SUN | 1 | 0.179 | 1570 | 5651.9548 | 943 | 3394.7728 | Distributed from 923 Generation And Fuel | 2020
12221 | 2022 | MN | FastSun 11 CSG | 63037 | FS11 |  | OP | PV | SUN | 1 | 0.147 | 1289 | 4640.3629 | 774 | 2786.3777 | Distributed from 923 Generation And Fuel | 2020
12222 | 2022 | MN | FastSun 13 CSG | 63035 | FS13 |  | OP | PV | SUN | 1 | 0.184 | 1613 | 5806.7535 | 969 | 3488.3721 | Distributed from 923 Generation And Fuel | 2019
12223 | 2022 | MN | FastSun 14 CSG | 63036 | FS14 |  | OP | PV | SUN | 1 | 0.192 | 1684 | 6062.3515 | 1011 | 3639.5709 | Distributed from 923 Generation And Fuel | 2019
12224 | 2022 | MN | FastSun 18 CSG | 63034 | FS18 |  | OP | PV | SUN | 1 | 0.147 | 1284 | 4622.363 | 771 | 2775.5778 | Distributed from 923 Generation And Fuel | 2020
12225 | 2022 | MN | FastSun 19 CSG | 63033 | FS19 |  | OP | PV | SUN | 1 | 0.183 | 1600 | 5759.9539 | 961 | 3459.5723 | Distributed from 923 Generation And Fuel | 2020
12226 | 2022 | MN | FastSun 2 CSG | 62696 | FS2 |  | OP | PV | SUN | 1 | 0.195 | 1710 | 6155.9508 | 1027 | 3697.1704 | Distributed from 923 Generation And Fuel | 2020
12227 | 2022 | MN | FastSun 21 CSG | 63577 | FS21 |  | OP | PV | SUN | 1 | 0.199 | 1745 | 6281.9497 | 1048 | 3772.7698 | Distributed from 923 Generation And Fuel | 2021
12228 | 2022 | MN | FastSun 3 CSG | 63042 | FS3 |  | OP | PV | SUN | 1 | 0.182 | 1591 | 5727.5542 | 955 | 3437.9725 | Distributed from 923 Generation And Fuel | 2019
12229 | 2022 | MN | FastSun 4 CSG | 63576 | FS4 |  | OP | PV | SUN | 1 | 0.184 | 1614 | 5810.3535 | 969 | 3488.3721 | Distributed from 923 Generation And Fuel | 2021
12230 | 2022 | MN | FastSun 5 CSG | 63045 | FS5 |  | OP | PV | SUN | 1 | 0.186 | 1626 | 5853.5532 | 976 | 3513.5719 | Distributed from 923 Generation And Fuel | 2020
12231 | 2022 | MN | FastSun 7 CSG | 63043 | FS7 |  | OP | PV | SUN | 1 | 0.19 | 1665 | 5993.952 | 1000 | 3599.9712 | Distributed from 923 Generation And Fuel | 2019
12232 | 2022 | MN | FastSun 8 CSG | 63039 | FS8 |  | OP | PV | SUN | 1 | 0.213 | 1868 | 6724.7462 | 1122 | 4039.1677 | Distributed from 923 Generation And Fuel | 2019
12233 | 2022 | MN | FastSun 9 CSG | 63040 | FS9 |  | OP | PV | SUN | 1 | 0.167 | 1464 | 5270.3578 | 879 | 3164.3747 | Distributed from 923 Generation And Fuel | 2020
12234 | 2022 | MN | FastSun12 CSG | 63966 | FS12 |  | OP | PV | SUN | 1 | 0.173 | 1514 | 5450.3564 | 909 | 3272.3738 | Distributed from 923 Generation And Fuel | 2021
12235 | 2022 | MN | Felton CSG PV1-5 | 62210 | FELT1 |  | OP | PV | SUN | 1 | 0.189 | 1655.2 | 5958.6723 | 993.8 | 3577.6514 | Distributed from 923 Generation And Fuel | 2019
12236 | 2022 | MN | Felton CSG PV1-5 | 62210 | FELT2 |  | OP | PV | SUN | 1 | 0.189 | 1655.2 | 5958.6723 | 993.8 | 3577.6514 | Distributed from 923 Generation And Fuel | 2019
12237 | 2022 | MN | Felton CSG PV1-5 | 62210 | FELT3 |  | OP | PV | SUN | 1 | 0.189 | 1655.2 | 5958.6723 | 993.8 | 3577.6514 | Distributed from 923 Generation And Fuel | 2019
12238 | 2022 | MN | Felton CSG PV1-5 | 62210 | FELT4 |  | OP | PV | SUN | 1 | 0.189 | 1655.2 | 5958.6723 | 993.8 | 3577.6514 | Distributed from 923 Generation And Fuel | 2019
12239 | 2022 | MN | Felton CSG PV1-5 | 62210 | FELT5 |  | OP | PV | SUN | 1 | 0.189 | 1655.2 | 5958.6723 | 993.8 | 3577.6514 | Distributed from 923 Generation And Fuel | 2019
12240 | 2022 | MN | Fenton Wind Farm | 56617 | 1 |  | OP | WT | WND | 205.5 | 0.22 | 396213 | 1426355.3892 | 143309 | 515908.2727 | Distributed from 923 Generation And Fuel | 2007
12241 | 2022 | MN | Fey Windfarm LLC | 56204 | 1 |  | OP | WT | WND | 2 | 0.323 | 5663 | 20386.6369 | 1855 | 6677.9466 | Distributed from 923 Generation And Fuel | 2003
12242 | 2022 | MN | Flint Hills Resources Pine Bend, LLC | 65405 | CTG |  | OP | CT | NG | 60.5 | 0.424 | 224924.57 | 809721.9742 | 113542.293 | 408748.9848 | EIA-923 Generator File | 2019
12243 | 2022 | MN | Flint Hills Resources Pine Bend, LLC | 65405 | STG | 1 | OP | CA | NG | 12.9 | 0.386 | 43574.34 | 156866.3691 | 21996.399 | 79186.4029 | EIA-923 Generator File | 2019
12244 | 2022 | MN | Flodquist Community Solar LLC CSG | 63650 | TC3 |  | OP | PV | SUN | 1 | 0.212 | 1860 | 6695.9464 | 1117 | 4021.1678 | Distributed from 923 Generation And Fuel | 2021
12245 | 2022 | MN | Florence Hills LLC | 55574 | FH30 |  | OP | WT | WND | 1.9 | 0.323 | 5368 | 19324.6454 | 1758 | 6328.7494 | Distributed from 923 Generation And Fuel | 2001
12246 | 2022 | MN | Fond Du Lac | 1894 | 1 |  | OP | HY | WAT | 12 | 0.424 | 44596 | 160544.3156 | 19789 | 71239.8301 | Distributed from 923 Generation And Fuel | 1924
12247 | 2022 | MN | Foreman's Hill Community Solar | 61690 | FOREM |  | OP | PV | SUN | 5 | 0.189 | 8281 | 29811.3615 | 4972 | 17899.0568 | Distributed from 923 Generation And Fuel | 2018
12248 | 2022 | MN | Forest Lake Solar CSG | 60837 | FORES |  | OP | PV | SUN | 5 | 0.168 | 7367 | 26520.9878 | 4423 | 15922.6726 | Distributed from 923 Generation And Fuel | 2017
12249 | 2022 | MN | Fountain | 64907 | 511 |  | OP | PV | SUN | 3 | 0.24 | 6305 | 22697.8184 | 3786 | 13629.491 | Distributed from 923 Generation And Fuel | 2021
12250 | 2022 | MN | Fox CSG, LLC | 61484 | FOX1 |  | OP | PV | SUN | 1 | 0.173 | 1519.6 | 5470.5162 | 912.4 | 3284.6137 | Distributed from 923 Generation And Fuel | 2018
12251 | 2022 | MN | Fox CSG, LLC | 61484 | FOX2 |  | OP | PV | SUN | 1 | 0.173 | 1519.6 | 5470.5162 | 912.4 | 3284.6137 | Distributed from 923 Generation And Fuel | 2018
12252 | 2022 | MN | Fox CSG, LLC | 61484 | FOX3 |  | OP | PV | SUN | 1 | 0.173 | 1519.6 | 5470.5162 | 912.4 | 3284.6137 | Distributed from 923 Generation And Fuel | 2018
12253 | 2022 | MN | Fox CSG, LLC | 61484 | FOX4 |  | OP | PV | SUN | 1 | 0.173 | 1519.6 | 5470.5162 | 912.4 | 3284.6137 | Distributed from 923 Generation And Fuel | 2018
12254 | 2022 | MN | Fox CSG, LLC | 61484 | FOX5 |  | OP | PV | SUN | 1 | 0.173 | 1519.6 | 5470.5162 | 912.4 | 3284.6137 | Distributed from 923 Generation And Fuel | 2018
12255 | 2022 | MN | Franklin Heating Station | 54224 | DG10 |  | SB | IC | DFO | 3.1 | 0.003 | 93.957 | 338.2425 | 38.846 | 139.8445 | Distributed from 923 Generation And Fuel | 2021
12256 | 2022 | MN | Franklin Heating Station | 54224 | DG4 |  | OP | IC | DFO | 2 | 0.003 | 60.617 | 218.2195 | 25.062 | 90.2225 | Distributed from 923 Generation And Fuel | 2009
12257 | 2022 | MN | Franklin Heating Station | 54224 | DG5 |  | OP | IC | DFO | 2 | 0.003 | 60.617 | 218.2195 | 25.062 | 90.2225 | Distributed from 923 Generation And Fuel | 2011
12258 | 2022 | MN | Franklin Heating Station | 54224 | DG8 |  | SB | IC | DFO | 3.1 | 0.003 | 93.957 | 338.2425 | 38.846 | 139.8445 | Distributed from 923 Generation And Fuel | 2021
12259 | 2022 | MN | Franklin Heating Station | 54224 | EG1 |  | SB | IC | DFO | 2 | 0.003 | 60.617 | 218.2195 | 25.062 | 90.2225 | Distributed from 923 Generation And Fuel | 2001
12260 | 2022 | MN | Franklin Heating Station | 54224 | EG2 |  | SB | IC | DFO | 2 | 0.003 | 60.617 | 218.2195 | 25.062 | 90.2225 | Distributed from 923 Generation And Fuel | 2001
12261 | 2022 | MN | Franklin Heating Station | 54224 | EG3 |  | SB | IC | DFO | 2 | 0.003 | 60.617 | 218.2195 | 25.062 | 90.2225 | Distributed from 923 Generation And Fuel | 2001
12262 | 2022 | MN | Franklin Heating Station | 54224 | GEN1 | 7 | OP | ST | NG | 2.5 | 0.524 | 11486.15 | 41349.8092 | 5557.257 | 20005.9652 | EIA-923 Generator File | 1951
12263 | 2022 | MN | Franklin Heating Station | 54224 | GEN2 | 7 | OP | ST | NG | 2.5 | 0.486 | 10639.164 | 38300.684 | 5030.052 | 18108.0423 | EIA-923 Generator File | 1951
12264 | 2022 | MN | Franklin Heating Station | 54224 | GEN3 | 5 | OP | ST | NG | 6.3 | 0.585 | 32282.406 | 116215.7319 | 12041.202 | 43347.9804 | EIA-923 Generator File | 1968
12265 | 2022 | MN | Franklin Heating Station | 54224 | GEN6 |  | OP | ST | PUR | 6.5 | 0.31 | 17649 | 63535.8917 | 8338 | 30016.5599 | Distributed from 923 Generation And Fuel | 2006
12266 | 2022 | MN | Freeborn Wind Farm | 64623 | FBW01 |  | OP | WT | WND | 218 | 0.413 | 789295 | 2841439.2685 | 270771 | 974767.8019 | Distributed from 923 Generation And Fuel | 2021
12267 | 2022 | MN | Frontenac Holdco LLC, CSG | 61919 | FRONT |  | OP | PV | SUN | 5 | 0.193 | 8469 | 30488.1561 | 5085 | 18305.8536 | Distributed from 923 Generation And Fuel | 2019
12268 | 2022 | MN | G Flow Wind LLC | 56588 | 1 |  | OP | WT | WND | 1.3 | 0.242 | 2755 | 9917.9207 | 902 | 3247.174 | Distributed from 923 Generation And Fuel | 2006
12269 | 2022 | MN | G McNeilus Wind Farm Dodge Center | 56054 | GM1 |  | OP | WT | WND | 32 | 0.286 | 80180.837 | 288648.704 | 26264.558 | 94551.6524 | Distributed from 923 Generation And Fuel | 2002
12270 | 2022 | MN | G McNeilus Wind Farm Dodge Center | 56054 | GM2 |  | OP | WT | WND | 8 | 0.286 | 20045.209 | 72162.1751 | 6566.14 | 23637.9149 | Distributed from 923 Generation And Fuel | 2003
12271 | 2022 | MN | G McNeilus Wind Farm Dodge Center | 56054 | GM3 |  | OP | WT | WND | 3 | 0.286 | 7516.953 | 27060.8143 | 2462.302 | 8864.2163 | Distributed from 923 Generation And Fuel | 2004
12272 | 2022 | MN | Gemini Community Solar | 60940 | LGCS1 |  | OP | PV | SUN | 1 | 0.18 | 1577.333 | 5678.3534 | 947 | 3409.1727 | Distributed from 923 Generation And Fuel | 2017
12273 | 2022 | MN | Gemini Community Solar | 60940 | LGCS2 |  | OP | PV | SUN | 1 | 0.18 | 1577.333 | 5678.3534 | 947 | 3409.1727 | Distributed from 923 Generation And Fuel | 2017
12274 | 2022 | MN | Gemini Community Solar | 60940 | LGCS3 |  | OP | PV | SUN | 1 | 0.18 | 1577.333 | 5678.3534 | 947 | 3409.1727 | Distributed from 923 Generation And Fuel | 2017
12275 | 2022 | MN | Geranium Solar, LLC | 63317 | GERNM |  | OP | PV | SUN | 1 | 0.205 | 1797 | 6469.1482 | 1079 | 3884.3689 | Distributed from 923 Generation And Fuel | 2020
12276 | 2022 | MN | Gibbon Solar | 62010 | PGRK1 |  | OP | PV | SUN | 3.3 | 0.202 | 5835 | 21005.832 | 3504 | 12614.2991 | Distributed from 923 Generation And Fuel | 2019
12277 | 2022 | MN | GL Wind | 57813 | TURB1 |  | OP | WT | WND | 2.5 | 0.262 | 5739.5 | 20662.0347 | 1880 | 6767.9459 | Distributed from 923 Generation And Fuel | 2011
12278 | 2022 | MN | GL Wind | 57813 | TURB2 |  | OP | WT | WND | 2.5 | 0.262 | 5739.5 | 20662.0347 | 1880 | 6767.9459 | Distributed from 923 Generation And Fuel | 2011
12279 | 2022 | MN | Glencoe | 1975 | 10 |  | OP | IC | DFO | 7 | 0 | 19.494 | 70.1778 | 9.215 | 33.1737 | Distributed from 923 Generation And Fuel | 1985
12280 | 2022 | MN | Glencoe | 1975 | 11 |  | OP | IC | DFO | 4.8 | 0 | 13.367 | 48.1208 | 6.319 | 22.7482 | Distributed from 923 Generation And Fuel | 1998
12281 | 2022 | MN | Glencoe | 1975 | 12 |  | OP | IC | DFO | 4.8 | 0 | 13.367 | 48.1208 | 6.319 | 22.7482 | Distributed from 923 Generation And Fuel | 1998
12282 | 2022 | MN | Glencoe | 1975 | 14 |  | OP | IC | DFO | 4.8 | 0 | 13.367 | 48.1208 | 6.319 | 22.7482 | Distributed from 923 Generation And Fuel | 2006
12283 | 2022 | MN | Glencoe | 1975 | 5 |  | OP | IC | DFO | 1.3 | 0 | 3.62 | 13.0319 | 1.711 | 6.1596 | Distributed from 923 Generation And Fuel | 1957
12284 | 2022 | MN | Glencoe | 1975 | 7 |  | OP | IC | DFO | 4.1 | 0 | 11.418 | 41.1045 | 5.397 | 19.429 | Distributed from 923 Generation And Fuel | 1966
12285 | 2022 | MN | Glencoe | 1975 | 8 |  | OP | IC | DFO | 5.6 | 0 | 15.595 | 56.1416 | 7.372 | 26.539 | Distributed from 923 Generation And Fuel | 1969
12286 | 2022 | MN | Glencoe | 1975 | 9 |  | OP | IC | DFO | 7.1 | 0 | 19.772 | 71.1786 | 9.347 | 33.6489 | Distributed from 923 Generation And Fuel | 1973
12287 | 2022 | MN | Gohman Community Solar (CSG) | 63484 | GOHMN |  | OP | PV | SUN | 1.1 | 0.165 | 1593 | 5734.7541 | 956 | 3441.5725 | Distributed from 923 Generation And Fuel | 2020
12288 | 2022 | MN | Goodhue Community Solar One LLC CSG | 63380 | 52829 |  | OP | PV | SUN | 1 | 0.188 | 1647 | 5929.1526 | 989 | 3560.3715 | Distributed from 923 Generation And Fuel | 2020
12289 | 2022 | MN | Goodhue Community Solar Three LLC CSG | 63417 | 52831 |  | OP | PV | SUN | 1 | 0.181 | 1586 | 5709.5543 | 952 | 3427.1726 | Distributed from 923 Generation And Fuel | 2020
12290 | 2022 | MN | Goodhue Community Solar Two LLC | 63533 | 52830 |  | OP | PV | SUN | 1 | 0.193 | 1691 | 6087.5513 | 1015 | 3653.9708 | Distributed from 923 Generation And Fuel | 2020
12291 | 2022 | MN | Goose Lake MN DPC-GM | 62148 | PV1 |  | OP | PV | SUN | 1.5 | 0.22 | 2886 | 10389.5169 | 1733 | 6238.7501 | Distributed from 923 Generation And Fuel | 2019
12292 | 2022 | MN | Gopher CSG | 61426 | PV1 |  | OP | PV | SUN | 5 | 0.182 | 7952 | 28626.971 | 4775 | 17189.8625 | Distributed from 923 Generation And Fuel | 2018
12293 | 2022 | MN | Grand Casino Hinckley Solar | 65942 | GRAND |  | OP | PV | SUN | 3 | 0.138 | 3632 | 13075.0954 | 2982 | 10735.1141 | Distributed from 923 Generation And Fuel | 2022
12294 | 2022 | MN | Grand Marais | 1976 | 7 |  | OP | IC | DFO | 2.7 | 0.005 | 115.657 | 416.3619 | 54.806 | 197.3 | Distributed from 923 Generation And Fuel | 2004
12295 | 2022 | MN | Grand Marais | 1976 | 8 |  | OP | IC | DFO | 2 | 0.005 | 85.672 | 308.4167 | 40.597 | 146.148 | Distributed from 923 Generation And Fuel | 2004
12296 | 2022 | MN | Grand Marais | 1976 | 9 |  | OP | IC | DFO | 2 | 0.005 | 85.672 | 308.4167 | 40.597 | 146.148 | Distributed from 923 Generation And Fuel | 2004
12297 | 2022 | MN | Grand Meadow | 56994 | WND67 |  | OP | WT | WND | 100.5 | 0.324 | 285152 | 1026538.9877 | 93407 | 336262.5099 | Distributed from 923 Generation And Fuel | 2008
12298 | 2022 | MN | Granite Falls | 1977 | 1 |  | OP | HY | WAT | 0.3 | 0.073 | 192.692 | 693.6857 | 85.615 | 308.2115 | Distributed from 923 Generation And Fuel | 1940
12299 | 2022 | MN | Granite Falls | 1977 | 2 |  | OP | HY | WAT | 0.2 | 0.073 | 128.462 | 462.4595 | 57.077 | 205.4756 | Distributed from 923 Generation And Fuel | 1932
12300 | 2022 | MN | Granite Falls | 1977 | HC3 |  | OS | HY | WAT | 0.8 | 0.073 | 513.846 | 1849.8308 | 228.308 | 821.9022 | Distributed from 923 Generation And Fuel | 1986
12301 | 2022 | MN | Granite Falls 2 | 7977 | 1 |  | SB | IC | DFO | 2 | -2.036 | -35666.667 | -128398.974 | -16919 | -60907.9127 | Distributed from 923 Generation And Fuel | 2003
12302 | 2022 | MN | Granite Falls 2 | 7977 | 2 |  | SB | IC | DFO | 2 | -2.036 | -35666.667 | -128398.974 | -16919 | -60907.9127 | Distributed from 923 Generation And Fuel | 2003
12303 | 2022 | MN | Granite Falls 2 | 7977 | 3 |  | SB | IC | DFO | 2 | -2.036 | -35666.667 | -128398.974 | -16919 | -60907.9127 | Distributed from 923 Generation And Fuel | 2003
12304 | 2022 | MN | Grant County Wind LLC | 57274 | 1 |  | OP | WT | WND | 21 | 0.344 | 63294 | 227856.5771 | 20733 | 74638.2029 | Distributed from 923 Generation And Fuel | 2010
12305 | 2022 | MN | GRE Marshan Solar | 60935 | PV1 |  | OP | PV | SUN | 1 | 0.166 | 1450 | 5219.9582 | 871 | 3135.5749 | Distributed from 923 Generation And Fuel | 2017
12306 | 2022 | MN | Green Acres Breeze LLC | 56590 | 1 |  | OP | WT | WND | 1.3 | 0.242 | 2755 | 9917.9207 | 902 | 3247.174 | Distributed from 923 Generation And Fuel | 2006
12307 | 2022 | MN | Greenback Energy | 56413 | 1 |  | OP | WT | WND | 1.7 | 0.354 | 5271 | 18975.4482 | 1727 | 6217.1503 | Distributed from 923 Generation And Fuel | 2004
12308 | 2022 | MN | Grimm Community Solar | 61689 | PV1 |  | OP | PV | SUN | 1 | 0.22 | 1931 | 6951.5444 | 1159 | 4172.3666 | Distributed from 923 Generation And Fuel | 2018
12309 | 2022 | MN | GSPP Held LLC CSG | 62829 | HELDM |  | OP | PV | SUN | 3 | 0.158 | 4158 | 14968.6803 | 2497 | 8989.1281 | Distributed from 923 Generation And Fuel | 2019
12310 | 2022 | MN | GSPP Imholte CSG | 62830 | IMHOL |  | OP | PV | SUN | 1 | 0.19 | 1665 | 5993.952 | 1000 | 3599.9712 | Distributed from 923 Generation And Fuel | 2019
12311 | 2022 | MN | GSSP Schneider LLC | 63370 | SCHN1 |  | OP | PV | SUN | 1 | 0.182 | 1597 | 5749.154 | 958.8 | 3451.6524 | Distributed from 923 Generation And Fuel | 2019
12312 | 2022 | MN | GSSP Schneider LLC | 63370 | SCHN2 |  | OP | PV | SUN | 1 | 0.182 | 1597 | 5749.154 | 958.8 | 3451.6524 | Distributed from 923 Generation And Fuel | 2019
12313 | 2022 | MN | GSSP Schneider LLC | 63370 | SCHN3 |  | OP | PV | SUN | 1 | 0.182 | 1597 | 5749.154 | 958.8 | 3451.6524 | Distributed from 923 Generation And Fuel | 2019
12314 | 2022 | MN | GSSP Schneider LLC | 63370 | SCHN4 |  | OP | PV | SUN | 1 | 0.182 | 1597 | 5749.154 | 958.8 | 3451.6524 | Distributed from 923 Generation And Fuel | 2019
12315 | 2022 | MN | GSSP Schneider LLC | 63370 | SCHN5 |  | OP | PV | SUN | 1 | 0.182 | 1597 | 5749.154 | 958.8 | 3451.6524 | Distributed from 923 Generation And Fuel | 2019
12316 | 2022 | MN | Guse CSG | 62195 | SO371 |  | OP | PV | SUN | 1 | 0.147 | 1288 | 4636.7629 | 773 | 2782.7777 | Distributed from 923 Generation And Fuel | 2018
12317 | 2022 | MN | Hadley Ridge LLC | 55573 | HR30 |  | OP | WT | WND | 1.9 | 0.323 | 5368 | 19324.6454 | 1758 | 6328.7494 | Distributed from 923 Generation And Fuel | 2000
12318 | 2022 | MN | Halstad | 8105 | 4 |  | SB | IC | DFO | 2 | 0 | 8.5 | 30.5998 | 4 | 14.3999 | Distributed from 923 Generation And Fuel | 2007
12319 | 2022 | MN | Halstad | 8105 | 5 |  | SB | IC | DFO | 2 | 0 | 8.5 | 30.5998 | 4 | 14.3999 | Distributed from 923 Generation And Fuel | 2007
12320 | 2022 | MN | Hammer Community (CSG) | 63684 | HAMR |  | OP | PV | SUN | 1 | 0.192 | 1681 | 6051.5516 | 1009 | 3632.3709 | Distributed from 923 Generation And Fuel | 2020
12321 | 2022 | MN | Hammer CSG | 62099 | HAMME |  | OP | PV | SUN | 4.8 | 0.174 | 7336 | 26409.3887 | 4405 | 15857.8731 | Distributed from 923 Generation And Fuel | 2018
12322 | 2022 | MN | Hampton MN GRE | 62060 | PV1 |  | OP | PV | SUN | 2 | 0.206 | 3610 | 12995.896 | 2168 | 7804.7376 | Distributed from 923 Generation And Fuel | 2018
12323 | 2022 | MN | Hartmann Project CSG | 63174 | TC3 |  | OP | PV | SUN | 1 | 0.158 | 1381 | 4971.5602 | 829 | 2984.3761 | Distributed from 923 Generation And Fuel | 2019
12324 | 2022 | MN | Hastings City Hydroelectric | 54285 | 1 |  | OP | HY | WAT | 2.2 | 0.587 | 11306 | 40701.2744 | 5017 | 18061.0555 | Distributed from 923 Generation And Fuel | 1992
12325 | 2022 | MN | Hastings City Hydroelectric | 54285 | 2 |  | OP | HY | WAT | 2.2 | 0.587 | 11306 | 40701.2744 | 5017 | 18061.0555 | Distributed from 923 Generation And Fuel | 1992
12326 | 2022 | MN | Hastings Solar | 60525 | PV1 |  | OP | PV | SUN | 4.5 | 0.204 | 8036 | 28929.3686 | 4825 | 17369.861 | Distributed from 923 Generation And Fuel | 2016
12327 | 2022 | MN | Haven Solar Project CSG | 62651 | HAVEN |  | OP | PV | SUN | 3 | 0.168 | 4425 | 15929.8726 | 2657 | 9565.1235 | Distributed from 923 Generation And Fuel | 2019
12328 | 2022 | MN | Hayfield Solar I LLC CSG | 63724 | HAYF1 |  | OP | PV | SUN | 1 | 0.19 | 1664 | 5990.3521 | 999 | 3596.3712 | Distributed from 923 Generation And Fuel | 2021
12329 | 2022 | MN | Hayfield Solar III LLC CSG | 63725 | HAYF3 |  | OP | PV | SUN | 1 | 0.216 | 1896 | 6825.5454 | 1138 | 4096.7672 | Distributed from 923 Generation And Fuel | 2021
12330 | 2022 | MN | Hazel | 64906 | 512 |  | OP | PV | SUN | 3 | 0.236 | 6194 | 22298.2216 | 3719 | 13388.2929 | Distributed from 923 Generation And Fuel | 2021
12331 | 2022 | MN | Held Solar Project | 62267 | HELD |  | OP | PV | SUN | 5 | 0.135 | 5925 | 21329.8294 | 3558 | 12808.6975 | Distributed from 923 Generation And Fuel | 2019
12332 | 2022 | MN | Helen CSG 1 LLC | 64869 | HLCSG |  | OP | PV | SUN | 1 | 0.248 | 2173 | 7822.7374 | 1305 | 4697.9624 | Distributed from 923 Generation And Fuel | 2021
12333 | 2022 | MN | Helen Solar CSG | 62706 | SC |  | OP | PV | SUN | 4 | 0.257 | 8996 | 32385.3409 | 5402 | 19447.0444 | Distributed from 923 Generation And Fuel | 2020
12334 | 2022 | MN | Hennepin Island | 1911 | 1 |  | OP | HY | WAT | 2.8 | 0.513 | 12578.54 | 45282.3817 | 5581.606 | 20093.6209 | Distributed from 923 Generation And Fuel | 1954
12335 | 2022 | MN | Hennepin Island | 1911 | 2 |  | OP | HY | WAT | 2.8 | 0.513 | 12578.54 | 45282.3817 | 5581.606 | 20093.6209 | Distributed from 923 Generation And Fuel | 1955
12336 | 2022 | MN | Hennepin Island | 1911 | 3 |  | OP | HY | WAT | 2.8 | 0.513 | 12578.54 | 45282.3817 | 5581.606 | 20093.6209 | Distributed from 923 Generation And Fuel | 1955
12337 | 2022 | MN | Hennepin Island | 1911 | 4 |  | OP | HY | WAT | 2.8 | 0.513 | 12578.54 | 45282.3817 | 5581.606 | 20093.6209 | Distributed from 923 Generation And Fuel | 1954
12338 | 2022 | MN | Hennepin Island | 1911 | 5 |  | OP | HY | WAT | 2.5 | 0.513 | 11230.839 | 40430.697 | 4983.577 | 17940.7337 | Distributed from 923 Generation And Fuel | 1955
12339 | 2022 | MN | Hertzberg Community (CSG) | 63680 | HERTZ |  | OP | PV | SUN | 1 | 0.172 | 1508 | 5428.7566 | 905 | 3257.9739 | Distributed from 923 Generation And Fuel | 2020
12340 | 2022 | MN | Heyer CSG | 61793 | HEYER |  | OP | PV | SUN | 1 | 0.206 | 1807 | 6505.148 | 1085 | 3905.9688 | Distributed from 923 Generation And Fuel | 2018
12341 | 2022 | MN | Hibbing | 1979 | 3 | 4 | OP | ST | NG | 10 | 0.214 | 18705.685 | 67339.9273 | 8163.511 | 29388.4045 | EIA-923 Generator File | 1965
12342 | 2022 | MN | Hibbing | 1979 | 5 | 4 | OP | ST | NG | 19.5 | 0.014 | 2318.164 | 8345.3236 | 67.221 | 241.9937 | EIA-923 Generator File | 1985
12343 | 2022 | MN | Hibbing | 1979 | 6 | 4 | OP | ST | NG | 6.4 | 0.3 | 16809.091 | 60512.2435 | 4837.991 | 17416.6283 | EIA-923 Generator File | 1996
12344 | 2022 | MN | High Bridge | 1912 | 7 |  | OP | CT | NG | 197 | 0.353 | 610009 | 2196014.8319 | 265914 | 957282.7417 | EIA-923 Generator File | 2008
12345 | 2022 | MN | High Bridge | 1912 | 8 |  | OP | CT | NG | 197 | 0.312 | 538972 | 1940283.6777 | 237611 | 855392.7569 | EIA-923 Generator File | 2008
12346 | 2022 | MN | High Bridge | 1912 | 9 | 1 | OP | CA | NG | 250 | 0.31 | 678743 | 2443455.2524 | 318217 | 1145572.0354 | EIA-923 Generator File | 2008
12347 | 2022 | MN | Hilltop Power | 61788 | WT |  | OP | WT | WND | 2 | 0.227 | 3974 | 14306.2855 | 1302 | 4687.1625 | Distributed from 923 Generation And Fuel | 2008
12348 | 2022 | MN | Hinterland CSG, LLC | 63817 | HIN01 |  | OP | PV | SUN | 1 | 0.214 | 1877 | 6757.1459 | 1127 | 4057.1675 | Distributed from 923 Generation And Fuel | 2020
12349 | 2022 | MN | Hometown Bio Energy LLC | 58563 | HTBE |  | OP | IC | OBG | 8 | 0.333 | 23331 | 83990.9281 | 10473 | 37702.4984 | Distributed from 923 Generation And Fuel | 2013
12350 | 2022 | MN | Honeysuckle Solar, LLC | 63309 | HONEY |  | OP | PV | SUN | 1 | 0.22 | 1930 | 6947.9444 | 1159 | 4172.3666 | Distributed from 923 Generation And Fuel | 2021
12351 | 2022 | MN | Hoot Lake | 1943 | H1 |  | OP | HY | WAT | 1 | 0.307 | 2685 | 9665.9227 | 1191 | 4287.5657 | Distributed from 923 Generation And Fuel | 1914
12352 | 2022 | MN | Hope Creek LLC | 55572 | HC30 |  | OP | WT | WND | 1.9 | 0.323 | 5368 | 19324.6454 | 1758 | 6328.7494 | Distributed from 923 Generation And Fuel | 2001
12353 | 2022 | MN | Hormel CSG Solar | 65595 | HORCS |  | OP | PV | SUN | 1 | 0 | 0 | 0 | 0 | 0 | Distributed from 923 Generation And Fuel | 2022
12354 | 2022 | MN | Houston/Winona Community Solar One LLC | 63534 | 52827 |  | OP | PV | SUN | 1 | 0.192 | 1685 | 6065.9515 | 1012 | 3643.1709 | Distributed from 923 Generation And Fuel | 2020
12355 | 2022 | MN | Huneke CSG 1, LLC | 63820 | HUN01 |  | OP | PV | SUN | 1 | 0.202 | 1772 | 6379.149 | 1064 | 3830.3694 | Distributed from 923 Generation And Fuel | 2020
12356 | 2022 | MN | Huneke CSG 2, LLC | 63821 | HUN02 |  | OP | PV | SUN | 1 | 0.213 | 1863 | 6706.7463 | 1119 | 4028.3678 | Distributed from 923 Generation And Fuel | 2020
12357 | 2022 | MN | Huneke I CSG | 61505 | HUNE1 |  | OP | PV | SUN | 1 | 0.192 | 1686 | 6069.5514 | 1012 | 3643.1709 | Distributed from 923 Generation And Fuel | 2018
12358 | 2022 | MN | Huneke II CSG | 62139 | SO346 |  | OP | PV | SUN | 1.1 | 0.147 | 1421 | 5115.5591 | 853 | 3070.7754 | Distributed from 923 Generation And Fuel | 2018
12359 | 2022 | MN | Hutchinson Plant #1 | 1980 | 10 |  | OP | IC | NG | 8.8 | 0.096 | 7393.605 | 26616.7651 | 3732.377 | 13436.4497 | Distributed from 923 Generation And Fuel | 2013
12360 | 2022 | MN | Hutchinson Plant #1 | 1980 | 11 |  | OP | IC | NG | 9.8 | 0.096 | 8233.787 | 29641.3961 | 4156.511 | 14963.3199 | Distributed from 923 Generation And Fuel | 2019
12361 | 2022 | MN | Hutchinson Plant #1 | 1980 | 12 |  | OP | IC | NG | 9.8 | 0.096 | 8233.787 | 29641.3961 | 4156.511 | 14963.3199 | Distributed from 923 Generation And Fuel | 2019
12362 | 2022 | MN | Hutchinson Plant #1 | 1980 | 3 |  | RE | IC | NG | 4.5 | 0.096 | 3780.821 | 13610.8467 | 1908.602 | 6870.9122 | Distributed from 923 Generation And Fuel | 1968 | 2022
12363 | 2022 | MN | Hutchinson Plant #2 | 6358 | 2 |  | OP | CT | NG | 54 | 0.031 | 14837 | 53412.7727 | 12817 | 46140.8309 | EIA-923 Generator File | 1994
12364 | 2022 | MN | Hutchinson Plant #2 | 6358 | 3 | 1 | OP | CA | NG | 11.5 | 0 | 23 | 82.7993 | 23 | 82.7993 | EIA-923 Generator File | 1994
12365 | 2022 | MN | Hutchinson Plant #2 | 6358 | 9 |  | OP | GT | NG | 25 | 0.001 | 209 | 752.394 | 106 | 381.5969 | Distributed from 923 Generation And Fuel | 2001
12366 | 2022 | MN | Hwy 14 Holdco Solar CSG | 60834 | HWY14 |  | OP | PV | SUN | 5 | 0.164 | 7169 | 25808.1935 | 4305 | 15497.876 | Distributed from 923 Generation And Fuel | 2017
12367 | 2022 | MN | Hyacinth Solar, LLC | 63312 | HYCIN |  | OP | PV | SUN | 1 | 0.217 | 1904 | 6854.3452 | 1143 | 4114.7671 | Distributed from 923 Generation And Fuel | 2020
12368 | 2022 | MN | Hydra Community Solar Garden, LLC (CSG) | 63629 | HYDRA |  | OP | PV | SUN | 1 | 0.194 | 1702 | 6127.151 | 1022 | 3679.1706 | Distributed from 923 Generation And Fuel | 2020
12369 | 2022 | MN | IBM West | 56269 | 1 |  | SB | IC | DFO | 1.8 | 0.001 | 18.5 | 66.5995 | 9 | 32.3997 | Distributed from 923 Generation And Fuel | 2005
12370 | 2022 | MN | IBM West | 56269 | 2 |  | SB | IC | DFO | 1.8 | 0.001 | 18.5 | 66.5995 | 9 | 32.3997 | Distributed from 923 Generation And Fuel | 2005
12371 | 2022 | MN | International Falls Power | 10487 | GEN1 |  | OP | HY | WAT | 2.2 | 0.407 | 7853.07 | 28270.8258 | 3681.901 | 13254.7376 | Distributed from 923 Generation And Fuel | 1946
12372 | 2022 | MN | International Falls Power | 10487 | GEN2 |  | OP | HY | WAT | 2.2 | 0.407 | 7853.07 | 28270.8258 | 3681.901 | 13254.7376 | Distributed from 923 Generation And Fuel | 1946
12373 | 2022 | MN | International Falls Power | 10487 | GEN3 |  | OP | HY | WAT | 2.2 | 0.407 | 7853.07 | 28270.8258 | 3681.901 | 13254.7376 | Distributed from 923 Generation And Fuel | 1946
12374 | 2022 | MN | International Falls Power | 10487 | GEN4 |  | OP | HY | WAT | 2.2 | 0.407 | 7853.07 | 28270.8258 | 3681.901 | 13254.7376 | Distributed from 923 Generation And Fuel | 1946
12375 | 2022 | MN | International Falls Power | 10487 | GEN5 |  | OP | HY | WAT | 2.2 | 0.407 | 7853.07 | 28270.8258 | 3681.901 | 13254.7376 | Distributed from 923 Generation And Fuel | 1946
12376 | 2022 | MN | International Falls Power | 10487 | GEN6 |  | OP | HY | WAT | 1.6 | 0.407 | 5711.324 | 20560.6019 | 2677.746 | 9639.8085 | Distributed from 923 Generation And Fuel | 1924
12377 | 2022 | MN | International Falls Power | 10487 | GEN7 |  | OP | HY | WAT | 1.6 | 0.407 | 5711.324 | 20560.6019 | 2677.746 | 9639.8085 | Distributed from 923 Generation And Fuel | 1924
12378 | 2022 | MN | Inver Hills | 1913 | 1 |  | OP | GT | NG | 46.8 | 0.007 | 2701.367 | 9724.8434 | 1875.456 | 6751.5876 | Distributed from 923 Generation And Fuel | 1972 | 2026
12379 | 2022 | MN | Inver Hills | 1913 | 2 |  | OP | GT | NG | 46.8 | 0.007 | 2701.367 | 9724.8434 | 1875.456 | 6751.5876 | Distributed from 923 Generation And Fuel | 1972 | 2026
12380 | 2022 | MN | Inver Hills | 1913 | 3 |  | OP | GT | NG | 46.8 | 0.007 | 2701.367 | 9724.8434 | 1875.456 | 6751.5876 | Distributed from 923 Generation And Fuel | 1972 | 2026
12381 | 2022 | MN | Inver Hills | 1913 | 4 |  | OP | GT | NG | 46.8 | 0.007 | 2701.367 | 9724.8434 | 1875.456 | 6751.5876 | Distributed from 923 Generation And Fuel | 1972 | 2026
12382 | 2022 | MN | Inver Hills | 1913 | 5 |  | OP | GT | NG | 46.8 | 0.007 | 2701.367 | 9724.8434 | 1875.456 | 6751.5876 | Distributed from 923 Generation And Fuel | 1972 | 2026
12383 | 2022 | MN | Inver Hills | 1913 | 6 |  | OP | GT | NG | 46.8 | 0.007 | 2701.367 | 9724.8434 | 1875.456 | 6751.5876 | Distributed from 923 Generation And Fuel | 1972 | 2026
12384 | 2022 | MN | Inver Hills | 1913 | 7 |  | SB | GT | DFO | 1.8 | 0.007 | 103.899 | 374.0334 | 72.133 | 259.6767 | Distributed from 923 Generation And Fuel | 1997 | 2026
12385 | 2022 | MN | Inver Hills | 1913 | 8 |  | SB | GT | DFO | 1.8 | 0.007 | 103.899 | 374.0334 | 72.133 | 259.6767 | Distributed from 923 Generation And Fuel | 1997 | 2026
12386 | 2022 | MN | Iris Solar, LLC (MN) | 63319 | IRIS |  | OP | PV | SUN | 1 | 0.237 | 2076 | 7473.5402 | 1247 | 4489.1641 | Distributed from 923 Generation And Fuel | 2020
12387 | 2022 | MN | Jack River LLC | 55565 | JR30 |  | OP | WT | WND | 1.9 | 0.321 | 5351 | 19263.4459 | 1753 | 6310.7495 | Distributed from 923 Generation And Fuel | 2001
12388 | 2022 | MN | Janesville | 1982 | 1 |  | OP | IC | DFO | 1.1 | 0.01 | 91.816 | 330.535 | 44 | 158.3987 | Distributed from 923 Generation And Fuel | 1965
12389 | 2022 | MN | Janesville | 1982 | 2 |  | OP | IC | DFO | 1.3 | 0.01 | 108.51 | 390.6329 | 52 | 187.1985 | Distributed from 923 Generation And Fuel | 1972
12390 | 2022 | MN | Janesville | 1982 | 3 |  | OP | IC | DFO | 0.7 | 0.01 | 58.429 | 210.3427 | 28 | 100.7992 | Distributed from 923 Generation And Fuel | 1955
12391 | 2022 | MN | Janesville | 1982 | 4 |  | OP | IC | DFO | 1.8 | 0.01 | 150.245 | 540.8777 | 72 | 259.1979 | Distributed from 923 Generation And Fuel | 1998
12392 | 2022 | MN | Jean Duluth Solar | 66743 | DUL |  | OP | PV | SUN | 1.6 | 0.002 | 25 | 89.9993 | 0 | 0 | Distributed from 923 Generation And Fuel | 2022
12393 | 2022 | MN | Jeffers Wind 20 LLC | 56750 | 1 |  | OP | WT | WND | 50 | 0.478 | 209317 | 753535.1717 | 68566 | 246835.6253 | Distributed from 923 Generation And Fuel | 2008
12394 | 2022 | MN | Jessica Mills LLC | 55564 | JM30 |  | OP | WT | WND | 1.9 | 0.321 | 5351 | 19263.4459 | 1753 | 6310.7495 | Distributed from 923 Generation And Fuel | 2001
12395 | 2022 | MN | Johnson 1 Community Solar | 61686 | PV1 |  | OP | PV | SUN | 1 | 0.193 | 1689 | 6080.3514 | 1014 | 3650.3708 | Distributed from 923 Generation And Fuel | 2018
12396 | 2022 | MN | Johnson CSG 1 | 64991 | JOHN |  | OP | PV | SUN | 1 | 0.192 | 1683 | 6058.7515 | 1011 | 3639.5709 | Distributed from 923 Generation And Fuel | 2021
12397 | 2022 | MN | Johnson II Community Solar | 61695 | PV1 |  | OP | PV | SUN | 1 | 0.177 | 1553 | 5590.7553 | 932 | 3355.1732 | Distributed from 923 Generation And Fuel | 2018
12398 | 2022 | MN | Johnson Solar CSG | 61380 | JOHN1 |  | OP | PV | SUN | 1 | 0.223 | 1952.34 | 7028.3678 | 1172.34 | 4220.3902 | Distributed from 923 Generation And Fuel | 2018
12399 | 2022 | MN | Johnson Solar CSG | 61380 | JOHN2 |  | OP | PV | SUN | 1 | 0.223 | 1952.34 | 7028.3678 | 1172.34 | 4220.3902 | Distributed from 923 Generation And Fuel | 2018
12400 | 2022 | MN | Johnson Solar CSG | 61380 | JOHN3 |  | OP | PV | SUN | 1 | 0.223 | 1952.34 | 7028.3678 | 1172.34 | 4220.3902 | Distributed from 923 Generation And Fuel | 2018
12401 | 2022 | MN | Johnson Solar CSG | 61380 | JOHN4 |  | OP | PV | SUN | 1 | 0.223 | 1952.34 | 7028.3678 | 1172.34 | 4220.3902 | Distributed from 923 Generation And Fuel | 2018
12402 | 2022 | MN | Johnson Solar CSG | 61380 | JOHN5 |  | OP | PV | SUN | 0.7 | 0.223 | 1366.638 | 4919.8574 | 820.638 | 2954.2732 | Distributed from 923 Generation And Fuel | 2018
12403 | 2022 | MN | Julia Hills LLC | 55563 | JH30 |  | OP | WT | WND | 1.9 | 0.321 | 5351 | 19263.4459 | 1753 | 6310.7495 | Distributed from 923 Generation And Fuel | 2001
12404 | 2022 | MN | Kas Brothers Windfarm | 55809 | G1 |  | OP | WT | WND | 1.5 | 0.325 | 4276 | 15393.4769 | 1401 | 5043.5597 | Distributed from 923 Generation And Fuel | 2001
12405 | 2022 | MN | Kaus Community Solar | 61716 | KAUS |  | OP | PV | SUN | 1 | 0.208 | 1825 | 6569.9474 | 1096 | 3945.5684 | Distributed from 923 Generation And Fuel | 2019
12406 | 2022 | MN | K-Brink Windfarm LLC | 56206 | 1 |  | OP | WT | WND | 2 | 0.321 | 5617 | 20221.0382 | 1840 | 6623.947 | Distributed from 923 Generation And Fuel | 2003
12407 | 2022 | MN | Kenyon Municipal | 1983 | 5 |  | SB | IC | DFO | 1.8 | 0 | 5.333 | 19.1986 | 2.667 | 9.6011 | Distributed from 923 Generation And Fuel | 1997
12408 | 2022 | MN | Kenyon Municipal | 1983 | 6 |  | SB | IC | DFO | 1.8 | 0 | 5.333 | 19.1986 | 2.667 | 9.6011 | Distributed from 923 Generation And Fuel | 1997
12409 | 2022 | MN | Kenyon Municipal | 1983 | 7 |  | SB | IC | DFO | 1.8 | 0 | 5.333 | 19.1986 | 2.667 | 9.6011 | Distributed from 923 Generation And Fuel | 1997
12410 | 2022 | MN | Kerria Solar, LLC | 63315 | KERIA |  | OP | PV | SUN | 1 | 0.192 | 1685 | 6065.9515 | 1012 | 3643.1709 | Distributed from 923 Generation And Fuel | 2020
12411 | 2022 | MN | Knife Falls | 1895 | 1 |  | OP | HY | WAT | 0.8 | 0.56 | 3925 | 14129.887 | 1741.667 | 6269.951 | Distributed from 923 Generation And Fuel | 1922
12412 | 2022 | MN | Knife Falls | 1895 | 2 |  | OP | HY | WAT | 0.8 | 0.56 | 3925 | 14129.887 | 1741.667 | 6269.951 | Distributed from 923 Generation And Fuel | 1922
12413 | 2022 | MN | Knife Falls | 1895 | 3 |  | OP | HY | WAT | 0.8 | 0.56 | 3925 | 14129.887 | 1741.667 | 6269.951 | Distributed from 923 Generation And Fuel | 1922
12414 | 2022 | MN | Koda Biomass Plant | 57119 | 2222 | 1 | OP | ST | AB | 23.4 | 0.161 | 32934 | 118561.4515 | 16628 | 59860.3211 | EIA-923 Generator File | 2009
12415 | 2022 | MN | Koppelman Sun CSG | 61381 | KOPP1 |  | OP | PV | SUN | 1 | 0.209 | 1831 | 6591.5473 | 1099.4 | 3957.8083 | Distributed from 923 Generation And Fuel | 2017
12416 | 2022 | MN | Koppelman Sun CSG | 61381 | KOPP2 |  | OP | PV | SUN | 1 | 0.209 | 1831 | 6591.5473 | 1099.4 | 3957.8083 | Distributed from 923 Generation And Fuel | 2017
12417 | 2022 | MN | Koppelman Sun CSG | 61381 | KOPP3 |  | OP | PV | SUN | 1 | 0.209 | 1831 | 6591.5473 | 1099.4 | 3957.8083 | Distributed from 923 Generation And Fuel | 2017
12418 | 2022 | MN | Koppelman Sun CSG | 61381 | KOPP4 |  | OP | PV | SUN | 1 | 0.209 | 1831 | 6591.5473 | 1099.4 | 3957.8083 | Distributed from 923 Generation And Fuel | 2017
12419 | 2022 | MN | Koppelman Sun CSG | 61381 | KOPP5 |  | OP | PV | SUN | 1 | 0.209 | 1831 | 6591.5473 | 1099.4 | 3957.8083 | Distributed from 923 Generation And Fuel | 2017
12420 | 2022 | MN | Kramer Solar CSG | 61058 | 0000B |  | OP | PV | SUN | 1 | 0.216 | 1888.333 | 6797.9444 | 1133.667 | 4081.1686 | Distributed from 923 Generation And Fuel | 2017
12421 | 2022 | MN | Kramer Solar CSG | 61058 | KRAM2 |  | OP | PV | SUN | 1 | 0.216 | 1888.333 | 6797.9444 | 1133.667 | 4081.1686 | Distributed from 923 Generation And Fuel | 2017
12422 | 2022 | MN | Kramer Solar CSG | 61058 | KRAM3 |  | OP | PV | SUN | 1 | 0.216 | 1888.333 | 6797.9444 | 1133.667 | 4081.1686 | Distributed from 923 Generation And Fuel | 2017
12423 | 2022 | MN | Krause CSG | 61506 | KRAUS |  | OP | PV | SUN | 1 | 0.174 | 1523 | 5482.7561 | 914 | 3290.3737 | Distributed from 923 Generation And Fuel | 2018
12424 | 2022 | MN | Lady Slipper Solar Array CSG | 62414 | PV1 |  | OP | PV | SUN | 4.5 | 0.188 | 7392 | 26610.9871 | 4438 | 15976.6722 | Distributed from 923 Generation And Fuel | 2019
12425 | 2022 | MN | Lahr 1, LLC | 61203 | PV1 |  | OP | PV | SUN | 5 | 0.189 | 8261 | 29739.3621 | 4960 | 17855.8572 | Distributed from 923 Generation And Fuel | 2018
12426 | 2022 | MN | Lake Benton I | 55208 | EXIS |  | OP | WT | WND | 107.2 | 0.264 | 247993 | 892767.6579 | 81235 | 292443.6605 | Distributed from 923 Generation And Fuel | 1998
12427 | 2022 | MN | Lake Benton II | 55265 | EXIS |  | OP | WT | WND | 100.2 | 0.518 | 455098 | 1638339.6933 | 149076 | 536669.3066 | Distributed from 923 Generation And Fuel | 1999
12428 | 2022 | MN | Lake Crystal | 1985 | 1 |  | OP | IC | DFO | 0.6 | 0 | 0.517 | 1.8612 | 0 | 0 | Distributed from 923 Generation And Fuel | 1952
12429 | 2022 | MN | Lake Crystal | 1985 | 3 |  | OP | IC | DFO | 2 | 0 | 1.724 | 6.2064 | 0 | 0 | Distributed from 923 Generation And Fuel | 1971
12430 | 2022 | MN | Lake Crystal | 1985 | 4 |  | OP | IC | DFO | 1.2 | 0 | 1.034 | 3.7224 | 0 | 0 | Distributed from 923 Generation And Fuel | 1955
12431 | 2022 | MN | Lake Crystal | 1985 | 5 |  | OP | IC | DFO | 2 | 0 | 1.724 | 6.2064 | 0 | 0 | Distributed from 923 Generation And Fuel | 1999
12432 | 2022 | MN | Lake Emily Solar | 60526 | PV1 |  | OP | PV | SUN | 4.5 | 0.209 | 8229 | 29624.163 | 4941 | 17787.4577 | Distributed from 923 Generation And Fuel | 2016
12433 | 2022 | MN | Lake Pulaski Solar | 60527 | PV1 |  | OP | PV | SUN | 7.5 | 0.201 | 13216 | 47577.2194 | 7935 | 28565.7715 | Distributed from 923 Generation And Fuel | 2016
12434 | 2022 | MN | Lake Region Community Hybrid, LLC | 62442 | LRCH |  | OP | WT | WND | 2 | 0.516 | 9036 | 32529.3398 | 2960 | 10655.9148 | Distributed from 923 Generation And Fuel | 2018
12435 | 2022 | MN | Lake Region Community Hybrid, LLC | 62442 | LRCHS |  | OP | PV | SUN | 0.5 | 0 | 0 | 0 | 0 | 0 | Distributed from 923 Generation And Fuel | 2018
12436 | 2022 | MN | Lake Waconia Community Solar Garden | 61572 | 38610 |  | OP | PV | SUN | 1 | 0.174 | 1526 | 5493.5561 | 916 | 3297.5736 | Distributed from 923 Generation And Fuel | 2018
12437 | 2022 | MN | Lake Waconia IV Community Solar Garden | 61573 | 40926 |  | OP | PV | SUN | 1 | 0.174 | 1526 | 5493.5561 | 916 | 3297.5736 | Distributed from 923 Generation And Fuel | 2018
12438 | 2022 | MN | Lakefield Junction | 7925 | 1 |  | OP | GT | NG | 89.3 | 0.014 | 11306.333 | 40702.4732 | 5703.667 | 20533.0369 | Distributed from 923 Generation And Fuel | 2001
12439 | 2022 | MN | Lakefield Junction | 7925 | 2 |  | OP | GT | NG | 89.3 | 0.014 | 11306.333 | 40702.4732 | 5703.667 | 20533.0369 | Distributed from 923 Generation And Fuel | 2001
12440 | 2022 | MN | Lakefield Junction | 7925 | 3 |  | OP | GT | NG | 89.3 | 0.014 | 11306.333 | 40702.4732 | 5703.667 | 20533.0369 | Distributed from 923 Generation And Fuel | 2001
12441 | 2022 | MN | Lakefield Junction | 7925 | 4 |  | OP | GT | NG | 89.3 | 0.014 | 11306.333 | 40702.4732 | 5703.667 | 20533.0369 | Distributed from 923 Generation And Fuel | 2001
12442 | 2022 | MN | Lakefield Junction | 7925 | 5 |  | OP | GT | NG | 89.3 | 0.014 | 11306.333 | 40702.4732 | 5703.667 | 20533.0369 | Distributed from 923 Generation And Fuel | 2001
12443 | 2022 | MN | Lakefield Junction | 7925 | 6 |  | OP | GT | NG | 89.3 | 0.014 | 11306.333 | 40702.4732 | 5703.667 | 20533.0369 | Distributed from 923 Generation And Fuel | 2001
12444 | 2022 | MN | Lakefield Junction | 7925 | 7 |  | SB | IC | DFO | 2 | 0 | 0 | 0 | 0 | 0 | Distributed from 923 Generation And Fuel | 2002
12445 | 2022 | MN | Lakefield Utilities | 7415 | 5 |  | OP | IC | DFO | 1.2 | 0.001 | 6.918 | 24.9046 | 3.282 | 11.8151 | Data from EIA-923 Generator File overwritten with distributed data from EIA-923 Generation and Fuel | 1985
12446 | 2022 | MN | Lakefield Utilities | 7415 | 6 |  | OP | IC | DFO | 2.2 | 0.001 | 12.682 | 45.6548 | 6.016 | 21.6574 | Data from EIA-923 Generator File overwritten with distributed data from EIA-923 Generation and Fuel | 2003
12447 | 2022 | MN | Lakefield Wind Project LLC | 57374 | LAKE1 |  | OP | WT | WND | 205.5 | 0.236 | 425337 | 1531200.9504 | 141266 | 508553.5316 | Distributed from 923 Generation And Fuel | 2011
12448 | 2022 | MN | Lakeswind Power Partners | 58836 | LW1 |  | OP | WT | WND | 51.8 | 0.404 | 183425 | 660324.7174 | 60084 | 216300.6696 | Distributed from 923 Generation And Fuel | 2014
12449 | 2022 | MN | Lakota Ridge LLC | 55353 | NMO1 |  | OP | WT | WND | 11.2 | 0.175 | 17137 | 61692.7065 | 5614 | 20210.2383 | Distributed from 923 Generation And Fuel | 1999
12450 | 2022 | MN | Lanesboro | 1987 | 2 |  | OP | HY | WAT | 0.3 | 0.118 | 310 | 1115.9911 | 138 | 496.796 | Distributed from 923 Generation And Fuel | 1923
12451 | 2022 | MN | Lanesboro | 1987 | 4 |  | OP | IC | DFO | 2.3 | 0.001 | 26.46 | 95.2552 | 12.552 | 45.1868 | Data from EIA-923 Generator File overwritten with distributed data from EIA-923 Generation and Fuel | 2004
12452 | 2022 | MN | Lange Solar | 63543 | LNGE |  | OP | PV | SUN | 1 | 0.226 | 1982 | 7135.1429 | 1190 | 4283.9657 | Distributed from 923 Generation And Fuel | 2019
12453 | 2022 | MN | Lantana Solar, LLC | 63311 | LANTA |  | OP | PV | SUN | 1 | 0.238 | 2081 | 7491.5401 | 1250 | 4499.964 | Distributed from 923 Generation And Fuel | 2021
12454 | 2022 | MN | Laskin Solar | 66742 | LAK |  | OP | PV | SUN | 5.6 | 0.002 | 90 | 323.9974 | 0 | 0 | Distributed from 923 Generation And Fuel | 2022
12455 | 2022 | MN | Laurel Village (CSG) | 63679 | LAUR |  | OP | PV | SUN | 1 | 0.219 | 1917 | 6901.1448 | 1151 | 4143.5669 | Distributed from 923 Generation And Fuel | 2020
12456 | 2022 | MN | Lawrence Creek Solar | 60528 | PV1 |  | OP | PV | SUN | 3.5 | 0.199 | 6107 | 21985.0241 | 3667 | 13201.0944 | Distributed from 923 Generation And Fuel | 2016
12457 | 2022 | MN | Lemond Solar | 61072 | LEMND |  | OP | PV | SUN | 5 | 0.201 | 8793 | 31654.5468 | 5280 | 19007.8479 | Distributed from 923 Generation And Fuel | 2017
12458 | 2022 | MN | Leo Community Solar | 61713 | LEO |  | OP | PV | SUN | 1 | 0.229 | 2006 | 7221.5422 | 1204 | 4334.3653 | Distributed from 923 Generation And Fuel | 2018
12459 | 2022 | MN | LeSun CSG, LLC | 61544 | GEN1 |  | OP | PV | SUN | 5 | 0.194 | 8497 | 30588.9553 | 5102 | 18367.0531 | Distributed from 923 Generation And Fuel | 2018
12460 | 2022 | MN | Leven Garden Solar | 63425 | CGS |  | OP | PV | SUN | 1 | 0.199 | 1739 | 6260.3499 | 1044 | 3758.3699 | Distributed from 923 Generation And Fuel | 2020
12461 | 2022 | MN | Libra Community Solar | 61709 | LIBR |  | OP | PV | SUN | 1 | 0.206 | 1804 | 6494.348 | 1083 | 3898.7688 | Distributed from 923 Generation And Fuel | 2018
12462 | 2022 | MN | Lincoln Heights I | 63432 | 32002 |  | OP | WT | WND | 5.2 | 0.286 | 13037 | 46932.8245 | 4271 | 15375.477 | Distributed from 923 Generation And Fuel | 2006
12463 | 2022 | MN | Lincoln Heights II | 63433 | 32003 |  | OP | WT | WND | 3.9 | 0.267 | 9128 | 32860.5371 | 2990 | 10763.9139 | Distributed from 923 Generation And Fuel | 2006
12464 | 2022 | MN | Lind Solar CSG | 60966 | S0222 |  | OP | PV | SUN | 4.9 | 0.2 | 8603 | 30970.5522 | 5166 | 18597.4512 | Distributed from 923 Generation And Fuel | 2017
12465 | 2022 | MN | Linden 01 CSG | 63179 | KANE1 |  | OP | PV | SUN | 1 | 0.203 | 1779 | 6404.3488 | 1068 | 3844.7692 | Distributed from 923 Generation And Fuel | 2020
12466 | 2022 | MN | Linden 02 CSG | 63182 | LIND2 |  | OP | PV | SUN | 1 | 0.203 | 1777 | 6397.1488 | 1067 | 3841.1693 | Distributed from 923 Generation And Fuel | 2020
12467 | 2022 | MN | Linden 03 CSG | 63183 | LIND3 |  | OP | PV | SUN | 1 | 0.207 | 1814 | 6530.3478 | 1089 | 3920.3686 | Distributed from 923 Generation And Fuel | 2020
12468 | 2022 | MN | Lindstrom Solar CSG | 61382 | LIND1 |  | OP | PV | SUN | 1 | 0.199 | 1746 | 6285.5497 | 1048.333 | 3773.9686 | Distributed from 923 Generation And Fuel | 2018
12469 | 2022 | MN | Lindstrom Solar CSG | 61382 | LIND2 |  | OP | PV | SUN | 1 | 0.199 | 1746 | 6285.5497 | 1048.333 | 3773.9686 | Distributed from 923 Generation And Fuel | 2018
12470 | 2022 | MN | Lindstrom Solar CSG | 61382 | LIND3 |  | OP | PV | SUN | 1 | 0.199 | 1746 | 6285.5497 | 1048.333 | 3773.9686 | Distributed from 923 Generation And Fuel | 2018
12471 | 2022 | MN | Litchfield | 1989 | 5 |  | SB | IC | DFO | 2.1 | 0.001 | 21 | 75.5994 | 10.068 | 36.2445 | Distributed from 923 Generation And Fuel | 1963
12472 | 2022 | MN | Litchfield | 1989 | 6 |  | SB | IC | DFO | 2.1 | 0.001 | 21 | 75.5994 | 10.068 | 36.2445 | Distributed from 923 Generation And Fuel | 1963
12473 | 2022 | MN | Litchfield | 1989 | QS 1 |  | SB | IC | DFO | 2.3 | 0.001 | 23 | 82.7993 | 11.027 | 39.6969 | Distributed from 923 Generation And Fuel | 2010
12474 | 2022 | MN | Litchfield | 1989 | QS 2 |  | SB | IC | DFO | 2.3 | 0.001 | 23 | 82.7993 | 11.027 | 39.6969 | Distributed from 923 Generation And Fuel | 2010
12475 | 2022 | MN | Litchfield | 1989 | QS 3 |  | SB | IC | DFO | 2.3 | 0.001 | 23 | 82.7993 | 11.027 | 39.6969 | Distributed from 923 Generation And Fuel | 2010
12476 | 2022 | MN | Litchfield | 1989 | QS 4 |  | SB | IC | DFO | 2.3 | 0.001 | 23 | 82.7993 | 11.027 | 39.6969 | Distributed from 923 Generation And Fuel | 2010
12477 | 2022 | MN | Litchfield | 1989 | QS 5 |  | SB | IC | DFO | 2.3 | 0.001 | 23 | 82.7993 | 11.027 | 39.6969 | Distributed from 923 Generation And Fuel | 2010
12478 | 2022 | MN | Litchfield | 1989 | QS6 |  | SB | IC | DFO | 3.1 | 0.001 | 31 | 111.5991 | 14.863 | 53.5064 | Distributed from 923 Generation And Fuel | 2021
12479 | 2022 | MN | Litchfield | 1989 | QS7 |  | SB | IC | DFO | 3.1 | 0.001 | 31 | 111.5991 | 14.863 | 53.5064 | Distributed from 923 Generation And Fuel | 2021
12480 | 2022 | MN | Little Falls (MN) | 1896 | 1 |  | OP | HY | WAT | 0.8 | 0.804 | 5632 | 20275.0378 | 2499.13 | 8996.796 | Distributed from 923 Generation And Fuel | 1919
12481 | 2022 | MN | Little Falls (MN) | 1896 | 2 |  | OP | HY | WAT | 0.8 | 0.804 | 5632 | 20275.0378 | 2499.13 | 8996.796 | Distributed from 923 Generation And Fuel | 1919
12482 | 2022 | MN | Little Falls (MN) | 1896 | 3 |  | OP | HY | WAT | 1 | 0.804 | 7040 | 25343.7972 | 3123.913 | 11245.9968 | Distributed from 923 Generation And Fuel | 1920
12483 | 2022 | MN | Little Falls (MN) | 1896 | 4 |  | OP | HY | WAT | 1.2 | 0.804 | 8448 | 30412.5567 | 3748.696 | 13495.1976 | Distributed from 923 Generation And Fuel | 1979
12484 | 2022 | MN | Little Falls (MN) | 1896 | 5 |  | OP | HY | WAT | 0.4 | 0.804 | 2816 | 10137.5189 | 1249.565 | 4498.398 | Distributed from 923 Generation And Fuel | 1906
12485 | 2022 | MN | Little Falls (MN) | 1896 | 6 |  | OP | HY | WAT | 0.4 | 0.804 | 2816 | 10137.5189 | 1249.565 | 4498.398 | Distributed from 923 Generation And Fuel | 1906
12486 | 2022 | MN | Loon Garden | 63397 | CGS |  | OP | PV | SUN | 1 | 0.199 | 1740 | 6263.9499 | 1045 | 3761.9699 | Distributed from 923 Generation And Fuel | 2020
12487 | 2022 | MN | Lowry CSG2, LLC | 63595 | SC |  | OP | PV | SUN | 1 | 0.226 | 1978 | 7120.743 | 1188 | 4276.7658 | Distributed from 923 Generation And Fuel | 2020
12488 | 2022 | MN | LSP-Cottage Grove LP | 55010 | CTG1 |  | OP | CT | NG | 177.3 | 0.258 | 399996 | 1439974.0802 | 175462 | 631658.1467 | EIA-923 Generator File | 1997
12489 | 2022 | MN | LSP-Cottage Grove LP | 55010 | STG1 | 1 | OP | CA | NG | 106.2 | 0.208 | 193650 | 697134.4229 | 93721 | 337392.9009 | EIA-923 Generator File | 1997
12490 | 2022 | MN | Lucky Wind | 56412 | 1 |  | OP | WT | WND | 1.7 | 0.161 | 2398 | 8632.7309 | 786 | 2829.5774 | Distributed from 923 Generation And Fuel | 2004
12491 | 2022 | MN | Luverne | 1990 | 4C |  | OP | IC | DFO | 3.5 | 0.001 | 20.928 | 75.3402 | 10.103 | 36.3705 | Distributed from 923 Generation And Fuel | 1967
12492 | 2022 | MN | Luverne | 1990 | 5A |  | OP | IC | DFO | 3.1 | 0.001 | 18.536 | 66.7291 | 8.948 | 32.2125 | Distributed from 923 Generation And Fuel | 2022
12493 | 2022 | MN | Luverne | 1990 | 5B |  | OP | IC | DFO | 3.1 | 0.001 | 18.536 | 66.7291 | 8.948 | 32.2125 | Distributed from 923 Generation And Fuel | 2022
12494 | 2022 | MN | Lyman Garden | 63937 | CGS |  | OP | PV | SUN | 1 | 0.189 | 1655 | 5957.9523 | 994 | 3578.3714 | Distributed from 923 Generation And Fuel | 2020
12495 | 2022 | MN | Lyra Community Solar | 61182 | RLCS1 |  | OP | PV | SUN | 1 | 0.183 | 1599 | 5756.3539 | 960 | 3455.9724 | Distributed from 923 Generation And Fuel | 2018
12496 | 2022 | MN | Lyra Community Solar | 61182 | RLCS2 |  | OP | PV | SUN | 1 | 0.183 | 1599 | 5756.3539 | 960 | 3455.9724 | Distributed from 923 Generation And Fuel | 2018
12497 | 2022 | MN | Lyra Community Solar | 61182 | RLCS3 |  | OP | PV | SUN | 1 | 0.183 | 1599 | 5756.3539 | 960 | 3455.9724 | Distributed from 923 Generation And Fuel | 2018
12498 | 2022 | MN | M L Hibbard | 1897 | 3 | 2 | OP | ST | WDS | 35.3 | 0.201 | 62224 | 224004.608 | 32336 | 116408.6687 | EIA-923 Generator File | 1949
12499 | 2022 | MN | M L Hibbard | 1897 | 4 | 2 | OP | ST | WDS | 37.5 | 0.219 | 71823 | 258560.7315 | 45944 | 165397.0768 | EIA-923 Generator File | 1951
12500 | 2022 | MN | Madelia | 30 | 1 |  | OP | IC | DFO | 3.1 | -0.002 | -45.449 | -163.6151 | -21.542 | -77.5506 | Distributed from 923 Generation And Fuel | 2001
12501 | 2022 | MN | Madelia | 30 | 2 |  | OP | IC | DFO | 2 | -0.002 | -29.322 | -105.5584 | -13.898 | -50.0324 | Distributed from 923 Generation And Fuel | 1965
12502 | 2022 | MN | Madelia | 30 | 3 |  | OP | IC | DFO | 1.1 | -0.002 | -16.127 | -58.0567 | -7.644 | -27.5182 | Distributed from 923 Generation And Fuel | 1959
12503 | 2022 | MN | Madelia | 30 | 4 |  | OP | IC | DFO | 4.3 | -0.002 | -63.042 | -226.9494 | -29.881 | -107.5707 | Distributed from 923 Generation And Fuel | 1973
12504 | 2022 | MN | Madelia | 30 | 5 |  | OP | IC | DFO | 1.3 | -0.002 | -19.059 | -68.6119 | -9.034 | -32.5221 | Distributed from 923 Generation And Fuel | 1954
12505 | 2022 | MN | Malmedal Solar Garden | 63453 | CGS |  | OP | PV | SUN | 1 | 0.171 | 1497 | 5389.1569 | 899 | 3236.3741 | Distributed from 923 Generation And Fuel | 2019
12506 | 2022 | MN | Mankato Energy Center | 56104 | CTG1 |  | OP | CT | NG | 188.7 | 0.357 | 590567 | 2126024.1918 | 313191 | 1127478.5802 | EIA-923 Generator File | 2019
12507 | 2022 | MN | Mankato Energy Center | 56104 | CTG2 |  | OP | CT | NG | 192.1 | 0.315 | 530583 | 1910083.5193 | 288261 | 1037731.2981 | EIA-923 Generator File | 2006
12508 | 2022 | MN | Mankato Energy Center | 56104 | STG1 | 2 | OP | CA | NG | 360 | 0.201 | 632690 | 2277665.7787 | 360170 | 1296601.6272 | EIA-923 Generator File | 2006
12509 | 2022 | MN | Maple Lake | 2042 | 5A |  | OP | GT | DFO | 25 | 0.003 | 699 | 2516.3799 | 146 | 525.5958 | Distributed from 923 Generation And Fuel | 1978
12510 | 2022 | MN | Mapleton Community Solar | 60941 | DMCS1 |  | OP | PV | SUN | 1 | 0.189 | 1659 | 5972.3522 | 996 | 3585.5713 | Distributed from 923 Generation And Fuel | 2017
12511 | 2022 | MN | Mapleton Community Solar | 60941 | DMCS2 |  | OP | PV | SUN | 1 | 0.189 | 1659 | 5972.3522 | 996 | 3585.5713 | Distributed from 923 Generation And Fuel | 2017
12512 | 2022 | MN | Mapleton Community Solar | 60941 | DMCS3 |  | OP | PV | SUN | 1 | 0.189 | 1659 | 5972.3522 | 996 | 3585.5713 | Distributed from 923 Generation And Fuel | 2017
12513 | 2022 | MN | Marigold Community Solar Garden, LLC | 63308 | MGOLD |  | OP | PV | SUN | 1 | 0.225 | 1968 | 7084.7433 | 1182 | 4255.166 | Distributed from 923 Generation And Fuel | 2021
12514 | 2022 | MN | Marion Garden | 63935 | CGS |  | OP | PV | SUN | 1 | 0.219 | 1918 | 6904.7448 | 1152 | 4147.1668 | Distributed from 923 Generation And Fuel | 2020
12515 | 2022 | MN | Marmas Solar CSG | 61139 | MARM2 |  | OP | PV | SUN | 1 | 0.186 | 1633 | 5878.753 | 980.5 | 3529.7718 | Distributed from 923 Generation And Fuel | 2018
12516 | 2022 | MN | Marmas Solar CSG | 61139 | MARM3 |  | OP | PV | SUN | 1 | 0.186 | 1633 | 5878.753 | 980.5 | 3529.7718 | Distributed from 923 Generation And Fuel | 2018
12517 | 2022 | MN | Marmas Solar CSG | 61139 | MARM4 |  | OP | PV | SUN | 1 | 0.186 | 1633 | 5878.753 | 980.5 | 3529.7718 | Distributed from 923 Generation And Fuel | 2018
12518 | 2022 | MN | Marmas Solar CSG | 61139 | MARM5 |  | OP | PV | SUN | 1 | 0.186 | 1633 | 5878.753 | 980.5 | 3529.7718 | Distributed from 923 Generation And Fuel | 2018
12519 | 2022 | MN | Marshall (MN) | 1993 | 6 |  | OP | GT | DFO | 18 | 0 | 76.44 | 275.1818 | 36.26 | 130.535 | Data from EIA-923 Generator File overwritten with distributed data from EIA-923 Generation and Fuel | 1969
12520 | 2022 | MN | Marshall Solar Energy Project | 59875 | PV1 |  | OP | PV | SUN | 62.3 | 0.185 | 101208 | 364345.8852 | 60627 | 218255.454 | Distributed from 923 Generation And Fuel | 2017
12521 | 2022 | MN | Marshall Wind 1 LLC | 56840 | 1 |  | OP | WT | WND | 2.1 | 0.17 | 3125 | 11249.91 | 1024 | 3686.3705 | Distributed from 923 Generation And Fuel | 2007
12522 | 2022 | MN | Marshall Wind 2 LLC | 56824 | 1 |  | OP | WT | WND | 4.2 | 0.17 | 6249 | 22496.22 | 2047 | 7369.141 | Distributed from 923 Generation And Fuel | 2007
12523 | 2022 | MN | Marshall Wind 3 LLC | 56825 | 1 |  | OP | WT | WND | 4.2 | 0.17 | 6249 | 22496.22 | 2047 | 7369.141 | Distributed from 923 Generation And Fuel | 2007
12524 | 2022 | MN | Marshall Wind 4 LLC | 56826 | 1 |  | OP | WT | WND | 4.2 | 0.17 | 6249 | 22496.22 | 2047 | 7369.141 | Distributed from 923 Generation And Fuel | 2007
12525 | 2022 | MN | Marshall Wind 5 LLC | 56827 | 1 |  | OP | WT | WND | 2.1 | 0.17 | 3125 | 11249.91 | 1024 | 3686.3705 | Distributed from 923 Generation And Fuel | 2007
12526 | 2022 | MN | Marshall Wind 6 LLC | 56828 | 1 |  | OP | WT | WND | 2.1 | 0.17 | 3125 | 11249.91 | 1024 | 3686.3705 | Distributed from 923 Generation And Fuel | 2007
12527 | 2022 | MN | Maston Garden Solar | 63434 | CGS |  | OP | PV | SUN | 1 | 0.199 | 1743 | 6274.7498 | 1047 | 3769.1698 | Distributed from 923 Generation And Fuel | 2020
12528 | 2022 | MN | McLeod Community Solar One LLC CSG | 63119 | 52832 |  | OP | PV | SUN | 1 | 0.204 | 1791 | 6447.5484 | 1075 | 3869.969 | Distributed from 923 Generation And Fuel | 2019
12529 | 2022 | MN | Medin 2 Community Solar LLC CSG | 64504 | MED2 |  | OP | PV | SUN | 1 | 0.198 | 1738 | 6256.7499 | 1044 | 3758.3699 | Distributed from 923 Generation And Fuel | 2021
12530 | 2022 | MN | Medin CSG | 64990 | MED1 |  | OP | PV | SUN | 1 | 0.207 | 1817 | 6541.1477 | 1091 | 3927.5686 | Distributed from 923 Generation And Fuel | 2021
12531 | 2022 | MN | Meeker Community Solar One LLC CSG | 63118 | 52824 |  | OP | PV | SUN | 1 | 0.208 | 1820 | 6551.9476 | 1093 | 3934.7685 | Distributed from 923 Generation And Fuel | 2019
12532 | 2022 | MN | Melrose | 1994 | 1 |  | SB | IC | DFO | 1 | 0.001 | 9.634 | 34.6821 | 4.512 | 16.2431 | Distributed from 923 Generation And Fuel | 1945
12533 | 2022 | MN | Melrose | 1994 | 2 |  | OP | IC | DFO | 1.1 | 0.001 | 10.598 | 38.1525 | 4.963 | 17.8667 | Distributed from 923 Generation And Fuel | 1948
12534 | 2022 | MN | Melrose | 1994 | 3 |  | OP | IC | DFO | 3.1 | 0.001 | 29.866 | 107.5167 | 13.988 | 50.3564 | Distributed from 923 Generation And Fuel | 1969
12535 | 2022 | MN | Melrose | 1994 | 4 |  | OP | IC | DFO | 3 | 0.001 | 28.902 | 104.0464 | 13.537 | 48.7328 | Distributed from 923 Generation And Fuel | 1969
12536 | 2022 | MN | Melrose 2 | 58929 | 12286 |  | OP | IC | DFO | 1 | 0.001 | 5 | 17.9999 | 2 | 7.1999 | Distributed from 923 Generation And Fuel | 2014
12537 | 2022 | MN | Michael Solar | 60971 | PV1 |  | OP | PV | SUN | 1 | 0.266 | 2330.333 | 8389.1317 | 1399.333 | 5037.5585 | Distributed from 923 Generation And Fuel | 2017
12538 | 2022 | MN | Michael Solar | 60971 | PV2 |  | OP | PV | SUN | 1 | 0.266 | 2330.333 | 8389.1317 | 1399.333 | 5037.5585 | Distributed from 923 Generation And Fuel | 2017
12539 | 2022 | MN | Michael Solar | 60971 | PV3 |  | OP | PV | SUN | 1 | 0.266 | 2330.333 | 8389.1317 | 1399.333 | 5037.5585 | Distributed from 923 Generation And Fuel | 2017
12540 | 2022 | MN | MinnDakota Wind LLC | 56459 | 2 |  | OP | WT | WND | 150 | 0.215 | 282145 | 1015713.8743 | 92422 | 332716.5383 | Distributed from 923 Generation And Fuel | 2008
12541 | 2022 | MN | Minnesota Breeze LLC | 56587 | 1 |  | OP | WT | WND | 1.3 | 0.242 | 2755 | 9917.9207 | 902 | 3247.174 | Distributed from 923 Generation And Fuel | 2006
12542 | 2022 | MN | Minnesota River | 7844 | UOO1 |  | OP | GT | NG | 49 | 0.002 | 733 | 2638.7789 | 370 | 1331.9893 | Distributed from 923 Generation And Fuel | 2001
12543 | 2022 | MN | Minwind | 56002 | 1 |  | OP | WT | WND | 3.8 | 0.117 | 3890 | 14003.888 | 1274 | 4586.3633 | Distributed from 923 Generation And Fuel | 2002
12544 | 2022 | MN | Minwind 3-9 | 56123 | 1 |  | RE | WT | WND | 11.5 | 0 | 0 | 0 | 0 | 0 | Distributed from 923 Generation And Fuel | 2004 | 2022
12545 | 2022 | MN | MN CSG 2019-16 LLC | 65003 | WOLFE |  | OP | PV | SUN | 1 | 0.161 | 1413 | 5086.7593 | 1116 | 4017.5679 | Distributed from 923 Generation And Fuel | 2022
12546 | 2022 | MN | MN CSG 2019-38 DE LLC | 65632 | REGEN |  | OP | PV | SUN | 1 | 0 | 0 | 0 | 0 | 0 | Distributed from 923 Generation And Fuel | 2022
12547 | 2022 | MN | MNDOT Standby Generation | 55824 | UNT1 |  | SB | IC | DFO | 2 | 0.001 | 23 | 82.7993 | 9 | 32.3997 | Distributed from 923 Generation And Fuel | 1995
12548 | 2022 | MN | Montevideo Solar LLC, CSG | 61870 | MONTE |  | OP | PV | SUN | 5 | 0.217 | 9494 | 34178.1266 | 5701 | 20523.4358 | Distributed from 923 Generation And Fuel | 2019
12549 | 2022 | MN | Montgomery Winsted CSG | 61456 | 41620 |  | OP | PV | SUN | 1 | 0.18 | 1573 | 5662.7547 | 944.333 | 3399.5716 | Distributed from 923 Generation And Fuel | 2017
12550 | 2022 | MN | Montgomery Winsted CSG | 61456 | 41621 |  | OP | PV | SUN | 1 | 0.18 | 1573 | 5662.7547 | 944.333 | 3399.5716 | Distributed from 923 Generation And Fuel | 2017
12551 | 2022 | MN | Montgomery Winsted CSG | 61456 | 41622 |  | OP | PV | SUN | 1 | 0.18 | 1573 | 5662.7547 | 944.333 | 3399.5716 | Distributed from 923 Generation And Fuel | 2017
12552 | 2022 | MN | Monticello Nuclear Facility | 1922 | 1 | 1 | OP | ST | NUC | 685 | 0.924 | 5545273 | 19962823.0974 | 2309608 | 8314522.2838 | Distributed from 923 Generation And Fuel | 1971
12553 | 2022 | MN | Monticello Project CSG | 62105 | MONTI |  | OP | PV | SUN | 5 | 0.157 | 6872 | 24739.0021 | 4126 | 14853.4812 | Distributed from 923 Generation And Fuel | 2018
12554 | 2022 | MN | Montrose Solar | 60529 | PV1 |  | OP | PV | SUN | 3.5 | 0.198 | 6060 | 21815.8255 | 3639 | 13100.2952 | Distributed from 923 Generation And Fuel | 2016
12555 | 2022 | MN | MontSun Community Solar | 61586 | 1 |  | OP | PV | SUN | 5 | 0.193 | 8437 | 30372.957 | 5066 | 18237.4541 | Distributed from 923 Generation And Fuel | 2017
12556 | 2022 | MN | Moorhead Wind Turbine | 7855 | 8 |  | OP | WT | WND | 0.7 | 0.032 | 193.5 | 696.5944 | 63.5 | 228.5982 | Distributed from 923 Generation And Fuel | 1999
12557 | 2022 | MN | Moorhead Wind Turbine | 7855 | 9 |  | OP | WT | WND | 0.7 | 0.032 | 193.5 | 696.5944 | 63.5 | 228.5982 | Distributed from 923 Generation And Fuel | 2001
12558 | 2022 | MN | Moose Lake | 1996 | 1 |  | SB | IC | DFO | 1.3 | 0.001 | 6.87 | 24.7318 | 3.312 | 11.9231 | Data from EIA-923 Generator File overwritten with distributed data from EIA-923 Generation and Fuel | 1973
12559 | 2022 | MN | Moose Lake | 1996 | 5 |  | OP | IC | DFO | 2.1 | 0.001 | 11.097 | 39.9489 | 5.349 | 19.2562 | Data from EIA-923 Generator File overwritten with distributed data from EIA-923 Generation and Fuel | 2005
12560 | 2022 | MN | Moose Lake | 1996 | 6 |  | OP | IC | DFO | 2.1 | 0.001 | 11.097 | 39.9489 | 5.349 | 19.2562 | Data from EIA-923 Generator File overwritten with distributed data from EIA-923 Generation and Fuel | 2005
12561 | 2022 | MN | Moose Lake | 1996 | 7 |  | OP | IC | DFO | 2.1 | 0.001 | 11.097 | 39.9489 | 5.349 | 19.2562 | Data from EIA-923 Generator File overwritten with distributed data from EIA-923 Generation and Fuel | 2005
12562 | 2022 | MN | Moose Lake | 1996 | 8NG |  | OP | IC | NG | 2.6 | 0.001 | 13.739 | 49.46 | 6.623 | 23.8426 | Data from EIA-923 Generator File overwritten with distributed data from EIA-923 Generation and Fuel | 2019
12563 | 2022 | MN | Mora | 1997 | 2 |  | OP | IC | NG | 1.1 | 0.001 | 13.471 | 48.4952 | 6.457 | 23.245 | Distributed from 923 Generation And Fuel | 1957
12564 | 2022 | MN | Mora | 1997 | 5 |  | OP | IC | NG | 5.7 | 0.001 | 69.804 | 251.2924 | 33.457 | 120.4442 | Distributed from 923 Generation And Fuel | 1972
12565 | 2022 | MN | Mora | 1997 | 6 |  | OP | IC | DFO | 7 | 0.001 | 85.725 | 308.6075 | 41.087 | 147.912 | Distributed from 923 Generation And Fuel | 1975
12566 | 2022 | MN | Moraine II Wind LLC | 56794 | 1 |  | OP | WT | WND | 49.5 | 0.224 | 96916 | 348894.8088 | 31747 | 114288.2857 | Distributed from 923 Generation And Fuel | 2009
12567 | 2022 | MN | Moraine Wind LLC | 56174 | MOR |  | OP | WT | WND | 51 | 0.231 | 103349 | 372053.4236 | 33854 | 121873.425 | Distributed from 923 Generation And Fuel | 2003
12568 | 2022 | MN | Morgan Community Solar | 60942 | BMCS1 |  | OP | PV | SUN | 1 | 0.152 | 1331.333 | 4792.7605 | 799.333 | 2877.5758 | Distributed from 923 Generation And Fuel | 2017
12569 | 2022 | MN | Morgan Community Solar | 60942 | BMCS2 |  | OP | PV | SUN | 1 | 0.152 | 1331.333 | 4792.7605 | 799.333 | 2877.5758 | Distributed from 923 Generation And Fuel | 2017
12570 | 2022 | MN | Morgan Community Solar | 60942 | BMCS3 |  | OP | PV | SUN | 1 | 0.152 | 1331.333 | 4792.7605 | 799.333 | 2877.5758 | Distributed from 923 Generation And Fuel | 2017
12571 | 2022 | MN | Mountain Lake | 1998 | 2 |  | OP | IC | NG | 1.1 | 0 | 3.438 | 12.3767 | 1.788 | 6.4367 | Distributed from 923 Generation And Fuel | 1954
12572 | 2022 | MN | Mountain Lake | 1998 | 4 |  | OP | IC | NG | 2 | 0 | 6.25 | 22.4998 | 3.25 | 11.6999 | Distributed from 923 Generation And Fuel | 1968
12573 | 2022 | MN | Mountain Lake | 1998 | 5 |  | OP | IC | NG | 1.3 | 0 | 4.062 | 14.6231 | 2.113 | 7.6067 | Distributed from 923 Generation And Fuel | 1959
12574 | 2022 | MN | Mountain Lake | 1998 | 6 |  | OP | IC | DFO | 1.8 | 0 | 5.625 | 20.2498 | 2.925 | 10.5299 | Distributed from 923 Generation And Fuel | 1998
12575 | 2022 | MN | Mountain Lake | 1998 | 7 |  | OP | IC | DFO | 1.8 | 0 | 5.625 | 20.2498 | 2.925 | 10.5299 | Distributed from 923 Generation And Fuel | 1998
12576 | 2022 | MN | Mountain Lake | 1998 | 8 |  | OP | WT | WND | 1.2 | 0.291 | 3058 | 11008.7119 | 1002 | 3607.1711 | Distributed from 923 Generation And Fuel | 2007
12577 | 2022 | MN | Mower County Wind Energy Center | 56424 | 1 |  | OP | WT | WND | 98.9 | 0.408 | 353687 | 1273263.0139 | 115857 | 417081.8633 | Distributed from 923 Generation And Fuel | 2006
12578 | 2022 | MN | MP CSG 1 LLC | 66003 | MPCSG |  | OP | PV | SUN | 1 | 0.196 | 1715 | 6173.9506 | 1030 | 3707.9703 | Distributed from 923 Generation And Fuel | 2018
12579 | 2022 | MN | MSC-Chisago01 LLC CSG | 62536 | 52739 |  | OP | PV | SUN | 1 | 0.199 | 1744 | 6278.3498 | 1047 | 3769.1698 | Distributed from 923 Generation And Fuel | 2019
12580 | 2022 | MN | MSC-Chisago02 LLC | 62538 | 52740 |  | OP | PV | SUN | 1 | 0.178 | 1560 | 5615.9551 | 937 | 3373.173 | Distributed from 923 Generation And Fuel | 2019
12581 | 2022 | MN | MSC-Empire01, LLC | 62740 | 52784 |  | OP | PV | SUN | 1 | 0.216 | 1892 | 6811.1455 | 1136 | 4089.5673 | Distributed from 923 Generation And Fuel | 2019
12582 | 2022 | MN | MSC-GreyCloud01 Community Solar | 62143 | 52785 |  | OP | PV | SUN | 1 | 0.195 | 1705 | 6137.9509 | 1024 | 3686.3705 | Distributed from 923 Generation And Fuel | 2019
12583 | 2022 | MN | MSC-Rice01 LLC CSG | 62537 | 52738 |  | OP | PV | SUN | 1 | 0.21 | 1843 | 6634.7469 | 1107 | 3985.1681 | Distributed from 923 Generation And Fuel | 2019
12584 | 2022 | MN | MSC-Scandia01 CSG | 62144 | 52741 |  | OP | PV | SUN | 1 | 0.181 | 1587 | 5713.1543 | 953 | 3430.7726 | Distributed from 923 Generation And Fuel | 2019
12585 | 2022 | MN | MSC-Scott01 LLC | 62535 | 52737 |  | OP | PV | SUN | 1 | 0.176 | 1540 | 5543.9556 | 925 | 3329.9734 | Distributed from 923 Generation And Fuel | 2019
12586 | 2022 | MN | Mud Garden Solar | 63427 | CGS |  | OP | PV | SUN | 1 | 0.199 | 1745 | 6281.9497 | 1048 | 3772.7698 | Distributed from 923 Generation And Fuel | 2020
12587 | 2022 | MN | Nautilus Lindstrom Solar (CSG) | 62030 | LI |  | OP | PV | SUN | 2 | 0.189 | 3317 | 11941.1045 | 1899 | 6836.3453 | Distributed from 923 Generation And Fuel | 2019
12588 | 2022 | MN | Nautilus Saint Cloud Solar (CSG) | 62031 | SC |  | OP | PV | SUN | 5 | 0.184 | 8040 | 28943.7684 | 4591 | 16527.4678 | Distributed from 923 Generation And Fuel | 2019
12589 | 2022 | MN | Nautilus Winsted Solar (CSG) | 62032 | WS |  | OP | PV | SUN | 3 | 0.202 | 5304 | 19094.2472 | 2958 | 10648.7148 | Distributed from 923 Generation And Fuel | 2019
12590 | 2022 | MN | Nesvold Watertown Solar | 60958 | PV1 |  | OP | PV | SUN | 1 | 0.198 | 1738.6 | 6258.9099 | 1044 | 3758.3699 | Distributed from 923 Generation And Fuel | 2018
12591 | 2022 | MN | Nesvold Watertown Solar | 60958 | PV2 |  | OP | PV | SUN | 1 | 0.198 | 1738.6 | 6258.9099 | 1044 | 3758.3699 | Distributed from 923 Generation And Fuel | 2018
12592 | 2022 | MN | Nesvold Watertown Solar | 60958 | PV3 |  | OP | PV | SUN | 1 | 0.198 | 1738.6 | 6258.9099 | 1044 | 3758.3699 | Distributed from 923 Generation And Fuel | 2018
12593 | 2022 | MN | Nesvold Watertown Solar | 60958 | PV4 |  | OP | PV | SUN | 1 | 0.198 | 1738.6 | 6258.9099 | 1044 | 3758.3699 | Distributed from 923 Generation And Fuel | 2018
12594 | 2022 | MN | Nesvold Watertown Solar | 60958 | PV5 |  | OP | PV | SUN | 1 | 0.198 | 1738.6 | 6258.9099 | 1044 | 3758.3699 | Distributed from 923 Generation And Fuel | 2018
12595 | 2022 | MN | New Germany Community Solar Garden | 61571 | 39062 |  | OP | PV | SUN | 1 | 0.202 | 1768 | 6364.7491 | 1062 | 3823.1694 | Distributed from 923 Generation And Fuel | 2018
12596 | 2022 | MN | New Munich Solar | 63402 | MUN |  | OP | PV | SUN | 1 | 0.247 | 2165 | 7793.9376 | 1300 | 4679.9626 | Distributed from 923 Generation And Fuel | 2019
12597 | 2022 | MN | New Prague | 1999 | 2 |  | OP | IC | NG | 4.4 | -0.003 | -121.065 | -435.8305 | -60.142 | -216.5095 | Distributed from 923 Generation And Fuel | 1974
12598 | 2022 | MN | New Prague | 1999 | 3 |  | OP | IC | NG | 2.4 | -0.003 | -66.036 | -237.7277 | -32.805 | -118.0971 | Distributed from 923 Generation And Fuel | 1962
12599 | 2022 | MN | New Prague | 1999 | 4 |  | OP | IC | NG | 3.5 | -0.003 | -96.302 | -346.6844 | -47.84 | -172.2226 | Distributed from 923 Generation And Fuel | 1968
12600 | 2022 | MN | New Prague | 1999 | 5 |  | OP | IC | NG | 0.6 | -0.003 | -16.509 | -59.4319 | -8.201 | -29.5234 | Distributed from 923 Generation And Fuel | 1944
12601 | 2022 | MN | New Prague | 1999 | 6 |  | OP | IC | NG | 6 | -0.003 | -165.089 | -594.3156 | -82.012 | -295.2408 | Distributed from 923 Generation And Fuel | 1982
12602 | 2022 | MN | New Ulm | 2001 | 3 | 3 | OS | ST | NG | 6 | 0 | 0 | 0 | 0 | 0 | EIA-923 Generator File | 1957
12603 | 2022 | MN | New Ulm | 2001 | 4 | 1 | OP | ST | NG | 15 | 0.011 | 1397 | 5029.1598 | 1397 | 5029.1598 | EIA-923 Generator File | 1965
12604 | 2022 | MN | New Ulm | 2001 | 5 |  | OP | GT | DFO | 24 | 0.003 | 538.252 | 1937.6917 | 255.379 | 919.357 | Distributed from 923 Generation And Fuel | 1975
12605 | 2022 | MN | New Ulm | 2001 | 6 | 3 | OP | ST | NG | 6 | 0.008 | 430 | 1547.9876 | 430 | 1547.9876 | EIA-923 Generator File | 1997
12606 | 2022 | MN | New Ulm | 2001 | 7 |  | OP | GT | DFO | 27.5 | 0.003 | 616.748 | 2220.275 | 292.621 | 1053.4272 | Distributed from 923 Generation And Fuel | 2001
12607 | 2022 | MN | Nicollet Community Solar One LLC | 63120 | 52828 |  | OP | PV | SUN | 1 | 0.205 | 1799 | 6476.3482 | 1080 | 3887.9689 | Distributed from 923 Generation And Fuel | 2020
12608 | 2022 | MN | Nicollet Garden | 63938 | CGS |  | OP | PV | SUN | 1 | 0.201 | 1759 | 6332.3493 | 1056 | 3801.5696 | Distributed from 923 Generation And Fuel | 2020
12609 | 2022 | MN | Noble Ridge LLC | 55782 | WH01 |  | OP | WT | WND | 1.5 | 0.023 | 307 | 1105.1912 | 101 | 363.5971 | Distributed from 923 Generation And Fuel | 2001
12610 | 2022 | MN | Nobles 2 Wind Project | 62364 | WT1 |  | OP | WT | WND | 250 | 0.498 | 1091660 | 3929944.5604 | 345953 | 1245420.8366 | Distributed from 923 Generation And Fuel | 2020
12611 | 2022 | MN | Nobles Wind Project | 57047 | 1 |  | OP | WT | WND | 201 | 0.236 | 415099 | 1494344.4452 | 110707 | 398542.0117 | Distributed from 923 Generation And Fuel | 2010
12612 | 2022 | MN | North Branch (MN) | 2002 | 3 |  | OP | IC | DFO | 2.2 | 0.003 | 52.2 | 187.9185 | 24.8 | 89.2793 | Distributed from 923 Generation And Fuel | 2003
12613 | 2022 | MN | North Branch (MN) | 2002 | 4 |  | OP | IC | DFO | 2.2 | 0.003 | 52.2 | 187.9185 | 24.8 | 89.2793 | Distributed from 923 Generation And Fuel | 2003
12614 | 2022 | MN | North Branch (MN) | 2002 | 5 |  | OP | IC | DFO | 2.2 | 0.003 | 52.2 | 187.9185 | 24.8 | 89.2793 | Distributed from 923 Generation And Fuel | 2011
12615 | 2022 | MN | North Branch (MN) | 2002 | 6 |  | OP | IC | DFO | 2.2 | 0.003 | 52.2 | 187.9185 | 24.8 | 89.2793 | Distributed from 923 Generation And Fuel | 2011
12616 | 2022 | MN | North Branch (MN) | 2002 | 7 |  | OP | IC | DFO | 2.2 | 0.003 | 52.2 | 187.9185 | 24.8 | 89.2793 | Distributed from 923 Generation And Fuel | 2011
12617 | 2022 | MN | North Star Solar Project | 59852 | NSSP1 |  | OP | PV | SUN | 100 | 0.22 | 192749 | 693890.8489 | 117552 | 423183.8145 | Distributed from 923 Generation And Fuel | 2016
12618 | 2022 | MN | Northern Lights Wind LLC | 56411 | 1 |  | OP | WT | WND | 1.7 | 0.203 | 3016 | 10857.5131 | 988 | 3556.7715 | Distributed from 923 Generation And Fuel | 2004
12619 | 2022 | MN | Northfield Community Solar | 60717 | NCS1 |  | OP | PV | SUN | 1 | 0.173 | 1518.4 | 5466.1963 | 911.8 | 3282.4537 | Distributed from 923 Generation And Fuel | 2016
12620 | 2022 | MN | Northfield Community Solar | 60717 | NCS2 |  | OP | PV | SUN | 1 | 0.173 | 1518.4 | 5466.1963 | 911.8 | 3282.4537 | Distributed from 923 Generation And Fuel | 2016
12621 | 2022 | MN | Northfield Community Solar | 60717 | NCS3 |  | OP | PV | SUN | 1 | 0.173 | 1518.4 | 5466.1963 | 911.8 | 3282.4537 | Distributed from 923 Generation And Fuel | 2016
12622 | 2022 | MN | Northfield Community Solar | 60717 | NCS4 |  | OP | PV | SUN | 1 | 0.173 | 1518.4 | 5466.1963 | 911.8 | 3282.4537 | Distributed from 923 Generation And Fuel | 2016
12623 | 2022 | MN | Northfield Community Solar | 60717 | NCS5 |  | OP | PV | SUN | 1 | 0.173 | 1518.4 | 5466.1963 | 911.8 | 3282.4537 | Distributed from 923 Generation And Fuel | 2016
12624 | 2022 | MN | Northfield Holdco CSG | 61451 | NORTH |  | OP | PV | SUN | 5 | 0.175 | 7670 | 27611.7791 | 4605 | 16577.8674 | Distributed from 923 Generation And Fuel | 2017
12625 | 2022 | MN | Northfield Solar CSG | 62708 | SC |  | OP | PV | SUN | 5 | 0.207 | 9052 | 32586.9393 | 5435 | 19565.8435 | Distributed from 923 Generation And Fuel | 2020
12626 | 2022 | MN | Novel - OYA of Mapleton CSG | 61060 | 0000I |  | OP | PV | SUN | 3.5 | 0.192 | 5880 | 21167.8307 | 3531 | 12711.4983 | Distributed from 923 Generation And Fuel | 2018
12627 | 2022 | MN | Novel Bartel Solar CSG | 63004 | BART |  | OP | PV | SUN | 1 | 0.193 | 1692 | 6091.1513 | 1016 | 3657.5707 | Distributed from 923 Generation And Fuel | 2020
12628 | 2022 | MN | Novel Benedix Solar CSG | 63010 | BNDX |  | OP | PV | SUN | 1 | 0.223 | 1953 | 7030.7438 | 1173 | 4222.7662 | Distributed from 923 Generation And Fuel | 2020
12629 | 2022 | MN | Novel Brooten Solar CSG | 62961 | BROOT |  | OP | PV | SUN | 1 | 0.216 | 1888 | 6796.7456 | 1134 | 4082.3673 | Distributed from 923 Generation And Fuel | 2019
12630 | 2022 | MN | Novel Byron Solar CSG | 62985 | BYRN |  | OP | PV | SUN | 1 | 0.207 | 1810 | 6515.9479 | 1087 | 3913.1687 | Distributed from 923 Generation And Fuel | 2020
12631 | 2022 | MN | Novel David Solar LLC CSG | 64486 | DAVID |  | OP | PV | SUN | 1 | 0.167 | 1463 | 5266.7579 | 986 | 3549.5716 | Distributed from 923 Generation And Fuel | 2022
12632 | 2022 | MN | Novel Debra Solar LLC CSG | 63247 | DEBRA |  | OP | PV | SUN | 1 | 0.222 | 1949 | 7016.3439 | 1170 | 4211.9663 | Distributed from 923 Generation And Fuel | 2020
12633 | 2022 | MN | Novel DeCook Solar CSG | 62979 | DECO |  | OP | PV | SUN | 1 | 0.208 | 1824 | 6566.3475 | 1095 | 3941.9685 | Distributed from 923 Generation And Fuel | 2020
12634 | 2022 | MN | Novel Denzer Solar LLC CSG | 64488 | DNZR |  | OP | PV | SUN | 1 | 0.104 | 914 | 3290.3737 | 669 | 2408.3807 | Distributed from 923 Generation And Fuel | 2022
12635 | 2022 | MN | Novel Haley Solar CSG | 63005 | HALY |  | OP | PV | SUN | 1 | 0.204 | 1784 | 6422.3486 | 1071 | 3855.5692 | Distributed from 923 Generation And Fuel | 2020
12636 | 2022 | MN | Novel Handeland Solar LLC (CSG) | 64479 | HNDLD |  | OP | PV | SUN | 1 | 0.137 | 1198 | 4312.7655 | 947 | 3409.1727 | Distributed from 923 Generation And Fuel | 2022
12637 | 2022 | MN | Novel Herber Solar CSG | 62966 | HERB |  | OP | PV | SUN | 1 | 0.196 | 1721 | 6195.5504 | 1033 | 3718.7702 | Distributed from 923 Generation And Fuel | 2020
12638 | 2022 | MN | Novel Herickhoff Solar CSG | 62967 | HERIC |  | OP | PV | SUN | 1 | 0.204 | 1790 | 6443.9484 | 1075 | 3869.969 | Distributed from 923 Generation And Fuel | 2020
12639 | 2022 | MN | Novel Historical Society Solar CSG | 62963 | HIST |  | OP | PV | SUN | 1 | 0.169 | 1483 | 5338.7573 | 890 | 3203.9744 | Distributed from 923 Generation And Fuel | 2019
12640 | 2022 | MN | Novel Huneke Solar LLC CSG | 64487 | HNKE |  | OP | PV | SUN | 1 | 0.211 | 1849 | 6656.3467 | 1110 | 3995.968 | Distributed from 923 Generation And Fuel | 2021
12641 | 2022 | MN | Novel Jewison Solar CSG | 62984 | JEWI |  | OP | PV | SUN | 1 | 0.135 | 1182 | 4255.166 | 710 | 2555.9796 | Distributed from 923 Generation And Fuel | 2020
12642 | 2022 | MN | Novel Kanewischer Solar CSG | 62986 | KANE |  | OP | PV | SUN | 1 | 0.204 | 1784 | 6422.3486 | 1071 | 3855.5692 | Distributed from 923 Generation And Fuel | 2020
12643 | 2022 | MN | Novel Martens Solar LLC(CSG) | 63987 | MRTNS |  | OP | PV | SUN | 1 | 0.161 | 1413 | 5086.7593 | 953 | 3430.7726 | Distributed from 923 Generation And Fuel | 2022
12644 | 2022 | MN | Novel Martin Solar One LLC (McLeod) CSG | 62779 | MART |  | OP | PV | SUN | 1 | 0.194 | 1701 | 6123.551 | 1021 | 3675.5706 | Distributed from 923 Generation And Fuel | 2019
12645 | 2022 | MN | Novel MNDot Solar CSG | 63007 | MNDT |  | OP | PV | SUN | 1 | 0.207 | 1809 | 6512.3479 | 1086 | 3909.5687 | Distributed from 923 Generation And Fuel | 2020
12646 | 2022 | MN | Novel Novak Solar LLC CSG | 64153 | NOVAK |  | OP | PV | SUN | 1 | 0.162 | 1420 | 5111.9591 | 853 | 3070.7754 | Distributed from 923 Generation And Fuel | 2021
12647 | 2022 | MN | Novel OYA of Osakis CSG | 61059 | 0000G |  | OP | PV | SUN | 5 | 0.199 | 8721 | 31395.3488 | 5236 | 18849.4492 | Distributed from 923 Generation And Fuel | 2018
12648 | 2022 | MN | Novel Pederson Solar CSG | 62983 | PED |  | OP | PV | SUN | 1 | 0.193 | 1693 | 6094.7512 | 1017 | 3661.1707 | Distributed from 923 Generation And Fuel | 2020
12649 | 2022 | MN | Novel Peter Solar CSG | 63009 | PETR |  | OP | PV | SUN | 1 | 0.196 | 1713 | 6166.7507 | 1029 | 3704.3704 | Distributed from 923 Generation And Fuel | 2021
12650 | 2022 | MN | Novel Reber Solar CSG | 62962 | REBER |  | OP | PV | SUN | 1 | 0.231 | 2022 | 7279.1418 | 1214 | 4370.365 | Distributed from 923 Generation And Fuel | 2019
12651 | 2022 | MN | Novel Schmoll Farms Solar CSG | 62982 | SCHM |  | OP | PV | SUN | 1 | 0.216 | 1890 | 6803.9456 | 1135 | 4085.9673 | Distributed from 923 Generation And Fuel | 2020
12652 | 2022 | MN | Novel Shelly Solar LLC (CSG) | 64154 | SHLLY |  | OP | PV | SUN | 1 | 0.062 | 539 | 1940.3845 | 245 | 881.9929 | Distributed from 923 Generation And Fuel | 2022
12653 | 2022 | MN | Novel Stavem Solar LLC CSG | 64482 | STAVM |  | OP | PV | SUN | 1 | 0.245 | 2146 | 7725.5382 | 1289 | 4640.3629 | Distributed from 923 Generation And Fuel | 2021
12654 | 2022 | MN | Novel Stein Solar LLC CSG | 64563 | STEIN |  | OP | PV | SUN | 1 | 0.047 | 416 | 1497.588 | 189 | 680.3946 | Distributed from 923 Generation And Fuel | 2022
12655 | 2022 | MN | Novel Sunnyfield Farms Solar LLC CSG | 64483 | SNYFD |  | OP | PV | SUN | 1 | 0.15 | 1318 | 4744.762 | 1041 | 3747.57 | Distributed from 923 Generation And Fuel | 2022
12656 | 2022 | MN | Novel Wayne Solar LLC CSG | 63249 | WAYNE |  | OP | PV | SUN | 1 | 0.214 | 1878 | 6760.7459 | 1128 | 4060.7675 | Distributed from 923 Generation And Fuel | 2021
12657 | 2022 | MN | Novel Winegar Partnership Solar CSG | 63008 | WINE |  | OP | PV | SUN | 1 | 0.22 | 1925 | 6929.9446 | 1156 | 4161.5667 | Distributed from 923 Generation And Fuel | 2021
12658 | 2022 | MN | Oak Glen Wind Farm | 57432 | 1 |  | OP | WT | WND | 44 | 0.292 | 112675 | 405626.755 | 36909 | 132871.337 | Distributed from 923 Generation And Fuel | 2011
12659 | 2022 | MN | Odell Wind Farm | 58657 | 1 |  | OP | WT | WND | 200 | 0.496 | 869721 | 3130970.5522 | 284893 | 1025606.5951 | Distributed from 923 Generation And Fuel | 2016
12660 | 2022 | MN | Odin Wind Farm LLC | 56755 | 1 |  | OP | WT | WND | 20 | 0.233 | 40739 | 146659.2267 | 13345 | 48041.6157 | Distributed from 923 Generation And Fuel | 2008
12661 | 2022 | MN | Olinda Trail Solar | 63401 | OLI |  | OP | PV | SUN | 1 | 0.234 | 2047 | 7369.141 | 1229 | 4424.3646 | Distributed from 923 Generation And Fuel | 2019
12662 | 2022 | MN | Olmsted Waste Energy | 50413 | DGCAT |  | SB | IC | DFO | 1.7 | 0.002 | 23.52 | 84.6713 | 11.157 | 40.1649 | Data from EIA-923 Generator File overwritten with distributed data from EIA-923 Generation and Fuel | 2009
12663 | 2022 | MN | Olmsted Waste Energy | 50413 | TG2 |  | OP | ST | MSW | 2.2 | 0.329 | 6337.01 | 22813.0535 | 4115.708 | 14816.4303 | EIA-923 Generator File | 1987
12664 | 2022 | MN | Olmsted Waste Energy | 50413 | TG3 |  | OP | ST | MSW | 5.5 | 0.484 | 23333.35 | 83999.388 | 10289.269 | 37041.0721 | EIA-923 Generator File | 2010
12665 | 2022 | MN | Olmsted Waste Energy | 50413 | TGI |  | OP | ST | MSW | 1.9 | 0.626 | 10417.8 | 37503.78 | 3554.475 | 12796.0076 | EIA-923 Generator File | 1987
12666 | 2022 | MN | OREG 3 Inc | 57281 | CS13 |  | OP | OT | WH | 5 | 0.901 | 39451 | 142022.4638 | 16293 | 58654.3308 | Distributed from 923 Generation And Fuel | 2010
12667 | 2022 | MN | Orion Community Solar | 60716 | OCS1 |  | OP | PV | SUN | 1 | 0.171 | 1497.667 | 5391.5581 | 899.333 | 3237.5729 | Distributed from 923 Generation And Fuel | 2017
12668 | 2022 | MN | Orion Community Solar | 60716 | OCS2 |  | OP | PV | SUN | 1 | 0.171 | 1497.667 | 5391.5581 | 899.333 | 3237.5729 | Distributed from 923 Generation And Fuel | 2017
12669 | 2022 | MN | Orion Community Solar | 60716 | OCS3 |  | OP | PV | SUN | 1 | 0.171 | 1497.667 | 5391.5581 | 899.333 | 3237.5729 | Distributed from 923 Generation And Fuel | 2017
12670 | 2022 | MN | Owatonna | 2003 | 7 |  | OP | GT | NG | 19 | 0.002 | 368 | 1324.7894 | 0 | 0 | Distributed from 923 Generation And Fuel | 1982
12671 | 2022 | MN | Owatonna Energy Station | 60254 | UNIT1 |  | OP | IC | NG | 9.7 | 0.097 | 8277.25 | 29797.8616 | 4178.25 | 15041.5797 | Distributed from 923 Generation And Fuel | 2018
12672 | 2022 | MN | Owatonna Energy Station | 60254 | UNIT2 |  | OP | IC | NG | 9.7 | 0.097 | 8277.25 | 29797.8616 | 4178.25 | 15041.5797 | Distributed from 923 Generation And Fuel | 2018
12673 | 2022 | MN | Owatonna Energy Station | 60254 | UNIT3 |  | OP | IC | NG | 9.7 | 0.097 | 8277.25 | 29797.8616 | 4178.25 | 15041.5797 | Distributed from 923 Generation And Fuel | 2018
12674 | 2022 | MN | Owatonna Energy Station | 60254 | UNIT4 |  | OP | IC | NG | 9.7 | 0.097 | 8277.25 | 29797.8616 | 4178.25 | 15041.5797 | Distributed from 923 Generation And Fuel | 2018
12675 | 2022 | MN | Palmer Community Solar LLC CSG | 64503 | PALM |  | OP | PV | SUN | 1 | 0.223 | 1957 | 7045.1436 | 1175 | 4229.9662 | Distributed from 923 Generation And Fuel | 2021
12676 | 2022 | MN | Palmer's Creek Wind Farm, LLC | 62291 | PCWF |  | OP | WT | WND | 44.6 | 0.39 | 152510 | 549031.6077 | 51347 | 184847.7212 | Distributed from 923 Generation And Fuel | 2018
12677 | 2022 | MN | Paulson Community (CSG) | 63678 | PAUL |  | OP | PV | SUN | 1 | 0.186 | 1632 | 5875.153 | 980 | 3527.9718 | Distributed from 923 Generation And Fuel | 2020
12678 | 2022 | MN | Paynesville Community Solar | 60715 | PCS1 |  | OP | PV | SUN | 1 | 0.183 | 1599 | 5756.3539 | 960 | 3455.9724 | Distributed from 923 Generation And Fuel | 2016
12679 | 2022 | MN | Paynesville Community Solar | 60715 | PCS2 |  | OP | PV | SUN | 1 | 0.183 | 1599 | 5756.3539 | 960 | 3455.9724 | Distributed from 923 Generation And Fuel | 2016
12680 | 2022 | MN | Paynesville Community Solar | 60715 | PCS3 |  | OP | PV | SUN | 1 | 0.183 | 1599 | 5756.3539 | 960 | 3455.9724 | Distributed from 923 Generation And Fuel | 2016
12681 | 2022 | MN | Paynesville Community Solar | 60715 | PCS4 |  | OP | PV | SUN | 1 | 0.183 | 1599 | 5756.3539 | 960 | 3455.9724 | Distributed from 923 Generation And Fuel | 2016
12682 | 2022 | MN | Paynesville Community Solar | 60715 | PCS5 |  | OP | PV | SUN | 1 | 0.183 | 1599 | 5756.3539 | 960 | 3455.9724 | Distributed from 923 Generation And Fuel | 2017
12683 | 2022 | MN | Paynesville CSG1, LLC | 63596 | SC |  | OP | PV | SUN | 1 | 0.25 | 2192 | 7891.1369 | 1316 | 4737.5621 | Distributed from 923 Generation And Fuel | 2021
12684 | 2022 | MN | Paynesville Solar | 60530 | PV1 |  | OP | PV | SUN | 10 | 0.205 | 17996 | 64785.0817 | 10805 | 38897.6888 | Distributed from 923 Generation And Fuel | 2016
12685 | 2022 | MN | Pegasus Community Solar | 61175 | CPCS1 |  | OP | PV | SUN | 1 | 0.19 | 1665.5 | 5995.752 | 1000 | 3599.9712 | Distributed from 923 Generation And Fuel | 2017
12686 | 2022 | MN | Pegasus Community Solar | 61175 | CPCS2 |  | OP | PV | SUN | 1 | 0.19 | 1665.5 | 5995.752 | 1000 | 3599.9712 | Distributed from 923 Generation And Fuel | 2017
12687 | 2022 | MN | Pillager | 1898 | 1 |  | OP | HY | WAT | 0.8 | 0.463 | 3248 | 11692.7065 | 1441.5 | 5189.3585 | Distributed from 923 Generation And Fuel | 1917
12688 | 2022 | MN | Pillager | 1898 | 2 |  | OS | HY | WAT | 0.8 | 0.463 | 3248 | 11692.7065 | 1441.5 | 5189.3585 | Distributed from 923 Generation And Fuel | 1917
12689 | 2022 | MN | Pine Island Solar | 60531 | PV1 |  | OP | PV | SUN | 4 | 0.216 | 7562 | 27222.9822 | 4540 | 16343.8692 | Distributed from 923 Generation And Fuel | 2016
12690 | 2022 | MN | Pine Island Solar CSG | 60835 | PINEI |  | OP | PV | SUN | 3.9 | 0.173 | 5926 | 21333.4293 | 3558 | 12808.6975 | Distributed from 923 Generation And Fuel | 2017
12691 | 2022 | MN | Pipestone City Solar LLC CSG | 63726 | PSCTY |  | OP | PV | SUN | 1 | 0.23 | 2011 | 7239.5421 | 1207 | 4345.1652 | Distributed from 923 Generation And Fuel | 2021
12692 | 2022 | MN | Plato CSG1, LLC | 63597 | SC |  | OP | PV | SUN | 1 | 0.225 | 1969 | 7088.3433 | 1182 | 4255.166 | Distributed from 923 Generation And Fuel | 2021
12693 | 2022 | MN | Pleasant Valley (MN) | 7843 | 11 |  | OP | GT | NG | 167.5 | 0.029 | 42644.827 | 153520.149 | 31273.231 | 112582.7309 | Distributed from 923 Generation And Fuel | 2001
12694 | 2022 | MN | Pleasant Valley (MN) | 7843 | 12 |  | OP | GT | NG | 167.5 | 0.029 | 42644.827 | 153520.149 | 31273.231 | 112582.7309 | Distributed from 923 Generation And Fuel | 2001
12695 | 2022 | MN | Pleasant Valley (MN) | 7843 | 13 |  | OP | GT | NG | 132.8 | 0.029 | 33810.346 | 121716.2719 | 24794.538 | 89259.6227 | Distributed from 923 Generation And Fuel | 2002
12696 | 2022 | MN | Pleasant Valley Wind Farm | 59201 | 1 |  | OP | WT | WND | 200 | 0.495 | 866891 | 3120782.6337 | 283966 | 1022269.4218 | Distributed from 923 Generation And Fuel | 2015
12697 | 2022 | MN | POET Biorefining Lake Crystal | 58197 | 1 |  | SB | IC | DFO | 6 | 0.009 | 497 | 1789.1857 | 455 | 1637.9869 | Distributed from 923 Generation And Fuel | 2005
12698 | 2022 | MN | POET Biorefining Lake Crystal | 58197 | 2 |  | OA | ST | NG | 1 | 0.27 | 2364 | 8510.3319 | 1589 | 5720.3542 | EIA-923 Generator File | 2005
12699 | 2022 | MN | PopeSun CSG, LLC | 61542 | GEN1 |  | OP | PV | SUN | 5 | 0.17 | 7435 | 26765.7859 | 4464 | 16070.2714 | Distributed from 923 Generation And Fuel | 2017
12700 | 2022 | MN | Porter Way Community Solar Garden | 61500 | PV1 |  | OP | PV | SUN | 3 | 0.178 | 4669 | 16808.2655 | 2729 | 9824.3214 | Distributed from 923 Generation And Fuel | 2018
12701 | 2022 | MN | Prairie Island | 1925 | 1 | 1 | OP | ST | NUC | 593.1 | 0.881 | 4575466 | 16471545.8276 | 1954845 | 7037385.7009 | Distributed from 923 Generation And Fuel | 1974
12702 | 2022 | MN | Prairie Island | 1925 | 2 | 1 | OP | ST | NUC | 593.1 | 0.881 | 4575466 | 16471545.8276 | 1954845 | 7037385.7009 | Distributed from 923 Generation And Fuel | 1974
12703 | 2022 | MN | Prairie River | 378 | 1 |  | OS | HY | WAT | 0.7 | 0.29 | 1779.4 | 6405.7888 | 789.6 | 2842.5373 | Distributed from 923 Generation And Fuel | 1920
12704 | 2022 | MN | Prairie River | 378 | 2 |  | OP | HY | WAT | 0.3 | 0.29 | 762.6 | 2745.338 | 338.4 | 1218.2303 | Distributed from 923 Generation And Fuel | 1920
12705 | 2022 | MN | Prairie Rose Wind Farm | 57644 | PR1 |  | OP | WT | WND | 200 | 0.423 | 741739 | 2670239.0381 | 230709 | 830545.7556 | Distributed from 923 Generation And Fuel | 2012
12706 | 2022 | MN | Prairie Star Wind Farm | 56494 | HP2 |  | OP | WT | WND | 100.7 | 0.385 | 340000 | 1223990.2081 | 111373 | 400939.5925 | Distributed from 923 Generation And Fuel | 2007
12707 | 2022 | MN | Prawer Project CSG | 63176 | TC3 |  | OP | PV | SUN | 1 | 0.199 | 1739 | 6260.3499 | 1044 | 3758.3699 | Distributed from 923 Generation And Fuel | 2020
12708 | 2022 | MN | Preston (MN) | 2004 | 4 |  | OP | IC | DFO | 0.6 | 0.008 | 42.973 | 154.7016 | 21.568 | 77.6442 | Distributed from 923 Generation And Fuel | 1949
12709 | 2022 | MN | Preston (MN) | 2004 | 5 |  | OP | IC | NG | 1.1 | 0.008 | 78.784 | 283.6201 | 39.541 | 142.3465 | Distributed from 923 Generation And Fuel | 1954
12710 | 2022 | MN | Preston (MN) | 2004 | 6 |  | OP | IC | NG | 2 | 0.008 | 143.243 | 515.6707 | 71.892 | 258.8091 | Distributed from 923 Generation And Fuel | 1974
12711 | 2022 | MN | Primrose Solar, LLC | 63314 | PROSE |  | OP | PV | SUN | 1 | 0.233 | 2040 | 7343.9412 | 1225 | 4409.9647 | Distributed from 923 Generation And Fuel | 2021
12712 | 2022 | MN | Princeton (MN) | 2005 | 3 |  | OP | IC | DFO | 2.4 | 0.002 | 43.122 | 155.238 | 20.488 | 73.7562 | Distributed from 923 Generation And Fuel | 1978
12713 | 2022 | MN | Princeton (MN) | 2005 | 4 |  | OP | IC | DFO | 1.2 | 0.002 | 21.561 | 77.619 | 10.244 | 36.8781 | Distributed from 923 Generation And Fuel | 1967
12714 | 2022 | MN | Princeton (MN) | 2005 | 5 |  | OP | IC | DFO | 1 | 0.002 | 17.967 | 64.6807 | 8.537 | 30.733 | Distributed from 923 Generation And Fuel | 1953
12715 | 2022 | MN | Princeton (MN) | 2005 | 6 |  | OP | IC | DFO | 2.7 | 0.002 | 48.512 | 174.6418 | 23.049 | 82.9757 | Distributed from 923 Generation And Fuel | 1963
12716 | 2022 | MN | Princeton (MN) | 2005 | 7 |  | OP | IC | DFO | 5 | 0.002 | 89.837 | 323.4106 | 42.683 | 153.6576 | Distributed from 923 Generation And Fuel | 2003
12717 | 2022 | MN | Randolph CSG PV1-5 | 62209 | RAND1 |  | OP | PV | SUN | 1 | 0.186 | 1628 | 5860.7531 | 977.6 | 3519.3318 | Distributed from 923 Generation And Fuel | 2019
12718 | 2022 | MN | Randolph CSG PV1-5 | 62209 | RAND2 |  | OP | PV | SUN | 1 | 0.186 | 1628 | 5860.7531 | 977.6 | 3519.3318 | Distributed from 923 Generation And Fuel | 2019
12719 | 2022 | MN | Randolph CSG PV1-5 | 62209 | RAND3 |  | OP | PV | SUN | 1 | 0.186 | 1628 | 5860.7531 | 977.6 | 3519.3318 | Distributed from 923 Generation And Fuel | 2019
12720 | 2022 | MN | Randolph CSG PV1-5 | 62209 | RAND4 |  | OP | PV | SUN | 1 | 0.186 | 1628 | 5860.7531 | 977.6 | 3519.3318 | Distributed from 923 Generation And Fuel | 2019
12721 | 2022 | MN | Randolph CSG PV1-5 | 62209 | RAND5 |  | OP | PV | SUN | 1 | 0.186 | 1628 | 5860.7531 | 977.6 | 3519.3318 | Distributed from 923 Generation And Fuel | 2019
12722 | 2022 | MN | Rapidan Hydro Facility | 52054 | GEN1 |  | OS | HY | WAT | 3.4 |  | GENYRONL: 1984
12723 | 2022 | MN | Rapidan Hydro Facility | 52054 | GEN2 |  | OS | HY | WAT | 3.4 |  | GENYRONL: 1984
12724 | 2022 | MN | Rapids Energy Center | 10686 | 6 | 4 | OP | ST | NG | 12.5 | 0 | 0 | 0 | 0 | 0 | EIA-923 Generator File | 1969
12725 | 2022 | MN | Rapids Energy Center | 10686 | 7 | 2 | OP | ST | NG | 14 | 0 | 0 | 0 | 0 | 0 | EIA-923 Generator File | 1980
12726 | 2022 | MN | Rapids Energy Center | 10686 | HYD |  | OP | HY | WAT | 1.9 | 0.629 | 10474 | 37706.0984 | 4648 | 16732.6661 | Distributed from 923 Generation And Fuel | 1943
12727 | 2022 | MN | Red Lake Falls Community Hybrid | 63689 | RLFS |  | OP | PV | SUN | 1 | 2.179 | 19090 | 68723.4502 | 11462 | 41262.8699 | Distributed from 923 Generation And Fuel | 2020
12728 | 2022 | MN | Red Lake Falls Community Hybrid | 63689 | RLFW |  | OP | WT | WND | 4.6 | 0 | 0 | 0 | 0 | 0 | Distributed from 923 Generation And Fuel | 2020
12729 | 2022 | MN | Red Maple Solar | 60962 | PV1 |  | OP | PV | SUN | 1 | 0.151 | 1324.333 | 4767.5607 | 795.333 | 2863.1759 | Distributed from 923 Generation And Fuel | 2018
12730 | 2022 | MN | Red Maple Solar | 60962 | PV2 |  | OP | PV | SUN | 1 | 0.151 | 1324.333 | 4767.5607 | 795.333 | 2863.1759 | Distributed from 923 Generation And Fuel | 2018
12731 | 2022 | MN | Red Maple Solar | 60962 | PV3 |  | OP | PV | SUN | 1 | 0.151 | 1324.333 | 4767.5607 | 795.333 | 2863.1759 | Distributed from 923 Generation And Fuel | 2018
12732 | 2022 | MN | Red Pine Wind Project | 61357 | RP1 |  | OP | WT | WND | 200 | 0.414 | 724877 | 2609536.3237 | 229087 | 824706.6023 | Distributed from 923 Generation And Fuel | 2017
12733 | 2022 | MN | Red Wing | 1926 | 1 | 2 | OP | ST | MSW | 11.5 | 0.631 | 63554 | 228792.5697 | 30040 | 108143.1349 | EIA-923 Generator File | 1949 | 2027
12734 | 2022 | MN | Red Wing | 1926 | 2 | 2 | OP | ST | MSW | 11.5 | 0.605 | 60980 | 219526.2438 | 33657 | 121164.2307 | EIA-923 Generator File | 1949 | 2027
12735 | 2022 | MN | Red Wing Community Solar | 60796 | SO234 |  | OP | PV | SUN | 4.9 | 0.19 | 8147 | 29328.9654 | 4892 | 17611.0591 | Distributed from 923 Generation And Fuel | 2016
12736 | 2022 | MN | Redwood Falls | 2009 | 6 |  | OP | IC | DFO | 2.2 | 0.004 | 80.025 | 288.0877 | 39.6 | 142.5589 | Distributed from 923 Generation And Fuel | 1970
12737 | 2022 | MN | Redwood Falls | 2009 | 7 |  | OP | IC | NG | 5.8 | 0.004 | 210.975 | 759.5039 | 104.4 | 375.837 | Distributed from 923 Generation And Fuel | 1974
12738 | 2022 | MN | Redwood Falls | 2009 | 8 |  | OP | HY | WAT | 0.5 | 0 | 0 | 0 | 0 | 0 | Distributed from 923 Generation And Fuel | 2013
12739 | 2022 | MN | Redwood Falls Wind | 56414 | WND1 |  | OP | WT | WND | 1.7 | 0.368 | 5474.5 | 19708.0423 | 1793.5 | 6456.5483 | Distributed from 923 Generation And Fuel | 2004
12740 | 2022 | MN | Redwood Falls Wind | 56414 | WND2 |  | OP | WT | WND | 1.7 | 0.368 | 5474.5 | 19708.0423 | 1793.5 | 6456.5483 | Distributed from 923 Generation And Fuel | 2005
12741 | 2022 | MN | REG Juhl Glenville Wind, LLC | 64130 | RJGW |  | OP | WT | WND | 2.5 | 0.469 | 10267 | 36960.9043 | 3363 | 12106.7031 | Distributed from 923 Generation And Fuel | 2020
12742 | 2022 | MN | Rengstorf Solar CSG | 61383 | RENG1 |  | OP | PV | SUN | 1 | 0.207 | 1811.4 | 6520.9878 | 1087.6 | 3915.3287 | Distributed from 923 Generation And Fuel | 2017
12743 | 2022 | MN | Rengstorf Solar CSG | 61383 | RENG2 |  | OP | PV | SUN | 1 | 0.207 | 1811.4 | 6520.9878 | 1087.6 | 3915.3287 | Distributed from 923 Generation And Fuel | 2017
12744 | 2022 | MN | Rengstorf Solar CSG | 61383 | RENG3 |  | OP | PV | SUN | 1 | 0.207 | 1811.4 | 6520.9878 | 1087.6 | 3915.3287 | Distributed from 923 Generation And Fuel | 2017
12745 | 2022 | MN | Rengstorf Solar CSG | 61383 | RENG4 |  | OP | PV | SUN | 1 | 0.207 | 1811.4 | 6520.9878 | 1087.6 | 3915.3287 | Distributed from 923 Generation And Fuel | 2017
12746 | 2022 | MN | Rengstorf Solar CSG | 61383 | RENG5 |  | OP | PV | SUN | 1 | 0.207 | 1811.4 | 6520.9878 | 1087.6 | 3915.3287 | Distributed from 923 Generation And Fuel | 2017
12747 | 2022 | MN | Rice Two Solar CSG | 64480 | TC3 |  | OP | PV | SUN | 0.8 |  | GENYRONL: 2021
12748 | 2022 | MN | Richmond CSG | 61427 | PV1 |  | OP | PV | SUN | 5 | 0.197 | 8644 | 31118.1511 | 5190 | 18683.8505 | Distributed from 923 Generation And Fuel | 2017
12749 | 2022 | MN | Ridgewind | 57386 | WTG1 |  | OP | WT | WND | 25.3 | 0.407 | 90189 | 324677.8026 | 29543 | 106353.9492 | Distributed from 923 Generation And Fuel | 2011
12750 | 2022 | MN | Riverside (MN) | 1927 | 10 |  | OP | CT | NG | 210.6 | 0.253 | 466238 | 1678443.3725 | 234142 | 842904.4568 | EIA-923 Generator File | 2009
12751 | 2022 | MN | Riverside (MN) | 1927 | 9 |  | OP | CT | NG | 210.6 | 0.261 | 481578 | 1733666.9307 | 246355 | 886870.905 | EIA-923 Generator File | 2009
12752 | 2022 | MN | Riverside (MN) | 1927 | ST7 | 3 | OP | CA | NG | 164.7 | 0.357 | 515204 | 1854719.5622 | 268818 | 967737.0581 | EIA-923 Generator File | 1987
12753 | 2022 | MN | RJC CSG, LLC | 63816 | RJC01 |  | OP | PV | SUN | 1 | 0.208 | 1822 | 6559.1475 | 1094 | 3938.3685 | Distributed from 923 Generation And Fuel | 2021
12754 | 2022 | MN | RJC I CSG | 61504 | RCJ1 |  | OP | PV | SUN | 1 | 0.209 | 1833 | 6598.7472 | 1101 | 3963.5683 | Distributed from 923 Generation And Fuel | 2018
12755 | 2022 | MN | RJC II Community Solar Garden | 61670 | RJCII |  | OP | PV | SUN | 1 | 0.206 | 1804 | 6494.348 | 1083 | 3898.7688 | Distributed from 923 Generation And Fuel | 2018
12756 | 2022 | MN | Roberds Garden CSG | 63480 | RPRG |  | OP | PV | SUN | 1 | 0.187 | 1635 | 5885.9529 | 982 | 3535.1717 | Distributed from 923 Generation And Fuel | 2019
12757 | 2022 | MN | Rochester Hydro | 2007 | 1 |  | OP | HY | WAT | 1.3 | 0.462 | 5262 | 18943.0485 | 2335 | 8405.9328 | Distributed from 923 Generation And Fuel | 1984
12758 | 2022 | MN | Rochester Hydro | 2007 | 2 |  | OP | HY | WAT | 1.3 | 0.462 | 5262 | 18943.0485 | 2335 | 8405.9328 | Distributed from 923 Generation And Fuel | 1984
12759 | 2022 | MN | Rock Aetna Power Partners | 65713 | 32005 |  | OP | WT | WND | 20 | 0 | 0 | 0 | 0 | 0 | Distributed from 923 Generation And Fuel | 2022
12760 | 2022 | MN | Rock County Wind Fuel, LLC | 63460 | RCWF |  | OP | WT | WND | 5 | 0.507 | 22195 | 79901.3608 | 7270 | 26171.7906 | Distributed from 923 Generation And Fuel | 2020
12761 | 2022 | MN | Rock Lake CT | 6741 | 1 |  | OP | GT | DFO | 25 | 0.003 | 749 | 2696.3784 | 162 | 583.1953 | Distributed from 923 Generation And Fuel | 1978
12762 | 2022 | MN | Rollingstone Holdco CSG | 62037 | ROLLI |  | OP | PV | SUN | 4.8 | 0.169 | 7096 | 25545.3956 | 4261 | 15339.4773 | Distributed from 923 Generation And Fuel | 2019
12763 | 2022 | MN | Rosemount Community Solar | 60714 | RCS1 |  | OP | PV | SUN | 1 | 0.188 | 1646.8 | 5928.4326 | 988.8 | 3559.6515 | Distributed from 923 Generation And Fuel | 2016
12764 | 2022 | MN | Rosemount Community Solar | 60714 | RCS2 |  | OP | PV | SUN | 1 | 0.188 | 1646.8 | 5928.4326 | 988.8 | 3559.6515 | Distributed from 923 Generation And Fuel | 2016
12765 | 2022 | MN | Rosemount Community Solar | 60714 | RCS3 |  | OP | PV | SUN | 1 | 0.188 | 1646.8 | 5928.4326 | 988.8 | 3559.6515 | Distributed from 923 Generation And Fuel | 2016
12766 | 2022 | MN | Rosemount Community Solar | 60714 | RCS4 |  | OP | PV | SUN | 1 | 0.188 | 1646.8 | 5928.4326 | 988.8 | 3559.6515 | Distributed from 923 Generation And Fuel | 2016
12767 | 2022 | MN | Rosemount Community Solar | 60714 | RCS5 |  | OP | PV | SUN | 1 | 0.188 | 1646.8 | 5928.4326 | 988.8 | 3559.6515 | Distributed from 923 Generation And Fuel | 2016
12768 | 2022 | MN | Rushford Village | 64932 | 513 |  | OP | PV | SUN | 1 | 0.214 | 1874 | 6746.346 | 1125 | 4049.9676 | Distributed from 923 Generation And Fuel | 2021
12769 | 2022 | MN | Ruthton Ridge LLC | 55571 | RR30 |  | OP | WT | WND | 1.9 | 0.321 | 5351 | 19263.4459 | 1753 | 6310.7495 | Distributed from 923 Generation And Fuel | 2001
12770 | 2022 | MN | S&P Windfarm LLC | 56208 | 1 |  | OP | WT | WND | 2 | 0.318 | 5567 | 20041.0397 | 1824 | 6566.3475 | Distributed from 923 Generation And Fuel | 2003
12771 | 2022 | MN | Sacred Heart CSG1, LLC | 63598 | SC |  | OP | PV | SUN | 1 | 0.228 | 1997 | 7189.1425 | 1199 | 4316.3655 | Distributed from 923 Generation And Fuel | 2021
12772 | 2022 | MN | SAF Hydroelectric LLC | 57665 | 1 |  | OP | HY | WAT | 0.6 | 0.362 | 1903.125 | 6851.1952 | 844.5 | 3040.1757 | Distributed from 923 Generation And Fuel | 2011
12773 | 2022 | MN | SAF Hydroelectric LLC | 57665 | 10 |  | OA | HY | WAT | 0.6 | 0.362 | 1903.125 | 6851.1952 | 844.5 | 3040.1757 | Distributed from 923 Generation And Fuel | 2011
12774 | 2022 | MN | SAF Hydroelectric LLC | 57665 | 11 |  | OP | HY | WAT | 0.6 | 0.362 | 1903.125 | 6851.1952 | 844.5 | 3040.1757 | Distributed from 923 Generation And Fuel | 2011
12775 | 2022 | MN | SAF Hydroelectric LLC | 57665 | 12 |  | OP | HY | WAT | 0.6 | 0.362 | 1903.125 | 6851.1952 | 844.5 | 3040.1757 | Distributed from 923 Generation And Fuel | 2011
12776 | 2022 | MN | SAF Hydroelectric LLC | 57665 | 13 |  | OP | HY | WAT | 0.6 | 0.362 | 1903.125 | 6851.1952 | 844.5 | 3040.1757 | Distributed from 923 Generation And Fuel | 2011
12777 | 2022 | MN | SAF Hydroelectric LLC | 57665 | 14 |  | OP | HY | WAT | 0.6 | 0.362 | 1903.125 | 6851.1952 | 844.5 | 3040.1757 | Distributed from 923 Generation And Fuel | 2011
12778 | 2022 | MN | SAF Hydroelectric LLC | 57665 | 15 |  | OP | HY | WAT | 0.6 | 0.362 | 1903.125 | 6851.1952 | 844.5 | 3040.1757 | Distributed from 923 Generation And Fuel | 2011
12779 | 2022 | MN | SAF Hydroelectric LLC | 57665 | 16 |  | OP | HY | WAT | 0.6 | 0.362 | 1903.125 | 6851.1952 | 844.5 | 3040.1757 | Distributed from 923 Generation And Fuel | 2011
12780 | 2022 | MN | SAF Hydroelectric LLC | 57665 | 2 |  | OA | HY | WAT | 0.6 | 0.362 | 1903.125 | 6851.1952 | 844.5 | 3040.1757 | Distributed from 923 Generation And Fuel | 2011
12781 | 2022 | MN | SAF Hydroelectric LLC | 57665 | 3 |  | OP | HY | WAT | 0.6 | 0.362 | 1903.125 | 6851.1952 | 844.5 | 3040.1757 | Distributed from 923 Generation And Fuel | 2011
12782 | 2022 | MN | SAF Hydroelectric LLC | 57665 | 4 |  | OA | HY | WAT | 0.6 | 0.362 | 1903.125 | 6851.1952 | 844.5 | 3040.1757 | Distributed from 923 Generation And Fuel | 2011
12783 | 2022 | MN | SAF Hydroelectric LLC | 57665 | 5 |  | OA | HY | WAT | 0.6 | 0.362 | 1903.125 | 6851.1952 | 844.5 | 3040.1757 | Distributed from 923 Generation And Fuel | 2011
12784 | 2022 | MN | SAF Hydroelectric LLC | 57665 | 6 |  | OA | HY | WAT | 0.6 | 0.362 | 1903.125 | 6851.1952 | 844.5 | 3040.1757 | Distributed from 923 Generation And Fuel | 2011
12785 | 2022 | MN | SAF Hydroelectric LLC | 57665 | 7 |  | OP | HY | WAT | 0.6 | 0.362 | 1903.125 | 6851.1952 | 844.5 | 3040.1757 | Distributed from 923 Generation And Fuel | 2011
12786 | 2022 | MN | SAF Hydroelectric LLC | 57665 | 8 |  | OP | HY | WAT | 0.6 | 0.362 | 1903.125 | 6851.1952 | 844.5 | 3040.1757 | Distributed from 923 Generation And Fuel | 2011
12787 | 2022 | MN | SAF Hydroelectric LLC | 57665 | 9 |  | OP | HY | WAT | 0.6 | 0.362 | 1903.125 | 6851.1952 | 844.5 | 3040.1757 | Distributed from 923 Generation And Fuel | 2011
12788 | 2022 | MN | Sagitta Community Solar | 61708 | SAGI |  | OP | PV | SUN | 1 | 0.202 | 1770 | 6371.949 | 1063 | 3826.7694 | Distributed from 923 Generation And Fuel | 2018
12789 | 2022 | MN | Saint Marys Hospital Power Plant | 54262 | 1 |  | OP | GT | NG | 4.7 | 0.918 | 37795 | 136060.9115 | 15772 | 56778.7458 | Distributed from 923 Generation And Fuel | 1996
12790 | 2022 | MN | Saint Marys Hospital Power Plant | 54262 | 4 |  | OP | ST | NG | 3 | 0.78 | 20486.4 | 73750.45 | 8991.9 | 32370.581 | EIA-923 Generator File | 1971
12791 | 2022 | MN | Saint Marys Hospital Power Plant | 54262 | 5 |  | SB | IC | DFO | 2.5 | 0.002 | 52.419 | 188.7069 | 24.785 | 89.2253 | Data from EIA-923 Generator File overwritten with distributed data from EIA-923 Generation and Fuel | 1978
12792 | 2022 | MN | Saint Marys Hospital Power Plant | 54262 | 6B |  | OP | IC | DFO | 3.3 | 0.002 | 69.193 | 249.0928 | 32.716 | 117.7767 | Data from EIA-923 Generator File overwritten with distributed data from EIA-923 Generation and Fuel | 2020
12793 | 2022 | MN | Saint Marys Hospital Power Plant | 54262 | 7 |  | OP | IC | DFO | 2.8 | 0.002 | 58.709 | 211.3507 | 27.759 | 99.9316 | Data from EIA-923 Generator File overwritten with distributed data from EIA-923 Generation and Fuel | 2011
12794 | 2022 | MN | Sappi Cloquet Mill | 50639 | GEN3 | 4 | OP | ST | WDS | 19.2 | 0.788 | 132554.05 | 477190.7625 | 54128.271 | 194860.2167 | EIA-923 Generator File | 1976
12795 | 2022 | MN | Sappi Cloquet Mill | 50639 | GEN4 | 4 | OP | ST | WDS | 41.5 | 0.519 | 188520.33 | 678667.7587 | 75820.486 | 272951.566 | EIA-923 Generator File | 1997
12796 | 2022 | MN | Sappi Cloquet Mill | 50639 | GEN5 | 1 | OP | ST | BLQ | 27.6 | 0.56 | 135459.92 | 487651.8108 | 62210.154 | 223954.7628 | EIA-923 Generator File | 2001
12797 | 2022 | MN | Sappi Cloquet Mill | 50639 | HGN1 |  | OP | HY | WAT | 1.8 | 0.412 | 6498.29 | 23393.6569 | 3088.742 | 11119.3822 | Distributed from 923 Generation And Fuel | 1950
12798 | 2022 | MN | Sappi Cloquet Mill | 50639 | HGN5 |  | OP | HY | WAT | 0.8 | 0.412 | 2888.129 | 10397.1812 | 1372.774 | 4941.9469 | Distributed from 923 Generation And Fuel | 1929
12799 | 2022 | MN | Sappi Cloquet Mill | 50639 | HGN6 |  | OP | HY | WAT | 0.8 | 0.412 | 2888.129 | 10397.1812 | 1372.774 | 4941.9469 | Distributed from 923 Generation And Fuel | 1929
12800 | 2022 | MN | Sappi Cloquet Mill | 50639 | HGN7 |  | OP | HY | WAT | 2.8 | 0.412 | 10108.452 | 36390.1361 | 4804.71 | 17296.8176 | Distributed from 923 Generation And Fuel | 1980
12801 | 2022 | MN | Sartell Dam | 50252 | HG10 |  | OP | HY | WAT | 0.9 | 0.37 | 2919.581 | 10510.4075 | 1295.516 | 4663.8203 | Distributed from 923 Generation And Fuel | 1985
12802 | 2022 | MN | Sartell Dam | 50252 | HG11 |  | OP | HY | WAT | 0.9 | 0.37 | 2919.581 | 10510.4075 | 1295.516 | 4663.8203 | Distributed from 923 Generation And Fuel | 1985
12803 | 2022 | MN | Sartell Dam | 50252 | HG12 |  | OP | HY | WAT | 0.9 | 0.37 | 2919.581 | 10510.4075 | 1295.516 | 4663.8203 | Distributed from 923 Generation And Fuel | 1985
12804 | 2022 | MN | Sartell Dam | 50252 | HG2 |  | OP | HY | WAT | 0.9 | 0.37 | 2919.581 | 10510.4075 | 1295.516 | 4663.8203 | Distributed from 923 Generation And Fuel | 1985
12805 | 2022 | MN | Sartell Dam | 50252 | HG3 |  | OP | HY | WAT | 0.9 | 0.37 | 2919.581 | 10510.4075 | 1295.516 | 4663.8203 | Distributed from 923 Generation And Fuel | 1985
12806 | 2022 | MN | Sartell Dam | 50252 | HG4 |  | OP | HY | WAT | 0.9 | 0.37 | 2919.581 | 10510.4075 | 1295.516 | 4663.8203 | Distributed from 923 Generation And Fuel | 1985
12807 | 2022 | MN | Sartell Dam | 50252 | HG5 |  | OP | HY | WAT | 0.9 | 0.37 | 2919.581 | 10510.4075 | 1295.516 | 4663.8203 | Distributed from 923 Generation And Fuel | 1985
12808 | 2022 | MN | Sartell Dam | 50252 | HG6 |  | OP | HY | WAT | 0.8 | 0.37 | 2595.183 | 9342.5841 | 1151.57 | 4145.6188 | Distributed from 923 Generation And Fuel | 1985
12809 | 2022 | MN | Sartell Dam | 50252 | HG7 |  | OP | HY | WAT | 0.8 | 0.37 | 2595.183 | 9342.5841 | 1151.57 | 4145.6188 | Distributed from 923 Generation And Fuel | 1985
12810 | 2022 | MN | Sartell Dam | 50252 | HG8 |  | OP | HY | WAT | 0.7 | 0.37 | 2270.785 | 8174.7606 | 1007.624 | 3627.4174 | Distributed from 923 Generation And Fuel | 1985
12811 | 2022 | MN | Sartell Dam | 50252 | HG9 |  | OP | HY | WAT | 0.7 | 0.37 | 2270.785 | 8174.7606 | 1007.624 | 3627.4174 | Distributed from 923 Generation And Fuel | 1985
12812 | 2022 | MN | Sartell Holdco CSG | 62036 | SARTE |  | OP | PV | SUN | 5 | 0.202 | 8832 | 31794.9456 | 5303 | 19090.6473 | Distributed from 923 Generation And Fuel | 2019
12813 | 2022 | MN | Scandia Community Solar Garden | 61669 | SCAND |  | OP | PV | SUN | 2.5 | 0.175 | 3834 | 13802.2896 | 2302 | 8287.1337 | Distributed from 923 Generation And Fuel | 2018
12814 | 2022 | MN | Scandia CSG | 61585 | 40802 |  | OP | PV | SUN | 1 | 0.197 | 1724.8 | 6209.2303 | 1035.6 | 3728.1302 | Distributed from 923 Generation And Fuel | 2018
12815 | 2022 | MN | Scandia CSG | 61585 | 40803 |  | OP | PV | SUN | 1 | 0.197 | 1724.8 | 6209.2303 | 1035.6 | 3728.1302 | Distributed from 923 Generation And Fuel | 2018
12816 | 2022 | MN | Scandia CSG | 61585 | 40804 |  | OP | PV | SUN | 1 | 0.197 | 1724.8 | 6209.2303 | 1035.6 | 3728.1302 | Distributed from 923 Generation And Fuel | 2018
12817 | 2022 | MN | Scandia CSG | 61585 | 40805 |  | OP | PV | SUN | 1 | 0.197 | 1724.8 | 6209.2303 | 1035.6 | 3728.1302 | Distributed from 923 Generation And Fuel | 2018
12818 | 2022 | MN | Scandia CSG | 61585 | 40806 |  | OP | PV | SUN | 1 | 0.197 | 1724.8 | 6209.2303 | 1035.6 | 3728.1302 | Distributed from 923 Generation And Fuel | 2018
12819 | 2022 | MN | Scanlon | 1899 | 1 |  | OP | HY | WAT | 0.4 | 0.161 | 565 | 2033.9837 | 250.75 | 902.6928 | Distributed from 923 Generation And Fuel | 1923
12820 | 2022 | MN | Scanlon | 1899 | 2 |  | OS | HY | WAT | 0.4 | 0.161 | 565 | 2033.9837 | 250.75 | 902.6928 | Distributed from 923 Generation And Fuel | 1923
12821 | 2022 | MN | Scanlon | 1899 | 3 |  | OP | HY | WAT | 0.4 | 0.161 | 565 | 2033.9837 | 250.75 | 902.6928 | Distributed from 923 Generation And Fuel | 1923
12822 | 2022 | MN | Scanlon | 1899 | 4 |  | OP | HY | WAT | 0.4 | 0.161 | 565 | 2033.9837 | 250.75 | 902.6928 | Distributed from 923 Generation And Fuel | 1923
12823 | 2022 | MN | School Sisters CSG | 61516 | SCHOO |  | OP | PV | SUN | 1 | 0.192 | 1682 | 6055.1516 | 1010 | 3635.9709 | Distributed from 923 Generation And Fuel | 2018
12824 | 2022 | MN | Schueler Community Solar | 63658 | TC3 |  | OP | PV | SUN | 1 | 0.235 | 2062 | 7423.1406 | 1238 | 4456.7643 | Distributed from 923 Generation And Fuel | 2020
12825 | 2022 | MN | Schull CSG | 64413 | SCHUL |  | OP | PV | SUN | 1 | 0.262 | 2291 | 8247.534 | 1376 | 4953.5604 | Distributed from 923 Generation And Fuel | 2021
12826 | 2022 | MN | Schultz CSG | 62088 | SCHUL |  | OP | PV | SUN | 1.8 | 0.162 | 2562 | 9223.1262 | 1538 | 5536.7557 | Distributed from 923 Generation And Fuel | 2018
12827 | 2022 | MN | Schwinghamer Project CSG | 63177 | TC3 |  | OP | PV | SUN | 1 | 0.173 | 1513 | 5446.7564 | 908 | 3268.7738 | Distributed from 923 Generation And Fuel | 2019
12828 | 2022 | MN | Severson Garden | 63934 | CGS |  | OP | PV | SUN | 1 | 0.192 | 1682 | 6055.1516 | 1010 | 3635.9709 | Distributed from 923 Generation And Fuel | 2020
12829 | 2022 | MN | Shakopee Energy Park | 60647 | SQA01 |  | OP | IC | NG | 9.3 | 0.077 | 6262.2 | 22543.7397 | 3161.2 | 11380.229 | Distributed from 923 Generation And Fuel | 2017
12830 | 2022 | MN | Shakopee Energy Park | 60647 | SQA02 |  | OP | IC | NG | 9.3 | 0.077 | 6262.2 | 22543.7397 | 3161.2 | 11380.229 | Distributed from 923 Generation And Fuel | 2017
12831 | 2022 | MN | Shakopee Energy Park | 60647 | SQA03 |  | OP | IC | NG | 9.3 | 0.077 | 6262.2 | 22543.7397 | 3161.2 | 11380.229 | Distributed from 923 Generation And Fuel | 2017
12832 | 2022 | MN | Shakopee Energy Park | 60647 | SQA04 |  | OP | IC | NG | 9.3 | 0.077 | 6262.2 | 22543.7397 | 3161.2 | 11380.229 | Distributed from 923 Generation And Fuel | 2017
12833 | 2022 | MN | Shakopee Energy Park | 60647 | SQA05 |  | OP | IC | NG | 9.3 | 0.077 | 6262.2 | 22543.7397 | 3161.2 | 11380.229 | Distributed from 923 Generation And Fuel | 2017
12834 | 2022 | MN | Shakopee Met Council WTP | 60919 | SHAK |  | OP | PV | SUN | 1.3 | 0.13 | 1479 | 5324.3574 | 888 | 3196.7744 | Distributed from 923 Generation And Fuel | 2016
12835 | 2022 | MN | Shane's Wind Machine | 56577 | 1 |  | OP | WT | WND | 1.3 | 0.561 | 6385 | 22985.8161 | 2092 | 7531.1398 | Distributed from 923 Generation And Fuel | 2006
12836 | 2022 | MN | Shaokatan Hills LLC | 55354 | 6150 |  | OP | WT | WND | 11.8 | 0.228 | 23581 | 84890.9209 | 7724 | 27806.1776 | Distributed from 923 Generation And Fuel | 1999
12837 | 2022 | MN | Sherburne Community Solar | 61672 | PV1 |  | OP | PV | SUN | 5 | 0.193 | 8449 | 30416.1567 | 4637 | 16693.0665 | Distributed from 923 Generation And Fuel | 2018
12838 | 2022 | MN | Sherburne Community Solar One LLC CSG | 63122 | 52814 |  | OP | PV | SUN | 1 | 0.199 | 1739 | 6260.3499 | 1044 | 3758.3699 | Distributed from 923 Generation And Fuel | 2019
12839 | 2022 | MN | Sherburne County | 6090 | 1 | 1 | OP | ST | SUB | 765.3 | 0.485 | 3248187 | 11693379.653 | 1559799 | 5615231.4781 | EIA-923 Generator File | 1976 | 2025
12840 | 2022 | MN | Sherburne County | 6090 | 2 | 1 | OP | ST | SUB | 765.3 | 0.418 | 2800320 | 10081071.3514 | 1261598 | 4541716.4663 | EIA-923 Generator File | 1977 | 2023
12841 | 2022 | MN | Sherburne County | 6090 | 3 | 1 | OP | ST | SUB | 938.7 | 0.456 | 3753786 | 13513521.4918 | 1606837 | 5784566.9235 | EIA-923 Generator File | 1987 | 2034
12842 | 2022 | MN | Sherburne North Project CSG | 61762 | SHERB |  | OP | PV | SUN | 5 | 0.156 | 6852 | 24667.0027 | 4114 | 14810.2815 | Distributed from 923 Generation And Fuel | 2018
12843 | 2022 | MN | Siems Solar Project CSG | 63657 | TC3 |  | OP | PV | SUN | 1 | 0.232 | 2028 | 7300.7416 | 1218 | 4384.7649 | Distributed from 923 Generation And Fuel | 2020
12844 | 2022 | MN | Silver Bay Power | 10849 | GEN1 | 1 | OS | ST | SUB | 50 |  | GENYRONL: 1955
12845 | 2022 | MN | Silver Bay Power | 10849 | GEN2 | 1 | OS | ST | SUB | 81.6 |  | GENYRONL: 1962
12846 | 2022 | MN | Silver Lake Garden | 63936 | CGS |  | OP | PV | SUN | 1 | 0.213 | 1866 | 6717.5463 | 1120 | 4031.9677 | Distributed from 923 Generation And Fuel | 2021
12847 | 2022 | MN | Skalbeck Solar | 66016 | SKAL |  | OP | PV | SUN | 1 | 0 | 0 | 0 | 0 | 0 | Distributed from 923 Generation And Fuel | 2022
12848 | 2022 | MN | Slayton Solar | 58164 | PV1 |  | OP | PV | SUN | 1.7 | 0.173 | 2582 | 9295.1256 | 1550 | 5579.9554 | Distributed from 923 Generation And Fuel | 2013
12849 | 2022 | MN | Sleepy Eye | 2011 | 1A |  | SB | IC | DFO | 1.8 | 0.001 | 10.895 | 39.2217 | 5.211 | 18.7594 | Distributed from 923 Generation And Fuel | 1999
12850 | 2022 | MN | Sleepy Eye | 2011 | 5 |  | SB | IC | DFO | 1.8 | 0.001 | 10.895 | 39.2217 | 5.211 | 18.7594 | Distributed from 923 Generation And Fuel | 1996
12851 | 2022 | MN | Sleepy Eye | 2011 | 6 |  | SB | IC | DFO | 2 | 0.001 | 12.105 | 43.5777 | 5.789 | 20.8402 | Distributed from 923 Generation And Fuel | 2009
12852 | 2022 | MN | Sleepy Eye | 2011 | 7 |  | SB | IC | DFO | 2 | 0.001 | 12.105 | 43.5777 | 5.789 | 20.8402 | Distributed from 923 Generation And Fuel | 2009
12853 | 2022 | MN | Sleepy Eye | 2011 | IC4 |  | SB | IC | DFO | 1.8 | 0.001 | 10.895 | 39.2217 | 5.211 | 18.7594 | Distributed from 923 Generation And Fuel | 1995
12854 | 2022 | MN | Sleepy Eye | 2011 | NEW |  | SB | IC | DFO | 2 | 0.001 | 12.105 | 43.5777 | 5.789 | 20.8402 | Distributed from 923 Generation And Fuel | 2001
12855 | 2022 | MN | SMMPA Methane Energy Facility | 57903 | UNIT1 |  | OP | IC | LFG | 1.6 | 0.273 | 3826 | 13773.4898 | 1717 | 6181.1506 | Distributed from 923 Generation And Fuel | 2012
12856 | 2022 | MN | Sobania Community Solar LLC | 63791 | SOB01 |  | OP | PV | SUN | 1 | 0.2 | 1750 | 6299.9496 | 1051 | 3783.5697 | Distributed from 923 Generation And Fuel | 2020
12857 | 2022 | MN | SolarClub 10 LLC | 65448 | SC 10 |  | OP | PV | SUN | 1 | 0 | 0 | 0 | 0 | 0 | Distributed from 923 Generation And Fuel | 2020
12858 | 2022 | MN | SolarClub 15 LLC | 65449 | SC 15 |  | OP | PV | SUN | 1 | 0 | 0 | 0 | 0 | 0 | Distributed from 923 Generation And Fuel | 2020
12859 | 2022 | MN | SolarClub 20 LLC | 65451 | SC 20 |  | OP | PV | SUN | 1 | 0 | 0 | 0 | 0 | 0 | Distributed from 923 Generation And Fuel | 2020
12860 | 2022 | MN | SolarClub 23 LLC | 65452 | SC 23 |  | OP | PV | SUN | 1 | 0 | 0 | 0 | 0 | 0 | Distributed from 923 Generation And Fuel | 2020
12861 | 2022 | MN | SolarClub 28 LLC | 65453 | SC 28 |  | OP | PV | SUN | 1 | 0 | 0 | 0 | 0 | 0 | Distributed from 923 Generation And Fuel | 2020
12862 | 2022 | MN | SolarClub 35 LLC | 65455 | SC 35 |  | OP | PV | SUN | 1 | 0 | 0 | 0 | 0 | 0 | Distributed from 923 Generation And Fuel | 2020
12863 | 2022 | MN | Soliloquoy Ridge LLC | 55570 | SR30 |  | OP | WT | WND | 1.9 | 0.323 | 5368 | 19324.6454 | 1758 | 6328.7494 | Distributed from 923 Generation And Fuel | 2001
12864 | 2022 | MN | Solway CT | 7947 | 1 |  | OP | GT | NG | 50 | 0.194 | 84982 | 305932.7525 | 32892 | 118410.2527 | Distributed from 923 Generation And Fuel | 2003
12865 | 2022 | MN | Solway CT | 7947 | D1 |  | OP | IC | DFO | 1.3 | 0 | 0 | 0 | 0 | 0 | Distributed from 923 Generation And Fuel | 2005
12866 | 2022 | MN | South Fork Wind Farm | 58691 | STFK1 |  | OP | WT | WND | 13.8 | 0.446 | 53928 | 194139.2469 | 17665 | 63593.4913 | Distributed from 923 Generation And Fuel | 2016
12867 | 2022 | MN | South Generation | 7982 | 3 |  | OP | IC | DFO | 2.2 | 0.003 | 60.333 | 217.1971 | 28.667 | 103.2004 | Distributed from 923 Generation And Fuel | 2003
12868 | 2022 | MN | South Generation | 7982 | 4 |  | OP | IC | DFO | 2.2 | 0.003 | 60.333 | 217.1971 | 28.667 | 103.2004 | Distributed from 923 Generation And Fuel | 2003
12869 | 2022 | MN | South Generation | 7982 | 5 |  | OP | IC | DFO | 2.2 | 0.003 | 60.333 | 217.1971 | 28.667 | 103.2004 | Distributed from 923 Generation And Fuel | 2003
12870 | 2022 | MN | Southeast Steam Plant | 57966 | SSP | 2 | OP | ST | NG | 13 | 0 | 21 | 75.5994 | 0 | 0 | EIA-923 Generator File | 1998
12871 | 2022 | MN | Southern Minnesota Beet Sugar | 54533 | 0001 |  | OP | ST | SUB | 7.5 | 0.365 | 23998 | 86392.1089 | 12880 | 46367.6291 | Distributed from 923 Generation And Fuel | 1976
12872 | 2022 | MN | Spartan Hills LLC | 55569 | SH30 |  | OP | WT | WND | 1.9 | 0.323 | 5368 | 19324.6454 | 1758 | 6328.7494 | Distributed from 923 Generation And Fuel | 2001
12873 | 2022 | MN | Spica Community Solar | 60943 | MSCS1 |  | OP | PV | SUN | 1 | 0.189 | 1651.5 | 5945.3524 | 991.5 | 3569.3714 | Distributed from 923 Generation And Fuel | 2017
12874 | 2022 | MN | Spica Community Solar | 60943 | MSCS2 |  | OP | PV | SUN | 1 | 0.189 | 1651.5 | 5945.3524 | 991.5 | 3569.3714 | Distributed from 923 Generation And Fuel | 2017
12875 | 2022 | MN | Spring Valley | 2013 | 2 |  | OP | IC | DFO | 1.1 | 0.004 | 35.073 | 126.2618 | 16.804 | 60.4939 | Data from EIA-923 Generator File overwritten with distributed data from EIA-923 Generation and Fuel | 1952
12876 | 2022 | MN | Spring Valley | 2013 | 3 |  | OP | IC | DFO | 2 | 0.004 | 63.769 | 229.5666 | 30.552 | 109.9863 | Data from EIA-923 Generator File overwritten with distributed data from EIA-923 Generation and Fuel | 1960
12877 | 2022 | MN | Spring Valley | 2013 | 4 |  | OP | IC | DFO | 2 | 0.004 | 63.769 | 229.5666 | 30.552 | 109.9863 | Data from EIA-923 Generator File overwritten with distributed data from EIA-923 Generation and Fuel | 2009
12878 | 2022 | MN | Spring Valley | 2013 | 5 |  | OP | IC | DFO | 2 | 0.004 | 63.769 | 229.5666 | 30.552 | 109.9863 | Data from EIA-923 Generator File overwritten with distributed data from EIA-923 Generation and Fuel | 2009
12879 | 2022 | MN | Springfield (MN) | 2012 | 5 |  | OP | IC | DFO | 1.8 | 0 | 3 | 10.7999 | 1.4 | 5.04 | Distributed from 923 Generation And Fuel | 1994
12880 | 2022 | MN | Springfield (MN) | 2012 | 6 |  | OP | IC | DFO | 1.8 | 0 | 3 | 10.7999 | 1.4 | 5.04 | Distributed from 923 Generation And Fuel | 1996
12881 | 2022 | MN | Springfield (MN) | 2012 | 7 |  | OP | IC | DFO | 1.8 | 0 | 3 | 10.7999 | 1.4 | 5.04 | Distributed from 923 Generation And Fuel | 1998
12882 | 2022 | MN | Springfield (MN) | 2012 | 8 |  | OP | IC | DFO | 1.8 | 0 | 3 | 10.7999 | 1.4 | 5.04 | Distributed from 923 Generation And Fuel | 1998
12883 | 2022 | MN | Springfield (MN) | 2012 | 9 |  | OS | IC | DFO | 1.8 | 0 | 3 | 10.7999 | 1.4 | 5.04 | Distributed from 923 Generation And Fuel | 2001
12884 | 2022 | MN | Spruce Ridge Gas Recovery | 57017 | GEN1 |  | OP | IC | LFG | 0.8 | 0.661 | 4630.75 | 16670.5666 | 2078.75 | 7483.4401 | Distributed from 923 Generation And Fuel | 2008
12885 | 2022 | MN | Spruce Ridge Gas Recovery | 57017 | GEN2 |  | OP | IC | LFG | 0.8 | 0.661 | 4630.75 | 16670.5666 | 2078.75 | 7483.4401 | Distributed from 923 Generation And Fuel | 2008
12886 | 2022 | MN | Spruce Ridge Gas Recovery | 57017 | GEN3 |  | OP | IC | LFG | 0.8 | 0.661 | 4630.75 | 16670.5666 | 2078.75 | 7483.4401 | Distributed from 923 Generation And Fuel | 2008
12887 | 2022 | MN | Spruce Ridge Gas Recovery | 57017 | GEN4 |  | OP | IC | LFG | 0.8 | 0.661 | 4630.75 | 16670.5666 | 2078.75 | 7483.4401 | Distributed from 923 Generation And Fuel | 2010
12888 | 2022 | MN | St Bonifacius | 6824 | 1 |  | OP | GT | DFO | 61.2 | 0.003 | 1398 | 5032.7597 | 764 | 2750.378 | Distributed from 923 Generation And Fuel | 1978
12889 | 2022 | MN | St James | 1929 | 1 |  | OP | IC | DFO | 2 | 0.001 | 17 | 61.1995 | 8 | 28.7998 | Distributed from 923 Generation And Fuel | 2002
12890 | 2022 | MN | St James | 1929 | 2 |  | OP | IC | DFO | 2 | 0.001 | 17 | 61.1995 | 8 | 28.7998 | Distributed from 923 Generation And Fuel | 2002
12891 | 2022 | MN | St James | 1929 | 3 |  | OP | IC | DFO | 2 | 0.001 | 17 | 61.1995 | 8 | 28.7998 | Distributed from 923 Generation And Fuel | 2002
12892 | 2022 | MN | St James | 1929 | 4 |  | OP | IC | DFO | 2 | 0.001 | 17 | 61.1995 | 8 | 28.7998 | Distributed from 923 Generation And Fuel | 2002
12893 | 2022 | MN | St James | 1929 | 5 |  | OP | IC | DFO | 2 | 0.001 | 17 | 61.1995 | 8 | 28.7998 | Distributed from 923 Generation And Fuel | 2002
12894 | 2022 | MN | St James | 1929 | 6 |  | OP | IC | DFO | 2 | 0.001 | 17 | 61.1995 | 8 | 28.7998 | Distributed from 923 Generation And Fuel | 2002
12895 | 2022 | MN | St Paul Cogeneration | 56643 | 1 | 1 | OP | ST | WDS | 37 | 0.515 | 167027 | 601292.3897 | 84923 | 305720.3542 | EIA-923 Generator File | 2003
12896 | 2022 | MN | St. Charles Power Plant | 56100 | 1 |  | OP | IC | DFO | 2.2 | 0.001 | 18.75 | 67.4995 | 9 | 32.3997 | Distributed from 923 Generation And Fuel | 2004
12897 | 2022 | MN | St. Charles Power Plant | 56100 | 2 |  | OP | IC | DFO | 2.2 | 0.001 | 18.75 | 67.4995 | 9 | 32.3997 | Distributed from 923 Generation And Fuel | 2004
12898 | 2022 | MN | St. Charles Power Plant | 56100 | 3 |  | OP | IC | DFO | 2.2 | 0.001 | 18.75 | 67.4995 | 9 | 32.3997 | Distributed from 923 Generation And Fuel | 2004
12899 | 2022 | MN | St. Charles Power Plant | 56100 | 4 |  | OP | IC | DFO | 2.2 | 0.001 | 18.75 | 67.4995 | 9 | 32.3997 | Distributed from 923 Generation And Fuel | 2004
12900 | 2022 | MN | St. Charles Solar | 62869 | STC10 |  | OP | PV | SUN | 2 | 0.175 | 3072 | 11059.1115 | 1845 | 6641.9469 | Distributed from 923 Generation And Fuel | 2019
12901 | 2022 | MN | St. Cloud Hydro | 64242 | GEN#1 |  | OP | HY | WAT | 4.3 | 0.668 | 25171 | 90614.8751 | 11169.5 | 40209.8783 | Distributed from 923 Generation And Fuel | 1988
12902 | 2022 | MN | St. Cloud Hydro | 64242 | GEN#2 |  | OP | HY | WAT | 4.3 | 0.668 | 25171 | 90614.8751 | 11169.5 | 40209.8783 | Distributed from 923 Generation And Fuel | 1988
12903 | 2022 | MN | St. Cloud Solar CSG | 61384 | STCL1 |  | OP | PV | SUN | 1 | 0.189 | 1652 | 5947.1524 | 992 | 3571.1714 | Distributed from 923 Generation And Fuel | 2018
12904 | 2022 | MN | St. Cloud Solar CSG | 61384 | STCL2 |  | OP | PV | SUN | 1 | 0.189 | 1652 | 5947.1524 | 992 | 3571.1714 | Distributed from 923 Generation And Fuel | 2018
12905 | 2022 | MN | St. Cloud Solar CSG | 61384 | STCL3 |  | OP | PV | SUN | 1 | 0.189 | 1652 | 5947.1524 | 992 | 3571.1714 | Distributed from 923 Generation And Fuel | 2018
12906 | 2022 | MN | St. Cloud Solar CSG | 61384 | STCL4 |  | OP | PV | SUN | 1 | 0.189 | 1652 | 5947.1524 | 992 | 3571.1714 | Distributed from 923 Generation And Fuel | 2018
12907 | 2022 | MN | St. Cloud Solar CSG | 61384 | STCL5 |  | OP | PV | SUN | 1 | 0.189 | 1652 | 5947.1524 | 992 | 3571.1714 | Distributed from 923 Generation And Fuel | 2018
12908 | 2022 | MN | St. Olaf StandBy Generators | 58996 | SBIC1 |  | SB | IC | DFO | 0.5 | 0.002 | 10.854 | 39.0741 | 5.122 | 18.4391 | Distributed from 923 Generation And Fuel | 1999
12909 | 2022 | MN | St. Olaf StandBy Generators | 58996 | SBIC2 |  | SB | IC | DFO | 1.8 | 0.002 | 39.073 | 140.6617 | 18.439 | 66.3799 | Distributed from 923 Generation And Fuel | 1999
12910 | 2022 | MN | St. Olaf StandBy Generators | 58996 | SBIC3 |  | SB | IC | DFO | 1.8 | 0.002 | 39.073 | 140.6617 | 18.439 | 66.3799 | Distributed from 923 Generation And Fuel | 1999
12911 | 2022 | MN | St. Olaf Wind Turbine | 58995 | OLFWT |  | OP | WT | WND | 1.6 | 0.2 | 2804 | 10094.3192 | 919 | 3308.3735 | Distributed from 923 Generation And Fuel | 2006
12912 | 2022 | MN | St. Paul Intl Airport Red & Blue Parking | 59709 | PV1 |  | OP | PV | SUN | 2.3 | 0.106 | 2132.531 | 7677.0502 | 1305.969 | 4701.4508 | Distributed from 923 Generation And Fuel | 2015
12913 | 2022 | MN | St. Paul Intl Airport Red & Blue Parking | 59709 | PV2 |  | OP | PV | SUN | 0.9 | 0.106 | 834.469 | 3004.0644 | 511.031 | 1839.6969 | Distributed from 923 Generation And Fuel | 2016
12914 | 2022 | MN | STAG St. Paul Project CSG | 63178 | TC3 |  | OP | PV | SUN | 1 | 0.163 | 1427 | 5137.1589 | 857 | 3085.1753 | Distributed from 923 Generation And Fuel | 2020
12915 | 2022 | MN | Stahl Wind Energy | 56409 | 1 |  | OP | WT | WND | 1.7 | 0.317 | 4716 | 16977.4642 | 1545 | 5561.9555 | Distributed from 923 Generation And Fuel | 2004
12916 | 2022 | MN | Star Garden | 63395 | CGS |  | OP | PV | SUN | 1 | 0.172 | 1511 | 5439.5565 | 907 | 3265.1739 | Distributed from 923 Generation And Fuel | 2020
12917 | 2022 | MN | Stearns Community Solar One LLC CSG | 63121 | 52825 |  | OP | PV | SUN | 1 | 0.194 | 1701 | 6123.551 | 1021 | 3675.5706 | Distributed from 923 Generation And Fuel | 2019
12918 | 2022 | MN | Stearns Solar I | 63400 | STE |  | OP | PV | SUN | 1 | 0.241 | 2114 | 7610.3391 | 1269 | 4568.3635 | Distributed from 923 Generation And Fuel | 2019
12919 | 2022 | MN | Stevens Community Medical Center | 56245 | 1 |  | SB | IC | DFO | 1 | 0.002 | 21 | 75.5994 | 10 | 35.9997 | Distributed from 923 Generation And Fuel | 2004
12920 | 2022 | MN | Stevens Community Solar LLC | 63794 | ST001 |  | OP | PV | SUN | 1 | 0.224 | 1958 | 7048.7436 | 1176 | 4233.5661 | Distributed from 923 Generation And Fuel | 2020
12921 | 2022 | MN | Stewart CSG1, LLC | 63599 | SC |  | OP | PV | SUN | 1 | 0.254 | 2224 | 8006.3359 | 1335 | 4805.9616 | Distributed from 923 Generation And Fuel | 2021
12922 | 2022 | MN | Stockton (MN) | 64930 | 514 |  | OP | PV | SUN | 2 | 0.228 | 3989 | 14360.2851 | 2395 | 8621.931 | Distributed from 923 Generation And Fuel | 2021
12923 | 2022 | MN | Stoneray Power Partners, LLC | 62269 | STNRY |  | OP | WT | WND | 100 | 0.47 | 411692 | 1482079.3434 | 143919 | 518104.2552 | Distributed from 923 Generation And Fuel | 2019
12924 | 2022 | MN | Straight Garden Solar | 63424 | CGS |  | OP | PV | SUN | 1 | 0.197 | 1722 | 6199.1504 | 1034 | 3722.3702 | Distributed from 923 Generation And Fuel | 2020
12925 | 2022 | MN | Strandness Garden | 63367 | CGS |  | OP | PV | SUN | 1 | 0.176 | 1546 | 5565.5555 | 928 | 3340.7733 | Distributed from 923 Generation And Fuel | 2020
12926 | 2022 | MN | Studenski Community Solar LLC CSG | 63793 | STU01 |  | OP | PV | SUN | 1 | 0.217 | 1897 | 6829.1454 | 1139 | 4100.3672 | Distributed from 923 Generation And Fuel | 2021
12927 | 2022 | MN | Sun River LLC | 55562 | SU30 |  | OP | WT | WND | 1.9 | 0.321 | 5351 | 19263.4459 | 1753 | 6310.7495 | Distributed from 923 Generation And Fuel | 2001
12928 | 2022 | MN | SunE Feely 1 CSG, LLC | 61478 | FELY1 |  | OP | PV | SUN | 1 | 0.191 | 1670.4 | 6013.3919 | 1003 | 3610.7711 | Distributed from 923 Generation And Fuel | 2018
12929 | 2022 | MN | SunE Feely 1 CSG, LLC | 61478 | FELY2 |  | OP | PV | SUN | 1 | 0.191 | 1670.4 | 6013.3919 | 1003 | 3610.7711 | Distributed from 923 Generation And Fuel | 2018
12930 | 2022 | MN | SunE Feely 1 CSG, LLC | 61478 | FELY3 |  | OP | PV | SUN | 1 | 0.191 | 1670.4 | 6013.3919 | 1003 | 3610.7711 | Distributed from 923 Generation And Fuel | 2018
12931 | 2022 | MN | SunE Feely 1 CSG, LLC | 61478 | FELY4 |  | OP | PV | SUN | 1 | 0.191 | 1670.4 | 6013.3919 | 1003 | 3610.7711 | Distributed from 923 Generation And Fuel | 2018
12932 | 2022 | MN | SunE Feely 1 CSG, LLC | 61478 | FELY5 |  | OP | PV | SUN | 1 | 0.191 | 1670.4 | 6013.3919 | 1003 | 3610.7711 | Distributed from 923 Generation And Fuel | 2018
12933 | 2022 | MN | SunE Stolee CSG, LLC | 61485 | STOL1 |  | OP | PV | SUN | 1 | 0.193 | 1689.667 | 6082.7525 | 1014.667 | 3652.772 | Distributed from 923 Generation And Fuel | 2018
12934 | 2022 | MN | SunE Stolee CSG, LLC | 61485 | STOL2 |  | OP | PV | SUN | 1 | 0.193 | 1689.667 | 6082.7525 | 1014.667 | 3652.772 | Distributed from 923 Generation And Fuel | 2018
12935 | 2022 | MN | SunE Stolee CSG, LLC | 61485 | STOL3 |  | OP | PV | SUN | 1 | 0.193 | 1689.667 | 6082.7525 | 1014.667 | 3652.772 | Distributed from 923 Generation And Fuel | 2018
12936 | 2022 | MN | Sunrise Community Solar | 60713 | SCS1 |  | OP | PV | SUN | 1 | 0.169 | 1483 | 5338.7573 | 890.4 | 3205.4144 | Distributed from 923 Generation And Fuel | 2016
12937 | 2022 | MN | Sunrise Community Solar | 60713 | SCS2 |  | OP | PV | SUN | 1 | 0.169 | 1483 | 5338.7573 | 890.4 | 3205.4144 | Distributed from 923 Generation And Fuel | 2016
12938 | 2022 | MN | Sunrise Community Solar | 60713 | SCS3 |  | OP | PV | SUN | 1 | 0.169 | 1483 | 5338.7573 | 890.4 | 3205.4144 | Distributed from 923 Generation And Fuel | 2016
12939 | 2022 | MN | Sunrise Community Solar | 60713 | SCS4 |  | OP | PV | SUN | 1 | 0.169 | 1483 | 5338.7573 | 890.4 | 3205.4144 | Distributed from 923 Generation And Fuel | 2016
12940 | 2022 | MN | Sunrise Community Solar | 60713 | SCS5 |  | OP | PV | SUN | 1 | 0.169 | 1483 | 5338.7573 | 890.4 | 3205.4144 | Distributed from 923 Generation And Fuel | 2016
12941 | 2022 | MN | Sunset Breeze LLC | 56586 | 1 |  | OP | WT | WND | 1.3 | 0.242 | 2755 | 9917.9207 | 902 | 3247.174 | Distributed from 923 Generation And Fuel | 2006
12942 | 2022 | MN | Svihel Community Solar LLC CSG | 63792 | SVH01 |  | OP | PV | SUN | 1 | 0.228 | 1994 | 7178.3426 | 1197 | 4309.1655 | Distributed from 923 Generation And Fuel | 2021
12943 | 2022 | MN | Swan Garden | 64697 | CGS |  | OP | PV | SUN | 1 | 0.252 | 2209 | 7952.3364 | 1326 | 4773.5618 | Distributed from 923 Generation And Fuel | 2021
12944 | 2022 | MN | Syl Laskin | 1891 | 1 | 1 | OP | ST | NG | 58 | 0.117 | 59472 | 214097.4872 | 16075 | 57869.537 | EIA-923 Generator File | 1953
12945 | 2022 | MN | Syl Laskin | 1891 | 2 | 1 | OP | ST | NG | 58 | 0.124 | 62808 | 226106.9911 | 35789 | 128839.3693 | EIA-923 Generator File | 1953
12946 | 2022 | MN | Sylvan | 1900 | 1 |  | OP | HY | WAT | 0.6 | 0.617 | 3243.667 | 11677.1078 | 1439.333 | 5181.5573 | Distributed from 923 Generation And Fuel | 1913
12947 | 2022 | MN | Sylvan | 1900 | 2 |  | OP | HY | WAT | 0.6 | 0.617 | 3243.667 | 11677.1078 | 1439.333 | 5181.5573 | Distributed from 923 Generation And Fuel | 1913
12948 | 2022 | MN | Sylvan | 1900 | 3 |  | OP | HY | WAT | 0.6 | 0.617 | 3243.667 | 11677.1078 | 1439.333 | 5181.5573 | Distributed from 923 Generation And Fuel | 1915
12949 | 2022 | MN | Syncarpha Clara City CSG I (Stamer) | 61980 | SCSG1 |  | OP | PV | SUN | 1 | 0.175 | 1530 | 5507.9559 | 919 | 3308.3735 | Distributed from 923 Generation And Fuel | 2018
12950 | 2022 | MN | Syncarpha Dodge 1 CSG | 62053 | SPGD1 |  | OP | PV | SUN | 1 | 0.211 | 1847 | 6649.1468 | 1109 | 3992.3681 | Distributed from 923 Generation And Fuel | 2019
12951 | 2022 | MN | Syncarpha Prinsburg CSG (Ledeboer) | 61979 | SYPRN |  | OP | PV | SUN | 1 | 0.169 | 1484 | 5342.3573 | 891 | 3207.5743 | Distributed from 923 Generation And Fuel | 2018
12952 | 2022 | MN | T Luhman CSG | 64056 | TLU01 |  | OP | PV | SUN | 1 | 0.209 | 1830 | 6587.9473 | 1099 | 3956.3683 | Distributed from 923 Generation And Fuel | 2021
12953 | 2022 | MN | Taconite Harbor Energy Center | 10075 | GEN1 | 1 | SB | ST | SUB | 84 | 0 | 0 | 0 | 0 | 0 | EIA-923 Generator File | 1957 | 2023
12954 | 2022 | MN | Taconite Harbor Energy Center | 10075 | GEN2 | 1 | SB | ST | SUB | 84 | 0 | 0 | 0 | 0 | 0 | EIA-923 Generator File | 1957 | 2023
12955 | 2022 | MN | Taconite Ridge 1 Wind Energy Center | 56630 | 1 |  | OP | WT | WND | 25 | 0.284 | 62168 | 223803.0096 | 20364 | 73309.8135 | Distributed from 923 Generation And Fuel | 2008
12956 | 2022 | MN | Tatanka Wi | 61680 | MMPA |  | OP | PV | SUN | 7.1 | 0.012 | 768 | 2764.7779 | 461 | 1659.5867 | Distributed from 923 Generation And Fuel | 2017
12957 | 2022 | MN | Taurus Community Solar | 61174 | ETCS1 |  | OP | PV | SUN | 1 | 0.167 | 1460.25 | 5256.8579 | 876.75 | 3156.2747 | Distributed from 923 Generation And Fuel | 2018
12958 | 2022 | MN | Taurus Community Solar | 61174 | ETCS2 |  | OP | PV | SUN | 1 | 0.167 | 1460.25 | 5256.8579 | 876.75 | 3156.2747 | Distributed from 923 Generation And Fuel | 2018
12959 | 2022 | MN | Taurus Community Solar | 61174 | ETCS3 |  | OP | PV | SUN | 1 | 0.167 | 1460.25 | 5256.8579 | 876.75 | 3156.2747 | Distributed from 923 Generation And Fuel | 2018
12960 | 2022 | MN | Taurus Community Solar | 61174 | ETCS4 |  | OP | PV | SUN | 1 | 0.167 | 1460.25 | 5256.8579 | 876.75 | 3156.2747 | Distributed from 923 Generation And Fuel | 2018
12961 | 2022 | MN | Taylors Falls CSG | 61428 | PV1 |  | OP | PV | SUN | 5 | 0.173 | 7592 | 27330.9814 | 4559 | 16412.2687 | Distributed from 923 Generation And Fuel | 2018
12962 | 2022 | MN | TG Windfarm LLC | 56199 | 1 |  | OP | WT | WND | 2 | 0.268 | 4689 | 16880.265 | 1536 | 5529.5558 | Distributed from 923 Generation And Fuel | 2003
12963 | 2022 | MN | Thief River Falls | 2014 | HY1 |  | OP | HY | WAT | 0.3 | 0.508 | 1335.6 | 4808.1215 | 592.8 | 2134.0629 | Distributed from 923 Generation And Fuel | 1927
12964 | 2022 | MN | Thief River Falls | 2014 | HY2 |  | OS | HY | WAT | 0.2 | 0.508 | 890.4 | 3205.4144 | 395.2 | 1422.7086 | Distributed from 923 Generation And Fuel | 1927
12965 | 2022 | MN | Thief River Falls | 2014 | IC1 |  | OP | IC | DFO | 2.2 | 0 | 2.567 | 9.2411 | 1.1 | 3.96 | Distributed from 923 Generation And Fuel | 1956
12966 | 2022 | MN | Thief River Falls | 2014 | IC2 |  | OP | IC | DFO | 1.2 | 0 | 1.4 | 5.04 | 0.6 | 2.16 | Distributed from 923 Generation And Fuel | 1952
12967 | 2022 | MN | Thief River Falls | 2014 | IC3A |  | OP | IC | DFO | 1.2 | 0 | 1.4 | 5.04 | 0.6 | 2.16 | Distributed from 923 Generation And Fuel | 2001
12968 | 2022 | MN | Thief River Falls | 2014 | IC4 |  | OP | IC | DFO | 1.4 | 0 | 1.633 | 5.8788 | 0.7 | 2.52 | Distributed from 923 Generation And Fuel | 1948
12969 | 2022 | MN | Thomson | 1901 | 1 |  | OP | HY | WAT | 13 | 0.525 | 59755.771 | 215119.0546 | 26516.061 | 95457.0559 | Distributed from 923 Generation And Fuel | 1907
12970 | 2022 | MN | Thomson | 1901 | 2 |  | OP | HY | WAT | 13 | 0.525 | 59755.771 | 215119.0546 | 26516.061 | 95457.0559 | Distributed from 923 Generation And Fuel | 1907
12971 | 2022 | MN | Thomson | 1901 | 3 |  | OP | HY | WAT | 13 | 0.525 | 59755.771 | 215119.0546 | 26516.061 | 95457.0559 | Distributed from 923 Generation And Fuel | 1907
12972 | 2022 | MN | Thomson | 1901 | 4 |  | OP | HY | WAT | 10.8 | 0.525 | 49643.256 | 178714.2919 | 22028.727 | 79302.7828 | Distributed from 923 Generation And Fuel | 1914
12973 | 2022 | MN | Thomson | 1901 | 5 |  | OP | HY | WAT | 10.8 | 0.525 | 49643.256 | 178714.2919 | 22028.727 | 79302.7828 | Distributed from 923 Generation And Fuel | 1919
12974 | 2022 | MN | Thomson | 1901 | 6 |  | OP | HY | WAT | 12 | 0.525 | 55159.174 | 198571.4378 | 24476.364 | 88114.2055 | Distributed from 923 Generation And Fuel | 1949
12975 | 2022 | MN | Thomson Reuters Campus Bldg A-D | 55133 | 3086 |  | SB | IC | DFO | 2 | 0.003 | 44.714 | 160.9691 | 38.143 | 137.3137 | Distributed from 923 Generation And Fuel | 1999
12976 | 2022 | MN | Thomson Reuters Campus Bldg A-D | 55133 | 3087 |  | SB | IC | DFO | 2 | 0.003 | 44.714 | 160.9691 | 38.143 | 137.3137 | Distributed from 923 Generation And Fuel | 1999
12977 | 2022 | MN | Thomson Reuters Campus Bldg A-D | 55133 | 3088 |  | SB | IC | DFO | 2 | 0.003 | 44.714 | 160.9691 | 38.143 | 137.3137 | Distributed from 923 Generation And Fuel | 1999
12978 | 2022 | MN | Thomson Reuters Campus Bldg A-D | 55133 | 3089 |  | SB | IC | DFO | 2 | 0.003 | 44.714 | 160.9691 | 38.143 | 137.3137 | Distributed from 923 Generation And Fuel | 1999
12979 | 2022 | MN | Thomson Reuters Campus Bldg A-D | 55133 | 3090 |  | SB | IC | DFO | 2 | 0.003 | 44.714 | 160.9691 | 38.143 | 137.3137 | Distributed from 923 Generation And Fuel | 1999
12980 | 2022 | MN | Thomson Reuters Campus Bldg A-D | 55133 | 3091 |  | SB | IC | DFO | 2 | 0.003 | 44.714 | 160.9691 | 38.143 | 137.3137 | Distributed from 923 Generation And Fuel | 1999
12981 | 2022 | MN | Thomson Reuters Campus Bldg A-D | 55133 | 3093 |  | SB | IC | DFO | 2 | 0.003 | 44.714 | 160.9691 | 38.143 | 137.3137 | Distributed from 923 Generation And Fuel | 1999
12982 | 2022 | MN | Thomson Reuters Data Center Bldg ES101 | 57207 | 1 |  | SB | IC | DFO | 1.2 | 0.001 | 14 | 50.3996 | 13 | 46.7996 | Distributed from 923 Generation And Fuel | 2009
12983 | 2022 | MN | Thomson Reuters Data Center Bldg H | 57208 | 1 |  | SB | IC | DFO | 2 | 0.002 | 34.25 | 123.299 | 23 | 82.7993 | Distributed from 923 Generation And Fuel | 2007
12984 | 2022 | MN | Thomson Reuters Data Center Bldg H | 57208 | 2 |  | SB | IC | DFO | 2 | 0.002 | 34.25 | 123.299 | 23 | 82.7993 | Distributed from 923 Generation And Fuel | 2007
12985 | 2022 | MN | Thomson Reuters Data Center Bldg H | 57208 | 3 |  | SB | IC | DFO | 2 | 0.002 | 34.25 | 123.299 | 23 | 82.7993 | Distributed from 923 Generation And Fuel | 2007
12986 | 2022 | MN | Thomson Reuters Data Center Bldg H | 57208 | 4 |  | SB | IC | DFO | 2 | 0.002 | 34.25 | 123.299 | 23 | 82.7993 | Distributed from 923 Generation And Fuel | 2007
12987 | 2022 | MN | Tiller CSG | 62098 | TILLE |  | OP | PV | SUN | 5 | 0.18 | 7899 | 28436.1725 | 4743 | 17074.6634 | Distributed from 923 Generation And Fuel | 2018
12988 | 2022 | MN | Timmerman (CSG) | 65974 | TIMM |  | OP | PV | SUN | 1 | 0 | 0 | 0 | 0 | 0 | Distributed from 923 Generation And Fuel | 2022
12989 | 2022 | MN | Tofteland Windfarm LLC | 56202 | I |  | OP | WT | WND | 2 | 0.268 | 4688 | 16876.665 | 1536 | 5529.5558 | Distributed from 923 Generation And Fuel | 2003
12990 | 2022 | MN | Trimont Area Wind Farm | 56296 | 1 |  | OP | WT | WND | 100.5 | 0.475 | 417784 | 1504010.3679 | 136853 | 492666.8587 | Distributed from 923 Generation And Fuel | 2005
12991 | 2022 | MN | Truman | 2015 | 3 |  | SB | IC | DFO | 2.2 | 0 | 4.258 | 15.3287 | 2.129 | 7.6643 | Distributed from 923 Generation And Fuel | 1975
12992 | 2022 | MN | Truman | 2015 | 6 |  | SB | IC | DFO | 1.8 | 0 | 3.484 | 12.5423 | 1.742 | 6.2711 | Distributed from 923 Generation And Fuel | 1997
12993 | 2022 | MN | Truman | 2015 | 7 |  | SB | IC | DFO | 2.2 | 0 | 4.258 | 15.3287 | 2.129 | 7.6643 | Distributed from 923 Generation And Fuel | 2005
12994 | 2022 | MN | Tsar Nicholas LLC | 55561 | TN30 |  | OP | WT | WND | 1.9 | 0.321 | 5351 | 19263.4459 | 1753 | 6310.7495 | Distributed from 923 Generation And Fuel | 2001
12995 | 2022 | MN | Tweite Community Solar LLC | 64099 | TWEIT |  | OP | PV | SUN | 1 | 0.225 | 1974 | 7106.3431 | 1185 | 4265.9659 | Distributed from 923 Generation And Fuel | 2020
12996 | 2022 | MN | Twin Cities Hydro LLC | 57069 | 1 |  | OP | HY | WAT | 4.5 | 0.582 | 22932.75 | 82557.2395 | 10176.25 | 36634.2069 | Distributed from 923 Generation And Fuel | 1924
12997 | 2022 | MN | Twin Cities Hydro LLC | 57069 | 2 |  | OP | HY | WAT | 4.5 | 0.582 | 22932.75 | 82557.2395 | 10176.25 | 36634.2069 | Distributed from 923 Generation And Fuel | 1924
12998 | 2022 | MN | Twin Cities Hydro LLC | 57069 | 3 |  | OP | HY | WAT | 4.5 | 0.582 | 22932.75 | 82557.2395 | 10176.25 | 36634.2069 | Distributed from 923 Generation And Fuel | 1924
12999 | 2022 | MN | Twin Cities Hydro LLC | 57069 | 4 |  | OP | HY | WAT | 4.5 | 0.582 | 22932.75 | 82557.2395 | 10176.25 | 36634.2069 | Distributed from 923 Generation And Fuel | 1924
13000 | 2022 | MN | Twin Lake Hills LLC | 55568 | TL30 |  | OP | WT | WND | 1.9 | 0.323 | 5368 | 19324.6454 | 1758 | 6328.7494 | Distributed from 923 Generation And Fuel | 2000
13001 | 2022 | MN | Uilk Wind LLC | 57351 | FA01 |  | OP | WT | WND | 1.5 | 0.365 | 4792.667 | 17253.4632 | 1570 | 5651.9548 | Distributed from 923 Generation And Fuel | 2010
13002 | 2022 | MN | Uilk Wind LLC | 57351 | FA02 |  | OP | WT | WND | 1.5 | 0.365 | 4792.667 | 17253.4632 | 1570 | 5651.9548 | Distributed from 923 Generation And Fuel | 2010
13003 | 2022 | MN | Uilk Wind LLC | 57351 | FA03 |  | OP | WT | WND | 1.5 | 0.365 | 4792.667 | 17253.4632 | 1570 | 5651.9548 | Distributed from 923 Generation And Fuel | 2010
13004 | 2022 | MN | UMM Wind Turbine | 57732 | UMM1 |  | OP | WT | WND | 1.7 | 0.299 | 4456 | 16041.4717 | 1460 | 5255.958 | Distributed from 923 Generation And Fuel | 2011
13005 | 2022 | MN | Union Garden | 63939 | CGS |  | OP | PV | SUN | 1 | 0.211 | 1848 | 6652.7468 | 1110 | 3995.968 | Distributed from 923 Generation And Fuel | 2021
13006 | 2022 | MN | Univ Minnesota CHP Plant | 59197 | CTG-1 |  | OP | GT | NG | 21 | 0.963 | 177222 | 637994.096 | 89444 | 321995.824 | Distributed from 923 Generation And Fuel | 2017
13007 | 2022 | MN | Ursa Community Solar | 60712 | UCS1 |  | OP | PV | SUN | 1 | 0.178 | 1562.4 | 5624.595 | 938.2 | 3377.493 | Distributed from 923 Generation And Fuel | 2017
13008 | 2022 | MN | Ursa Community Solar | 60712 | UCS2 |  | OP | PV | SUN | 1 | 0.178 | 1562.4 | 5624.595 | 938.2 | 3377.493 | Distributed from 923 Generation And Fuel | 2017
13009 | 2022 | MN | Ursa Community Solar | 60712 | UCS3 |  | OP | PV | SUN | 1 | 0.178 | 1562.4 | 5624.595 | 938.2 | 3377.493 | Distributed from 923 Generation And Fuel | 2017
13010 | 2022 | MN | Ursa Community Solar | 60712 | UCS4 |  | OP | PV | SUN | 1 | 0.178 | 1562.4 | 5624.595 | 938.2 | 3377.493 | Distributed from 923 Generation And Fuel | 2017
13011 | 2022 | MN | Ursa Community Solar | 60712 | UCS5 |  | OP | PV | SUN | 1 | 0.178 | 1562.4 | 5624.595 | 938.2 | 3377.493 | Distributed from 923 Generation And Fuel | 2017
13012 | 2022 | MN | USS All In Solar LLC CSG | 63160 | ALLIN |  | OP | PV | SUN | 1 | 0.237 | 2079 | 7484.3401 | 1248 | 4492.7641 | Distributed from 923 Generation And Fuel | 2020
13013 | 2022 | MN | USS B&B Solar LLC CSG | 63216 | BB |  | OP | PV | SUN | 1 | 0.213 | 1868 | 6724.7462 | 1122 | 4039.1677 | Distributed from 923 Generation And Fuel | 2020
13014 | 2022 | MN | USS Big Lake 1 Solar CSG | 61997 | USSBL |  | OP | PV | SUN | 1 | 0.225 | 1967 | 7081.1434 | 1181 | 4251.566 | Distributed from 923 Generation And Fuel | 2018
13015 | 2022 | MN | USS Bluff Country Solar CSG | 63741 | USBCS |  | OP | PV | SUN | 1 | 0.223 | 1957 | 7045.1436 | 1175 | 4229.9662 | Distributed from 923 Generation And Fuel | 2020
13016 | 2022 | MN | USS Brockway Solar CSG | 62049 | USSBR |  | OP | PV | SUN | 1 | 0.222 | 1942 | 6991.1441 | 1166 | 4197.5664 | Distributed from 923 Generation And Fuel | 2019
13017 | 2022 | MN | USS Buckaroo Solar LLC CSG | 63153 | BUCKR |  | OP | PV | SUN | 1 | 0.242 | 2121 | 7635.5389 | 1274 | 4586.3633 | Distributed from 923 Generation And Fuel | 2020
13018 | 2022 | MN | USS Bush Solar LLC CSG | 63166 | BUSH |  | OP | PV | SUN | 1 | 0.241 | 2107 | 7585.1393 | 1265 | 4553.9636 | Distributed from 923 Generation And Fuel | 2020
13019 | 2022 | MN | USS Centerfield Solar CSG | 62335 | USCEN |  | OP | PV | SUN | 1 | 0.203 | 1776 | 6393.5489 | 1066 | 3837.5693 | Distributed from 923 Generation And Fuel | 2019
13020 | 2022 | MN | USS Chariot Solar LLC | 63171 | CHROT |  | OP | PV | SUN | 1 | 0.226 | 1981 | 7131.5429 | 1189 | 4280.3658 | Distributed from 923 Generation And Fuel | 2021
13021 | 2022 | MN | USS Cheyenne Solar LLC CSG | 63145 | CHYNE |  | OP | PV | SUN | 1 | 0.178 | 1555 | 5597.9552 | 934 | 3362.3731 | Distributed from 923 Generation And Fuel | 2020
13022 | 2022 | MN | USS Christoffer Solar LLC CSG | 63152 | CHRST |  | OP | PV | SUN | 1 | 0.201 | 1761 | 6339.5493 | 1057 | 3805.1696 | Distributed from 923 Generation And Fuel | 2020
13023 | 2022 | MN | USS Cougar Solar LLC CSG | 63158 | COUGR |  | OP | PV | SUN | 1 | 0.216 | 1896 | 6825.5454 | 1138 | 4096.7672 | Distributed from 923 Generation And Fuel | 2020
13024 | 2022 | MN | USS Danube Solar LLC | 64871 | USSDA |  | OP | PV | SUN | 1 | 0.247 | 2164 | 7790.3377 | 1299 | 4676.3626 | Distributed from 923 Generation And Fuel | 2021
13025 | 2022 | MN | USS Dot Com Solar LLC CSG | 63215 | DOTCM |  | OP | PV | SUN | 1.4 | 0.154 | 1887 | 6793.1457 | 1133 | 4078.7674 | Distributed from 923 Generation And Fuel | 2021
13026 | 2022 | MN | USS Dubhe Solar CSG | 62048 | USSDB |  | OP | PV | SUN | 1 | 0.247 | 2165 | 7793.9376 | 1300 | 4679.9626 | Distributed from 923 Generation And Fuel | 2018
13027 | 2022 | MN | USS DVL Solar CSG | 62360 | USDVL |  | OP | PV | SUN | 1 | 0.219 | 1920 | 6911.9447 | 1153 | 4150.7668 | Distributed from 923 Generation And Fuel | 2019
13028 | 2022 | MN | USS Eggo Solar CSG | 62359 | USEGG |  | OP | PV | SUN | 1 | 0.233 | 2039 | 7340.3413 | 1224 | 4406.3647 | Distributed from 923 Generation And Fuel | 2019
13029 | 2022 | MN | USS Flower Solar LLC CSG | 63159 | FLOWR |  | OP | PV | SUN | 1 | 0.229 | 2009 | 7232.3421 | 1206 | 4341.5653 | Distributed from 923 Generation And Fuel | 2020
13030 | 2022 | MN | USS Foley Solar LLC | 64987 | USSFS |  | OP | PV | SUN | 1 | 0.117 | 1023 | 3682.7705 | 749 | 2696.3784 | Distributed from 923 Generation And Fuel | 2022
13031 | 2022 | MN | USS Good Solar CSG | 61998 | USSGO |  | OP | PV | SUN | 1 | 0.208 | 1826 | 6573.5474 | 1096 | 3945.5684 | Distributed from 923 Generation And Fuel | 2018
13032 | 2022 | MN | USS Greenhouse Solar LLC CSG | 63143 | GRHSE |  | OP | PV | SUN | 1 | 0.122 | 1072 | 3859.1691 | 644 | 2318.3815 | Distributed from 923 Generation And Fuel | 2020
13033 | 2022 | MN | USS Hancock Solar LLC CSG | 63167 | HNCCK |  | OP | PV | SUN | 1 | 0.235 | 2055 | 7397.9408 | 1234 | 4442.3645 | Distributed from 923 Generation And Fuel | 2021
13034 | 2022 | MN | USS Haven Solar LLC CSG | 63138 | USHAV |  | OP | PV | SUN | 1 | 0.214 | 1872 | 6739.1461 | 1124 | 4046.3676 | Distributed from 923 Generation And Fuel | 2019
13035 | 2022 | MN | USS Horne North Solar LLC CSG | 63154 | HORNN |  | OP | PV | SUN | 1 | 0.226 | 1982 | 7135.1429 | 1190 | 4283.9657 | Distributed from 923 Generation And Fuel | 2020
13036 | 2022 | MN | USS Horne South Solar LLC CSG | 63155 | HORNS |  | OP | PV | SUN | 1 | 0.211 | 1852 | 6667.1467 | 1112 | 4003.168 | Distributed from 923 Generation And Fuel | 2020
13037 | 2022 | MN | USS Hubers Solar LLC CSG | 63744 | HUBER |  | OP | PV | SUN | 1 | 0.232 | 2029 | 7304.3416 | 1218 | 4384.7649 | Distributed from 923 Generation And Fuel | 2021
13038 | 2022 | MN | USS Itasca Clean Energy Solar LLC | 65441 | ITCBT |  | OP | BA | MWH | 1 | 0.004 | 31 | 111.5991 | 13 | 46.7996 | Distributed from 923 Generation And Fuel | 2022
13039 | 2022 | MN | USS Itasca Clean Energy Solar LLC | 65441 | USSTC |  | OP | PV | SUN | 1 | 0.275 | 2408 | 8668.7307 | 1524 | 5486.3561 | Distributed from 923 Generation And Fuel | 2022
13040 | 2022 | MN | USS JJ Clay Solar LLC CSG | 63156 | JJCLY |  | OP | PV | SUN | 1 | 0.221 | 1940 | 6983.9441 | 1165 | 4193.9664 | Distributed from 923 Generation And Fuel | 2020
13041 | 2022 | MN | USS JJ Solar CSG | 62047 | USSJJ |  | OP | PV | SUN | 1 | 0.237 | 2074 | 7466.3403 | 1245 | 4481.9641 | Distributed from 923 Generation And Fuel | 2019
13042 | 2022 | MN | USS Kasch Solar CSG | 61999 | USSKA |  | OP | PV | SUN | 1 | 0.236 | 2068 | 7444.7404 | 1242 | 4471.1642 | Distributed from 923 Generation And Fuel | 2018
13043 | 2022 | MN | USS Kass Solar LLC | 63170 | KASS |  | OP | PV | SUN | 1 | 0.225 | 1975 | 7109.9431 | 1186 | 4269.5658 | Distributed from 923 Generation And Fuel | 2021
13044 | 2022 | MN | USS King 2 CSG | 62358 | USK12 |  | OP | PV | SUN | 1 | 0.234 | 2053 | 7390.7409 | 1233 | 4438.7645 | Distributed from 923 Generation And Fuel | 2019
13045 | 2022 | MN | USS Kost Trail Solar CSG | 62339 | USSKT |  | OP | PV | SUN | 1 | 0.218 | 1909 | 6872.345 | 1146 | 4125.567 | Distributed from 923 Generation And Fuel | 2019
13046 | 2022 | MN | USS KVPV Solar LLC CSG | 63169 | KVPV |  | OP | PV | SUN | 1 | 0.209 | 1832 | 6595.1472 | 1100 | 3959.9683 | Distributed from 923 Generation And Fuel | 2020
13047 | 2022 | MN | USS Lake Patterson Solar CSG | 62337 | USLP |  | OP | PV | SUN | 1 | 0.243 | 2125 | 7649.9388 | 1276 | 4593.5633 | Distributed from 923 Generation And Fuel | 2019
13048 | 2022 | MN | USS Mayhew Solar LLC CSG | 63144 | MAYHW |  | OP | PV | SUN | 1 | 0.206 | 1808 | 6508.7479 | 1086 | 3909.5687 | Distributed from 923 Generation And Fuel | 2020
13049 | 2022 | MN | USS Midtown Solar LLC CSG | 63146 | MDTWN |  | OP | PV | SUN | 1 | 0.22 | 1927 | 6937.1445 | 1157 | 4165.1667 | Distributed from 923 Generation And Fuel | 2020
13050 | 2022 | MN | USS Milkweed Solar LLC CSG | 63142 | MLKWD |  | OP | PV | SUN | 1 | 0.123 | 1081 | 3891.5689 | 649 | 2336.3813 | Distributed from 923 Generation And Fuel | 2020
13051 | 2022 | MN | USS Monarch Solar LLC CSG | 63147 | MNRCH |  | OP | PV | SUN | 1 | 0.23 | 2015 | 7253.942 | 1210 | 4355.9652 | Distributed from 923 Generation And Fuel | 2020
13052 | 2022 | MN | USS Nillie Corn Solar CSG | 62046 | USSNC |  | OP | PV | SUN | 1 | 0.219 | 1920 | 6911.9447 | 1153 | 4150.7668 | Distributed from 923 Generation And Fuel | 2018
13053 | 2022 | MN | USS Norelius Solar CSG | 62045 | USSNO |  | OP | PV | SUN | 1 | 0.224 | 1966 | 7077.5434 | 1180 | 4247.966 | Distributed from 923 Generation And Fuel | 2019
13054 | 2022 | MN | USS Peach Solar LLC | 65276 | USSPS |  | OP | PV | SUN | 1 | 0.107 | 935 | 3365.9731 | 684 | 2462.3803 | Distributed from 923 Generation And Fuel | 2022
13055 | 2022 | MN | USS Pheasant Solar LLC CSG | 63168 | PHSNT |  | OP | PV | SUN | 1 | 0.181 | 1582 | 5695.1544 | 950 | 3419.9726 | Distributed from 923 Generation And Fuel | 2020
13056 | 2022 | MN | USS Prokosch Solar LLC | 64988 | USPKS |  | OP | PV | SUN | 1 | 0.153 | 1343 | 4834.7613 | 1061 | 3819.5694 | Distributed from 923 Generation And Fuel | 2022
13057 | 2022 | MN | USS Quail Solar LLC | 64870 | USSQL |  | OP | PV | SUN | 1 | 0.224 | 1958 | 7048.7436 | 1176 | 4233.5661 | Distributed from 923 Generation And Fuel | 2022
13058 | 2022 | MN | USS Reindeer Solar LLC CSG | 63165 | RENDR |  | OP | PV | SUN | 1 | 0.235 | 2058 | 7408.7407 | 1236 | 4449.5644 | Distributed from 923 Generation And Fuel | 2020
13059 | 2022 | MN | USS Rockpoint Solar CSG | 62000 | USSRP |  | OP | PV | SUN | 1 | 0.219 | 1916 | 6897.5448 | 1150 | 4139.9669 | Distributed from 923 Generation And Fuel | 2018
13060 | 2022 | MN | USS Rosebud Solar LLC | 64989 | USRBS |  | OP | PV | SUN | 1 | 0.087 | 761 | 2739.5781 | 482 | 1735.1861 | Distributed from 923 Generation And Fuel | 2022
13061 | 2022 | MN | USS Solar Dawn CSG | 62044 | USSSD |  | OP | PV | SUN | 1 | 0.211 | 1851 | 6663.5467 | 1111 | 3999.568 | Distributed from 923 Generation And Fuel | 2018
13062 | 2022 | MN | USS Solar Rapids CSG | 62042 | USSSR |  | OP | PV | SUN | 1 | 0.227 | 1985 | 7145.9428 | 1192 | 4291.1657 | Distributed from 923 Generation And Fuel | 2019
13063 | 2022 | MN | USS Solar Sources LLC CSG | 63151 | SOURC |  | OP | PV | SUN | 1 | 0.217 | 1903 | 6850.7452 | 1143 | 4114.7671 | Distributed from 923 Generation And Fuel | 2020
13064 | 2022 | MN | USS Solar Way LLC CSG | 63743 | SOLWY |  | OP | PV | SUN | 1 | 0.252 | 2207 | 7945.1364 | 1325 | 4769.9618 | Distributed from 923 Generation And Fuel | 2020
13065 | 2022 | MN | USS Steamboat Solar LLC CSG | 63221 | STMBT |  | OP | PV | SUN | 1 | 0.207 | 1816 | 6537.5477 | 1090 | 3923.9686 | Distributed from 923 Generation And Fuel | 2021
13066 | 2022 | MN | USS Sunrise Solar LLC CSG | 63141 | SNRSE |  | OP | PV | SUN | 1 | 0.169 | 1484 | 5342.3573 | 891 | 3207.5743 | Distributed from 923 Generation And Fuel | 2020
13067 | 2022 | MN | USS Turkey Solar LLC CSG | 63148 | TURKY |  | OP | PV | SUN | 1 | 0.221 | 1932 | 6955.1444 | 1160 | 4175.9666 | Distributed from 923 Generation And Fuel | 2020
13068 | 2022 | MN | USS Verbena Solar LLC | 65444 | USSVS |  | OP | PV | SUN | 1 | 0.032 | 281 | 1011.5919 | 0 | 0 | Distributed from 923 Generation And Fuel | 2022
13069 | 2022 | MN | USS Verde Solar LLC CSG | 63157 | VERDE |  | OP | PV | SUN | 1 | 0.225 | 1974 | 7106.3431 | 1185 | 4265.9659 | Distributed from 923 Generation And Fuel | 2020
13070 | 2022 | MN | USS Viceroy Solar LLC CSG | 63742 | USVIC |  | OP | PV | SUN | 1 | 0.248 | 2169 | 7808.3375 | 1302 | 4687.1625 | Distributed from 923 Generation And Fuel | 2021
13071 | 2022 | MN | USS Water City Solar LLC CSG | 63220 | WTRCY |  | OP | PV | SUN | 1 | 0.239 | 2091 | 7527.5398 | 1256 | 4521.5638 | Distributed from 923 Generation And Fuel | 2021
13072 | 2022 | MN | USS Water Fowl Solar LLC CSG | 63219 | WTRFL |  | OP | PV | SUN | 1 | 0.02 | 175 | 629.995 | 80 | 287.9977 | Distributed from 923 Generation And Fuel | 2022
13073 | 2022 | MN | USS Water Town Solar LLC CSG | 63218 | WTRTN |  | OP | PV | SUN | 1 | 0.243 | 2130 | 7667.9387 | 1279 | 4604.3632 | Distributed from 923 Generation And Fuel | 2021
13074 | 2022 | MN | USS Webster Solar CSG | 62336 | USWEB |  | OP | PV | SUN | 1 | 0.231 | 2025 | 7289.9417 | 1216 | 4377.565 | Distributed from 923 Generation And Fuel | 2019
13075 | 2022 | MN | USS Westeros Solar LLC CSG | 63140 | USSWS |  | OP | PV | SUN | 1 | 0.07 | 615 | 2213.9823 | 369 | 1328.3894 | Distributed from 923 Generation And Fuel | 2020
13076 | 2022 | MN | USS White Cloud LLC CSG | 63139 | USSWC |  | OP | PV | SUN | 1 | 0.184 | 1610 | 5795.9536 | 967 | 3481.1722 | Distributed from 923 Generation And Fuel | 2019
13077 | 2022 | MN | USS Wildcat Solar LLC | 64866 | USSWC |  | OP | PV | SUN | 1 | 0.241 | 2108 | 7588.7393 | 1266 | 4557.5635 | Distributed from 923 Generation And Fuel | 2021
13078 | 2022 | MN | Valley View Transmission LLC | 57434 | VVT |  | OP | WT | WND | 10 | 0.287 | 25112 | 90402.4768 | 8226 | 29613.3631 | Distributed from 923 Generation And Fuel | 2011
13079 | 2022 | MN | Vega Community Solar | 60944 | NVCS1 |  | OP | PV | SUN | 1 | 0.193 | 1689.8 | 6083.2313 | 1014.6 | 3652.5308 | Distributed from 923 Generation And Fuel | 2017
13080 | 2022 | MN | Vega Community Solar | 60944 | NVCS2 |  | OP | PV | SUN | 1 | 0.193 | 1689.8 | 6083.2313 | 1014.6 | 3652.5308 | Distributed from 923 Generation And Fuel | 2017
13081 | 2022 | MN | Vega Community Solar | 60944 | NVCS3 |  | OP | PV | SUN | 1 | 0.193 | 1689.8 | 6083.2313 | 1014.6 | 3652.5308 | Distributed from 923 Generation And Fuel | 2017
13082 | 2022 | MN | Vega Community Solar | 60944 | NVCS4 |  | OP | PV | SUN | 1 | 0.193 | 1689.8 | 6083.2313 | 1014.6 | 3652.5308 | Distributed from 923 Generation And Fuel | 2017
13083 | 2022 | MN | Vega Community Solar | 60944 | NVCS5 |  | OP | PV | SUN | 1 | 0.193 | 1689.8 | 6083.2313 | 1014.6 | 3652.5308 | Distributed from 923 Generation And Fuel | 2017
13084 | 2022 | MN | Vermillion River_MN_GRE DEA-GM | 63406 | PV1 |  | OP | PV | SUN | 3 | 0.184 | 4836 | 17409.4607 | 2904 | 10454.3164 | Distributed from 923 Generation And Fuel | 2019
13085 | 2022 | MN | Veseli Community Solar Garden | 61570 | 40921 |  | OP | PV | SUN | 1 | 0.176 | 1543 | 5554.7556 | 926 | 3333.5733 | Distributed from 923 Generation And Fuel | 2018
13086 | 2022 | MN | Viking Wind Partners | 56153 | 1 |  | RE | WT | WND | 12 | 0.078 | 8166 | 29397.3648 | 2675 | 9629.923 | Distributed from 923 Generation And Fuel | 2003 | 2022
13087 | 2022 | MN | Virginia | 2018 | 5 | 4 | OP | ST | NG | 7.5 | 0 | 0 | 0 | 0 | 0 | EIA-923 Generator File | 1954
13088 | 2022 | MN | Virginia | 2018 | 6 | 4 | OP | ST | NG | 18.7 | 0 | 0 | 0 | 0 | 0 | EIA-923 Generator File | 1971
13089 | 2022 | MN | Wabasha Holdco Solar CSG | 60838 | WABAS |  | OP | PV | SUN | 3 | 0.179 | 4693 | 16894.6648 | 2818 | 10144.7188 | Distributed from 923 Generation And Fuel | 2017
13090 | 2022 | MN | Wabasha Solar | 62800 | WAB |  | OP | PV | SUN | 1 | 0.357 | 3123 | 11242.7101 | 1875 | 6749.946 | Distributed from 923 Generation And Fuel | 2019
13091 | 2022 | MN | WakeSun LLC | 60694 | MLC27 |  | OP | PV | SUN | 1 | 0.169 | 1482.667 | 5337.5585 | 890.333 | 3205.1732 | Distributed from 923 Generation And Fuel | 2017
13092 | 2022 | MN | WakeSun LLC | 60694 | MLC28 |  | OP | PV | SUN | 1 | 0.169 | 1482.667 | 5337.5585 | 890.333 | 3205.1732 | Distributed from 923 Generation And Fuel | 2017
13093 | 2022 | MN | WakeSun LLC | 60694 | MLC29 |  | OP | PV | SUN | 1 | 0.169 | 1482.667 | 5337.5585 | 890.333 | 3205.1732 | Distributed from 923 Generation And Fuel | 2017
13094 | 2022 | MN | Walcott Solar CSG | 62707 | SC |  | OP | PV | SUN | 4 | 0.251 | 8809 | 31712.1463 | 5289 | 19040.2477 | Distributed from 923 Generation And Fuel | 2020
13095 | 2022 | MN | Walleye Wind | 65764 | WWLLC |  | OP | WT | WND | 110 | 0.031 | 29623 | 106641.9469 | 0 | 0 | Distributed from 923 Generation And Fuel | 2022
13096 | 2022 | MN | Wapsipinicon Wind Project | 56876 | TBD |  | OP | WT | WND | 100.5 | 0.37 | 325396 | 1171416.2287 | 106589 | 383717.3303 | Distributed from 923 Generation And Fuel | 2009
13097 | 2022 | MN | Warsaw Solar CSG | 62709 | SC |  | OP | PV | SUN | 2 | 0.254 | 4451 | 16023.4718 | 2673 | 9622.723 | Distributed from 923 Generation And Fuel | 2020
13098 | 2022 | MN | Waseca Solar | 60532 | PV1 |  | OP | PV | SUN | 10 | 0.173 | 15180 | 54647.5628 | 9115 | 32813.7375 | Distributed from 923 Generation And Fuel | 2016
13099 | 2022 | MN | WasecaSun | 61142 | 0000H |  | OP | PV | SUN | 1 | 0.214 | 1874.8 | 6749.226 | 1125.6 | 4052.1276 | Distributed from 923 Generation And Fuel | 2018
13100 | 2022 | MN | WasecaSun | 61142 | WASE2 |  | OP | PV | SUN | 1 | 0.214 | 1874.8 | 6749.226 | 1125.6 | 4052.1276 | Distributed from 923 Generation And Fuel | 2018
13101 | 2022 | MN | WasecaSun | 61142 | WASE3 |  | OP | PV | SUN | 1 | 0.214 | 1874.8 | 6749.226 | 1125.6 | 4052.1276 | Distributed from 923 Generation And Fuel | 2018
13102 | 2022 | MN | WasecaSun | 61142 | WASE4 |  | OP | PV | SUN | 1 | 0.214 | 1874.8 | 6749.226 | 1125.6 | 4052.1276 | Distributed from 923 Generation And Fuel | 2018
13103 | 2022 | MN | WasecaSun | 61142 | WASE5 |  | OP | PV | SUN | 1 | 0.214 | 1874.8 | 6749.226 | 1125.6 | 4052.1276 | Distributed from 923 Generation And Fuel | 2018
13104 | 2022 | MN | Water Reclamation Plant | 58617 | GEN1 |  | OP | IC | OBG | 1 | 0.165 | 1445 | 5201.9584 | 648.5 | 2334.5813 | Distributed from 923 Generation And Fuel | 2003
13105 | 2022 | MN | Water Reclamation Plant | 58617 | GEN2 |  | OP | IC | OBG | 1 | 0.165 | 1445 | 5201.9584 | 648.5 | 2334.5813 | Distributed from 923 Generation And Fuel | 2008
13106 | 2022 | MN | Waterford Holdco CSG | 61452 | WATER |  | OP | PV | SUN | 2.7 | 0.162 | 3838 | 13816.6895 | 2304 | 8294.3336 | Distributed from 923 Generation And Fuel | 2017
13107 | 2022 | MN | Waterville CSG Solar Holdings LLC | 61627 | WA |  | OP | PV | SUN | 5 | 0.161 | 7036 | 25329.3974 | 3704 | 13334.2933 | Distributed from 923 Generation And Fuel | 2018
13108 | 2022 | MN | WaveSun Community Solar | 61587 | 1 |  | OP | PV | SUN | 5 | 0.198 | 8689 | 31280.1498 | 5217 | 18781.0498 | Distributed from 923 Generation And Fuel | 2017
13109 | 2022 | MN | WCROC Wind Farm | 57823 | WTG1 |  | OP | WT | WND | 1.7 | 0.373 | 5558 | 20008.6399 | 1821 | 6555.5476 | Distributed from 923 Generation And Fuel | 2005
13110 | 2022 | MN | Webster Holdco Solar CSG | 60830 | WEBST |  | OP | PV | SUN | 5 | 0.176 | 7706 | 27741.3781 | 4627 | 16657.0667 | Distributed from 923 Generation And Fuel | 2017
13111 | 2022 | MN | Welcome Wind Turbine | 57248 | WIND1 |  | OP | WT | WND | 2.1 | 0.358 | 6585 | 23705.8104 | 2157 | 7765.1379 | Distributed from 923 Generation And Fuel | 2008
13112 | 2022 | MN | Wells IC | 2020 | 1 |  | OP | IC | NG | 1.3 | 0.003 | 31.922 | 114.9183 | 15.889 | 57.1999 | Distributed from 923 Generation And Fuel | 1953
13113 | 2022 | MN | Wells IC | 2020 | 2 |  | OP | IC | NG | 1.3 | 0.003 | 31.922 | 114.9183 | 15.889 | 57.1999 | Distributed from 923 Generation And Fuel | 1957
13114 | 2022 | MN | Wells IC | 2020 | 4 |  | OP | IC | NG | 2.3 | 0.003 | 56.478 | 203.3192 | 28.111 | 101.1988 | Distributed from 923 Generation And Fuel | 1966
13115 | 2022 | MN | Wells IC | 2020 | 5 |  | OP | IC | NG | 2.3 | 0.003 | 56.478 | 203.3192 | 28.111 | 101.1988 | Distributed from 923 Generation And Fuel | 1975
13116 | 2022 | MN | Wells IC | 2020 | 6 |  | OP | IC | DFO | 1.8 | 0.003 | 44.2 | 159.1187 | 22 | 79.1994 | Distributed from 923 Generation And Fuel | 2022
13117 | 2022 | MN | West Faribault Solar | 60533 | PV1 |  | OP | PV | SUN | 5.5 | 0.198 | 9536 | 34329.3254 | 5726 | 20613.4351 | Distributed from 923 Generation And Fuel | 2016
13118 | 2022 | MN | West Group Data Center | 54294 | 1 |  | SB | IC | DFO | 2 | 0.003 | 43.9 | 158.0387 | 25.75 | 92.6993 | Data from EIA-923 Generator File overwritten with distributed data from EIA-923 Generation and Fuel | 2005
13119 | 2022 | MN | West Group Data Center | 54294 | 2 |  | SB | IC | DFO | 2 | 0.003 | 43.9 | 158.0387 | 25.75 | 92.6993 | Data from EIA-923 Generator File overwritten with distributed data from EIA-923 Generation and Fuel | 2005
13120 | 2022 | MN | West Group Data Center | 54294 | 3 |  | SB | IC | DFO | 2 | 0.003 | 43.9 | 158.0387 | 25.75 | 92.6993 | Data from EIA-923 Generator File overwritten with distributed data from EIA-923 Generation and Fuel | 2005
13121 | 2022 | MN | West Group Data Center | 54294 | 4 |  | SB | IC | DFO | 2 | 0.003 | 43.9 | 158.0387 | 25.75 | 92.6993 | Data from EIA-923 Generator File overwritten with distributed data from EIA-923 Generation and Fuel | 2005
13122 | 2022 | MN | West Group Data Center F | 56247 | 1 |  | SB | IC | DFO | 2 | 0.003 | 45.5 | 163.7987 | 24.25 | 87.2993 | Distributed from 923 Generation And Fuel | 2004
13123 | 2022 | MN | West Group Data Center F | 56247 | 2 |  | SB | IC | DFO | 2 | 0.003 | 45.5 | 163.7987 | 24.25 | 87.2993 | Distributed from 923 Generation And Fuel | 2004
13124 | 2022 | MN | West Group Data Center F | 56247 | 3 |  | SB | IC | DFO | 2 | 0.003 | 45.5 | 163.7987 | 24.25 | 87.2993 | Distributed from 923 Generation And Fuel | 2004
13125 | 2022 | MN | West Group Data Center F | 56247 | 4 |  | SB | IC | DFO | 2 | 0.003 | 45.5 | 163.7987 | 24.25 | 87.2993 | Distributed from 923 Generation And Fuel | 2004
13126 | 2022 | MN | West Waconia Solar | 60534 | PV1 |  | OP | PV | SUN | 8.5 | 0.197 | 14705 | 52937.5765 | 8829 | 31784.1457 | Distributed from 923 Generation And Fuel | 2016
13127 | 2022 | MN | Westbrook | 2021 | 5 |  | OP | IC | DFO | 2.3 | 0 | 10 | 35.9997 | 5 | 17.9999 | Distributed from 923 Generation And Fuel | 2003
13128 | 2022 | MN | Westport Community Solar, LLC | 63307 | WESTP |  | OP | PV | SUN | 1 | 0.211 | 1852 | 6667.1467 | 1112 | 4003.168 | Distributed from 923 Generation And Fuel | 2021
13129 | 2022 | MN | Westridge Windfarm LLC | 56203 | 1 |  | OP | WT | WND | 2 | 0.134 | 2344 | 8438.3325 | 768 | 2764.7779 | Distributed from 923 Generation And Fuel | 2003
13130 | 2022 | MN | Westside Energy Station | 60564 | WES1 |  | OP | IC | NG | 9.3 | 0.129 | 10482.2 | 37735.6181 | 5291.4 | 19048.8876 | Distributed from 923 Generation And Fuel | 2018
13131 | 2022 | MN | Westside Energy Station | 60564 | WES2 |  | OP | IC | NG | 9.3 | 0.129 | 10482.2 | 37735.6181 | 5291.4 | 19048.8876 | Distributed from 923 Generation And Fuel | 2018
13132 | 2022 | MN | Westside Energy Station | 60564 | WES3 |  | OP | IC | NG | 9.3 | 0.129 | 10482.2 | 37735.6181 | 5291.4 | 19048.8876 | Distributed from 923 Generation And Fuel | 2018
13133 | 2022 | MN | Westside Energy Station | 60564 | WES4 |  | OP | IC | NG | 9.3 | 0.129 | 10482.2 | 37735.6181 | 5291.4 | 19048.8876 | Distributed from 923 Generation And Fuel | 2018
13134 | 2022 | MN | Westside Energy Station | 60564 | WES5 |  | OP | IC | NG | 9.3 | 0.129 | 10482.2 | 37735.6181 | 5291.4 | 19048.8876 | Distributed from 923 Generation And Fuel | 2018
13135 | 2022 | MN | Westside Solar | 66422 | NORTH |  | OP | PV | SUN | 3.5 | 0.023 | 697.55 | 2511.1599 | 0 | 0 | Distributed from 923 Generation And Fuel | 2022
13136 | 2022 | MN | Westside Solar | 66422 | SOUTH |  | OP | PV | SUN | 6.5 | 0.023 | 1295.45 | 4663.5827 | 0 | 0 | Distributed from 923 Generation And Fuel | 2022
13137 | 2022 | MN | Willmar | 2022 | WTG3 |  | OP | WT | WND | 2 | 0.212 | 3722.5 | 13400.8928 | 1219.5 | 4390.1649 | Distributed from 923 Generation And Fuel | 2009
13138 | 2022 | MN | Willmar | 2022 | WTG4 |  | OP | WT | WND | 2 | 0.212 | 3722.5 | 13400.8928 | 1219.5 | 4390.1649 | Distributed from 923 Generation And Fuel | 2009
13139 | 2022 | MN | Willmar Municipal East Substation | 57034 | E04 |  | OP | IC | DFO | 2 | 0.001 | 9.667 | 34.8009 | 4.667 | 16.8011 | Distributed from 923 Generation And Fuel | 2000
13140 | 2022 | MN | Willmar Municipal East Substation | 57034 | E05 |  | OP | IC | DFO | 2 | 0.001 | 9.667 | 34.8009 | 4.667 | 16.8011 | Distributed from 923 Generation And Fuel | 2000
13141 | 2022 | MN | Willmar Municipal East Substation | 57034 | E06 |  | OP | IC | DFO | 2 | 0.001 | 9.667 | 34.8009 | 4.667 | 16.8011 | Distributed from 923 Generation And Fuel | 2000
13142 | 2022 | MN | Willmar Municipal SW Substation | 57035 | SW01 |  | OP | IC | DFO | 2 | 0.001 | 9.667 | 34.8009 | 4.667 | 16.8011 | Distributed from 923 Generation And Fuel | 2000
13143 | 2022 | MN | Willmar Municipal SW Substation | 57035 | SW02 |  | OP | IC | DFO | 2 | 0.001 | 9.667 | 34.8009 | 4.667 | 16.8011 | Distributed from 923 Generation And Fuel | 2000
13144 | 2022 | MN | Willmar Municipal SW Substation | 57035 | SW03 |  | OP | IC | DFO | 2 | 0.001 | 9.667 | 34.8009 | 4.667 | 16.8011 | Distributed from 923 Generation And Fuel | 2000
13145 | 2022 | MN | Wilmarth | 1934 | 1 | 2 | OP | ST | MSW | 12.5 | 0.423 | 46338 | 166815.4655 | 18274 | 65785.8737 | EIA-923 Generator File | 1948 | 2027
13146 | 2022 | MN | Wilmarth | 1934 | 2 | 2 | OP | ST | MSW | 12.5 | 0.458 | 50178 | 180639.3549 | 21033 | 75718.1943 | EIA-923 Generator File | 1951 | 2027
13147 | 2022 | MN | Windcurrent Farms LLC | 56205 | 1 |  | OP | WT | WND | 2 | 0.27 | 4733 | 17038.6637 | 1550 | 5579.9554 | Distributed from 923 Generation And Fuel | 2003
13148 | 2022 | MN | Windom | 2023 | CAT2 |  | SB | IC | DFO | 1.8 | 0.001 | 8.333 | 29.9986 | 4 | 14.3999 | Distributed from 923 Generation And Fuel | 2001
13149 | 2022 | MN | Windom | 2023 | CAT3 |  | SB | IC | DFO | 1.8 | 0.001 | 8.333 | 29.9986 | 4 | 14.3999 | Distributed from 923 Generation And Fuel | 2001
13150 | 2022 | MN | Windom | 2023 | CAT4 |  | SB | IC | DFO | 1.8 | 0.001 | 8.333 | 29.9986 | 4 | 14.3999 | Distributed from 923 Generation And Fuel | 2001
13151 | 2022 | MN | Windom | 2023 | GT1 |  | RE | GT | DFO | 3 | 0 | 0 | 0 | 0 | 0 | Distributed from 923 Generation And Fuel | 1980 | 2022
13152 | 2022 | MN | Windom Wind Project | 56544 | 1 |  | OP | WT | WND | 15.6 | 0.267 | 36473 | 131301.7496 | 11947 | 43008.8559 | Distributed from 923 Generation And Fuel | 2006
13153 | 2022 | MN | Winegar CSG | 62193 | SO377 |  | OP | PV | SUN | 1 | 0.206 | 1808 | 6508.7479 | 1086 | 3909.5687 | Distributed from 923 Generation And Fuel | 2018
13154 | 2022 | MN | Winona Community Solar One LLC | 63532 | 52837 |  | OP | PV | SUN | 1 | 0.19 | 1661 | 5979.5522 | 997 | 3589.1713 | Distributed from 923 Generation And Fuel | 2020
13155 | 2022 | MN | Winona County Wind LLC | 57547 | WCW |  | OS | WT | WND | 1.5 |  | GENYRONL: 2011
13156 | 2022 | MN | Winona Solar | 62799 | WIN |  | OP | PV | SUN | 1 | 0.778 | 6814 | 24530.2038 | 4091 | 14727.4822 | Distributed from 923 Generation And Fuel | 2019
13157 | 2022 | MN | Winters Spawn LLC | 55567 | WS30 |  | OP | WT | WND | 1.9 | 0.323 | 5368 | 19324.6454 | 1758 | 6328.7494 | Distributed from 923 Generation And Fuel | 2001
13158 | 2022 | MN | Winton | 1902 | 2 |  | OP | HY | WAT | 2 | 0.432 | 7567 | 27240.9821 | 3358 | 12088.7033 | Distributed from 923 Generation And Fuel | 1923
13159 | 2022 | MN | Winton | 1902 | 3 |  | OP | HY | WAT | 2 | 0.432 | 7567 | 27240.9821 | 3358 | 12088.7033 | Distributed from 923 Generation And Fuel | 1923
13160 | 2022 | MN | Wolf Wind Enterprises LLC | 56589 | 1 |  | OP | WT | WND | 1.3 | 0.242 | 2755 | 9917.9207 | 902 | 3247.174 | Distributed from 923 Generation And Fuel | 2006
13161 | 2022 | MN | Wollan Garden Solar | 63454 | CGS |  | OP | PV | SUN | 1 | 0.16 | 1399 | 5036.3597 | 840 | 3023.9758 | Distributed from 923 Generation And Fuel | 2019
13162 | 2022 | MN | Woodbury Solar | 63231 | PV |  | OP | PV | SUN | 3 | 0.15 | 3952 | 14227.0862 | 2373 | 8542.7317 | Distributed from 923 Generation And Fuel | 2020
13163 | 2022 | MN | Woodstock Windfarm | 55342 | WIND |  | OP | WT | WND | 9.2 | 0.519 | 41797 | 150467.9963 | 13691 | 49287.2057 | Distributed from 923 Generation And Fuel | 1999
13164 | 2022 | MN | Worthington | 2024 | 1 |  | OP | IC | DFO | 2 | 0.001 | 10.429 | 37.5441 | 5 | 17.9999 | Distributed from 923 Generation And Fuel | 2002
13165 | 2022 | MN | Worthington | 2024 | 10 |  | OP | WT | WND | 0.9 | 0.193 | 1525.339 | 5491.1765 | 499.661 | 1798.7652 | Distributed from 923 Generation And Fuel | 2002
13166 | 2022 | MN | Worthington | 2024 | 11 |  | OP | WT | WND | 0.9 | 0.193 | 1525.339 | 5491.1765 | 499.661 | 1798.7652 | Distributed from 923 Generation And Fuel | 2002
13167 | 2022 | MN | Worthington | 2024 | 12 |  | OP | WT | WND | 1 | 0.193 | 1694.821 | 6101.3068 | 555.179 | 1998.6284 | Distributed from 923 Generation And Fuel | 2003
13168 | 2022 | MN | Worthington | 2024 | 13 |  | OP | WT | WND | 1 | 0.193 | 1694.821 | 6101.3068 | 555.179 | 1998.6284 | Distributed from 923 Generation And Fuel | 2003
13169 | 2022 | MN | Worthington | 2024 | 2 |  | OP | IC | DFO | 2 | 0.001 | 10.429 | 37.5441 | 5 | 17.9999 | Distributed from 923 Generation And Fuel | 2002
13170 | 2022 | MN | Worthington | 2024 | 3 |  | OP | IC | DFO | 2 | 0.001 | 10.429 | 37.5441 | 5 | 17.9999 | Distributed from 923 Generation And Fuel | 2002
13171 | 2022 | MN | Worthington | 2024 | 4 |  | OP | IC | DFO | 2 | 0.001 | 10.429 | 37.5441 | 5 | 17.9999 | Distributed from 923 Generation And Fuel | 2002
13172 | 2022 | MN | Worthington | 2024 | 5 |  | OP | IC | DFO | 2 | 0.001 | 10.429 | 37.5441 | 5 | 17.9999 | Distributed from 923 Generation And Fuel | 2002
13173 | 2022 | MN | Worthington | 2024 | 6 |  | OP | IC | DFO | 2 | 0.001 | 10.429 | 37.5441 | 5 | 17.9999 | Distributed from 923 Generation And Fuel | 2002
13174 | 2022 | MN | Worthington | 2024 | 7 |  | OP | IC | DFO | 2 | 0.001 | 10.429 | 37.5441 | 5 | 17.9999 | Distributed from 923 Generation And Fuel | 2002
13175 | 2022 | MN | Worthington | 2024 | 8 |  | OP | WT | WND | 0.9 | 0.193 | 1525.339 | 5491.1765 | 499.661 | 1798.7652 | Distributed from 923 Generation And Fuel | 2002
13176 | 2022 | MN | Worthington | 2024 | 9 |  | OP | WT | WND | 0.9 | 0.193 | 1525.339 | 5491.1765 | 499.661 | 1798.7652 | Distributed from 923 Generation And Fuel | 2002
13177 | 2022 | MN | Wright Cuddyer CSG | 61494 | 41327 |  | OP | PV | SUN | 1 | 0.168 | 1475.5 | 5311.7575 | 886 | 3189.5745 | Distributed from 923 Generation And Fuel | 2018
13178 | 2022 | MN | Wright Cuddyer CSG | 61494 | 41328 |  | OP | PV | SUN | 1 | 0.168 | 1475.5 | 5311.7575 | 886 | 3189.5745 | Distributed from 923 Generation And Fuel | 2018
13179 | 2022 | MN | Wright Cuddyer CSG | 61494 | 41329 |  | OP | PV | SUN | 1 | 0.168 | 1475.5 | 5311.7575 | 886 | 3189.5745 | Distributed from 923 Generation And Fuel | 2018
13180 | 2022 | MN | Wright Cuddyer CSG | 61494 | 41330 |  | OP | PV | SUN | 1 | 0.168 | 1475.5 | 5311.7575 | 886 | 3189.5745 | Distributed from 923 Generation And Fuel | 2018
13181 | 2022 | MN | Wright Kirby 1-5 CSG | 62365 | WK1 |  | OP | PV | SUN | 1 | 0.195 | 1704 | 6134.3509 | 1023.2 | 3683.4905 | Distributed from 923 Generation And Fuel | 2019
13182 | 2022 | MN | Wright Kirby 1-5 CSG | 62365 | WK2 |  | OP | PV | SUN | 1 | 0.195 | 1704 | 6134.3509 | 1023.2 | 3683.4905 | Distributed from 923 Generation And Fuel | 2019
13183 | 2022 | MN | Wright Kirby 1-5 CSG | 62365 | WK3 |  | OP | PV | SUN | 1 | 0.195 | 1704 | 6134.3509 | 1023.2 | 3683.4905 | Distributed from 923 Generation And Fuel | 2019
13184 | 2022 | MN | Wright Kirby 1-5 CSG | 62365 | WK4 |  | OP | PV | SUN | 1 | 0.195 | 1704 | 6134.3509 | 1023.2 | 3683.4905 | Distributed from 923 Generation And Fuel | 2019
13185 | 2022 | MN | Wright Kirby 1-5 CSG | 62365 | WK5 |  | OP | PV | SUN | 1 | 0.195 | 1704 | 6134.3509 | 1023.2 | 3683.4905 | Distributed from 923 Generation And Fuel | 2019
13186 | 2022 | MN | WrightSun CSG, LLC | 61547 | GEN1 |  | OP | PV | SUN | 5 | 0.163 | 7160 | 25775.7938 | 4299 | 15476.2762 | Distributed from 923 Generation And Fuel | 2018
13187 | 2022 | MN | Wyoming 2 CSG, LLC | 61486 | WY01 |  | OP | PV | SUN | 1 | 0.179 | 1568.8 | 5647.6348 | 942 | 3391.1729 | Distributed from 923 Generation And Fuel | 2018
13188 | 2022 | MN | Wyoming 2 CSG, LLC | 61486 | WY02 |  | OP | PV | SUN | 1 | 0.179 | 1568.8 | 5647.6348 | 942 | 3391.1729 | Distributed from 923 Generation And Fuel | 2018
13189 | 2022 | MN | Wyoming 2 CSG, LLC | 61486 | WY03 |  | OP | PV | SUN | 1 | 0.179 | 1568.8 | 5647.6348 | 942 | 3391.1729 | Distributed from 923 Generation And Fuel | 2018
13190 | 2022 | MN | Wyoming 2 CSG, LLC | 61486 | WY04 |  | OP | PV | SUN | 1 | 0.179 | 1568.8 | 5647.6348 | 942 | 3391.1729 | Distributed from 923 Generation And Fuel | 2018
13191 | 2022 | MN | Wyoming 2 CSG, LLC | 61486 | WY05 |  | OP | PV | SUN | 1 | 0.179 | 1568.8 | 5647.6348 | 942 | 3391.1729 | Distributed from 923 Generation And Fuel | 2018
13192 | 2022 | MN | Zumbro Community Solar Garden | 61574 | 38674 |  | OP | PV | SUN | 1 | 0.188 | 1649 | 5936.3525 | 990 | 3563.9715 | Distributed from 923 Generation And Fuel | 2018
13193 | 2022 | MN | Zumbro Solar Garden | 63426 | CGS |  | OP | PV | SUN | 1 | 0.186 | 1629 | 5864.3531 | 978 | 3520.7718 | Distributed from 923 Generation And Fuel | 2020
13194 | 2022 | MO | Ameresco Jefferson City | 56896 | 1 |  | OP | IC | LFG | 1 | 0.924 | 8096.667 | 29147.768 | 3614.667 | 13012.6971 | Distributed from 923 Generation And Fuel | 2009
13195 | 2022 | MO | Ameresco Jefferson City | 56896 | 2 |  | OP | IC | LFG | 1 | 0.924 | 8096.667 | 29147.768 | 3614.667 | 13012.6971 | Distributed from 923 Generation And Fuel | 2009
13196 | 2022 | MO | Ameresco Jefferson City | 56896 | 3 |  | OP | IC | LFG | 1 | 0.924 | 8096.667 | 29147.768 | 3614.667 | 13012.6971 | Distributed from 923 Generation And Fuel | 2009
13197 | 2022 | MO | Anheuser-Busch St Louis | 10430 | GEN1 | 6 | OP | ST | NG | 11 | 0.087 | 8347 | 30048.9596 | 0 | 0 | EIA-923 Generator File | 1947
13198 | 2022 | MO | Anheuser-Busch St Louis | 10430 | GEN3 | 6 | OP | ST | NG | 11 | 0.378 | 36447 | 131208.1503 | 13055 | 46997.624 | EIA-923 Generator File | 1948
13199 | 2022 | MO | Anheuser-Busch St Louis | 10430 | GEN4 | 6 | OS | ST | NG | 4.1 | 0.075 | 2701 | 9723.5222 | 2701 | 9723.5222 | EIA-923 Generator File | 1939
13200 | 2022 | MO | Atchison County Wind | 63574 | GEN1 |  | OP | WT | WND | 299 | 0.381 | 997069 | 3589419.6846 | 308477 | 1110508.3159 | Distributed from 923 Generation And Fuel | 2021
13201 | 2022 | MO | Audrain Generating Station | 55234 | GT1 |  | OP | GT | NG | 101.8 | 0.034 | 30451.125 | 109623.173 | 29325.75 | 105571.8554 | Distributed from 923 Generation And Fuel | 2001
13202 | 2022 | MO | Audrain Generating Station | 55234 | GT2 |  | OP | GT | NG | 101.8 | 0.034 | 30451.125 | 109623.173 | 29325.75 | 105571.8554 | Distributed from 923 Generation And Fuel | 2001
13203 | 2022 | MO | Audrain Generating Station | 55234 | GT3 |  | OP | GT | NG | 101.8 | 0.034 | 30451.125 | 109623.173 | 29325.75 | 105571.8554 | Distributed from 923 Generation And Fuel | 2001
13204 | 2022 | MO | Audrain Generating Station | 55234 | GT4 |  | OP | GT | NG | 101.8 | 0.034 | 30451.125 | 109623.173 | 29325.75 | 105571.8554 | Distributed from 923 Generation And Fuel | 2001
13205 | 2022 | MO | Audrain Generating Station | 55234 | GT5 |  | OP | GT | NG | 101.8 | 0.034 | 30451.125 | 109623.173 | 29325.75 | 105571.8554 | Distributed from 923 Generation And Fuel | 2001
13206 | 2022 | MO | Audrain Generating Station | 55234 | GT6 |  | OP | GT | NG | 101.8 | 0.034 | 30451.125 | 109623.173 | 29325.75 | 105571.8554 | Distributed from 923 Generation And Fuel | 2001
13207 | 2022 | MO | Audrain Generating Station | 55234 | GT7 |  | OP | GT | NG | 101.8 | 0.034 | 30451.125 | 109623.173 | 29325.75 | 105571.8554 | Distributed from 923 Generation And Fuel | 2001
13208 | 2022 | MO | Audrain Generating Station | 55234 | GT8 |  | OP | GT | NG | 101.8 | 0.034 | 30451.125 | 109623.173 | 29325.75 | 105571.8554 | Distributed from 923 Generation And Fuel | 2001
13209 | 2022 | MO | Black Oak Power Producers | 59310 | GEN1 |  | OP | IC | LFG | 2 | 0.456 | 7993.5 | 28776.3698 | 3569 | 12848.2972 | Distributed from 923 Generation And Fuel | 2014
13210 | 2022 | MO | Black Oak Power Producers | 59310 | GEN2 |  | OP | IC | LFG | 2 | 0.456 | 7993.5 | 28776.3698 | 3569 | 12848.2972 | Distributed from 923 Generation And Fuel | 2014
13211 | 2022 | MO | Bluegrass Ridge | 56555 | 1 |  | OP | WT | WND | 56.7 | 0.243 | 120817 | 434937.7205 | 31583 | 113697.8904 | Distributed from 923 Generation And Fuel | 2007
13212 | 2022 | MO | Butler Municipal Power Plant | 2115 | 5 |  | SB | IC | DFO | 1.4 | 0.001 | 8.734 | 31.4421 | 2.954 | 10.6343 | Distributed from 923 Generation And Fuel | 1959
13213 | 2022 | MO | Butler Municipal Power Plant | 2115 | IC6 |  | SB | IC | DFO | 1.5 | 0.001 | 9.358 | 33.6885 | 3.165 | 11.3939 | Distributed from 923 Generation And Fuel | 1965
13214 | 2022 | MO | Butler Municipal Power Plant | 2115 | NG1 |  | SB | IC | DFO | 2 | 0.001 | 12.477 | 44.9168 | 4.22 | 15.1919 | Distributed from 923 Generation And Fuel | 2000
13215 | 2022 | MO | Butler Municipal Power Plant | 2115 | NG2 |  | SB | IC | DFO | 2 | 0.001 | 12.477 | 44.9168 | 4.22 | 15.1919 | Distributed from 923 Generation And Fuel | 2000
13216 | 2022 | MO | Butler Municipal Power Plant | 2115 | SG1 |  | SB | IC | DFO | 2 | 0.001 | 12.477 | 44.9168 | 4.22 | 15.1919 | Distributed from 923 Generation And Fuel | 2000
13217 | 2022 | MO | Butler Municipal Power Plant | 2115 | SG2 |  | SB | IC | DFO | 2 | 0.001 | 12.477 | 44.9168 | 4.22 | 15.1919 | Distributed from 923 Generation And Fuel | 2000
13218 | 2022 | MO | Butler Solar Power Project | 58959 | BSF1 |  | OP | PV | SUN | 2.8 | 0.175 | 4287 | 15433.0765 | 2181 | 7851.5372 | Distributed from 923 Generation And Fuel | 2014
13219 | 2022 | MO | Callaway | 6153 | 1 | 1 | OP | ST | NUC | 1235.8 | 0.82 | 8874770 | 31948916.4087 | 3520640 | 12674202.6064 | Distributed from 923 Generation And Fuel | 1984
13220 | 2022 | MO | Cape Girardeau Renewable Energy Center | 66159 | RECBJ |  | OP | PV | SUN | 1.2 | 0.085 | 898 | 3232.7741 | 444 | 1598.3872 | Distributed from 923 Generation And Fuel | 2021
13221 | 2022 | MO | Carrollton | 2120 | 10 |  | OP | IC | NG | 6.1 | 0 | 0 | 0 | 0 | 0 | Distributed from 923 Generation And Fuel | 1972
13222 | 2022 | MO | Carrollton | 2120 | 11 |  | OP | IC | DFO | 2 | 0 | 0 | 0 | 0 | 0 | Distributed from 923 Generation And Fuel | 2001
13223 | 2022 | MO | Carrollton | 2120 | 3 |  | OP | IC | NG | 1.8 | 0 | 0 | 0 | 0 | 0 | Distributed from 923 Generation And Fuel | 1947
13224 | 2022 | MO | Carrollton | 2120 | 7 |  | OP | IC | NG | 2.5 | 0 | 0 | 0 | 0 | 0 | Distributed from 923 Generation And Fuel | 1959
13225 | 2022 | MO | Carrollton | 2120 | 8 |  | OP | IC | NG | 4.1 | 0 | 0 | 0 | 0 | 0 | Distributed from 923 Generation And Fuel | 1966
13226 | 2022 | MO | Carrollton | 2120 | 9 |  | OP | IC | NG | 4.1 | 0 | 0 | 0 | 0 | 0 | Distributed from 923 Generation And Fuel | 1970
13227 | 2022 | MO | Carthage | 2121 | 10 |  | OP | IC | NG | 7 | 0.005 | 278.493 | 1002.5668 | 136.818 | 492.5409 | Distributed from 923 Generation And Fuel | 1965
13228 | 2022 | MO | Carthage | 2121 | 11 |  | OP | IC | NG | 4.5 | 0.005 | 179.031 | 644.5064 | 87.955 | 316.6355 | Distributed from 923 Generation And Fuel | 1970
13229 | 2022 | MO | Carthage | 2121 | 12 |  | OP | IC | NG | 4.5 | 0.005 | 179.031 | 644.5064 | 87.955 | 316.6355 | Distributed from 923 Generation And Fuel | 1971
13230 | 2022 | MO | Carthage | 2121 | 13 |  | OP | IC | NG | 6 | 0.005 | 238.708 | 859.3419 | 117.273 | 422.1794 | Distributed from 923 Generation And Fuel | 1976
13231 | 2022 | MO | Carthage | 2121 | 14 |  | OP | IC | NG | 6 | 0.005 | 238.708 | 859.3419 | 117.273 | 422.1794 | Distributed from 923 Generation And Fuel | 1976
13232 | 2022 | MO | Carthage | 2121 | 6 |  | OP | IC | NG | 2.5 | 0.005 | 99.462 | 358.0603 | 48.864 | 175.909 | Distributed from 923 Generation And Fuel | 1946
13233 | 2022 | MO | Carthage | 2121 | 7 |  | OP | IC | NG | 3 | 0.005 | 119.354 | 429.671 | 58.636 | 211.0879 | Distributed from 923 Generation And Fuel | 1949
13234 | 2022 | MO | Carthage | 2121 | 8 |  | OP | IC | NG | 3.3 | 0.005 | 131.289 | 472.6366 | 64.5 | 232.1981 | Distributed from 923 Generation And Fuel | 1952
13235 | 2022 | MO | Carthage | 2121 | 9 |  | OP | IC | NG | 5 | 0.005 | 198.923 | 716.1171 | 97.727 | 351.8144 | Distributed from 923 Generation And Fuel | 1957
13236 | 2022 | MO | Chillicothe | 2122 | D1 |  | OP | IC | DFO | 2 | 0.001 | 17.6 | 63.3595 | 4.4 | 15.8399 | Distributed from 923 Generation And Fuel | 2003
13237 | 2022 | MO | Chillicothe | 2122 | D2 |  | OP | IC | DFO | 2 | 0.001 | 17.6 | 63.3595 | 4.4 | 15.8399 | Distributed from 923 Generation And Fuel | 2003
13238 | 2022 | MO | Chillicothe | 2122 | D3 |  | OP | IC | DFO | 2 | 0.001 | 17.6 | 63.3595 | 4.4 | 15.8399 | Distributed from 923 Generation And Fuel | 2003
13239 | 2022 | MO | Chillicothe | 2122 | D4 |  | OP | IC | DFO | 2 | 0.001 | 17.6 | 63.3595 | 4.4 | 15.8399 | Distributed from 923 Generation And Fuel | 2003
13240 | 2022 | MO | Chillicothe | 2122 | D5 |  | OP | IC | DFO | 2 | 0.001 | 17.6 | 63.3595 | 4.4 | 15.8399 | Distributed from 923 Generation And Fuel | 2003
13241 | 2022 | MO | Chillicothe | 2122 | GT1 |  | OP | GT | NG | 40 | 0.017 | 5822 | 20959.0323 | 1457 | 5245.158 | Distributed from 923 Generation And Fuel | 1986
13242 | 2022 | MO | Chillicothe | 2122 | GT2 |  | OP | GT | NG | 40 | 0.017 | 5822 | 20959.0323 | 1457 | 5245.158 | Distributed from 923 Generation And Fuel | 1986
13243 | 2022 | MO | Chillicothe Solar Farm | 61223 | CHSF1 |  | OP | PV | SUN | 2.5 | 0.196 | 4303 | 15490.6761 | 2128 | 7660.7387 | Distributed from 923 Generation And Fuel | 2017
13244 | 2022 | MO | City of West Plains Power Station | 59664 | UNIT1 |  | SB | GT | NG | 25.6 | 0.01 | 2170.599 | 7814.0939 | 1025.62 | 3692.2025 | Distributed from 923 Generation And Fuel | 2000
13245 | 2022 | MO | City of West Plains Power Station | 59664 | UNIT2 |  | SB | GT | NG | 21.8 | 0.01 | 1848.401 | 6654.1904 | 873.38 | 3144.1428 | Distributed from 923 Generation And Fuel | 2000
13246 | 2022 | MO | Clarence Cannon | 6140 | 1 |  | OP | HY | WAT | 27 | 0.303 | 71776 | 258391.5329 | 38868 | 139923.6806 | Distributed from 923 Generation And Fuel | 1984
13247 | 2022 | MO | Clarence Cannon | 6140 | 2 |  | OP | PS | WAT | 31 | 0.264 | 71776 | 258391.5329 | 38868 | 139923.6806 | Distributed from 923 Generation And Fuel | 1984
13248 | 2022 | MO | Clear Creek Wind | 63025 | V110 |  | OP | WT | WND | 22 | 0.308 | 59422.091 | 213917.8163 | 21248.273 | 76493.1709 | Distributed from 923 Generation And Fuel | 2020
13249 | 2022 | MO | Clear Creek Wind | 63025 | V120 |  | OP | WT | WND | 220 | 0.308 | 594220.909 | 2139178.159 | 212482.727 | 764931.6977 | Distributed from 923 Generation And Fuel | 2020
13250 | 2022 | MO | Columbia (MO) | 2123 | 6 |  | OP | GT | NG | 12.5 | 0.007 | 791 | 2847.5772 | 438 | 1576.7874 | Distributed from 923 Generation And Fuel | 1963
13251 | 2022 | MO | Columbia (MO) | 2123 | 8 | 3 | OP | ST | NG | 35 | 0.008 | 2372 | 8539.1317 | 1390 | 5003.96 | EIA-923 Generator File | 1970
13252 | 2022 | MO | Columbia (MO) | 2123 | DAN1 |  | OP | IC | DFO | 2 | 0.125 | 2190.882 | 7887.1121 | 978.088 | 3521.0886 | Distributed from 923 Generation And Fuel | 2004
13253 | 2022 | MO | Columbia (MO) | 2123 | LF1 |  | OP | IC | LFG | 1 | 0.125 | 1095.441 | 3943.5561 | 489.044 | 1760.5443 | Distributed from 923 Generation And Fuel | 2008
13254 | 2022 | MO | Columbia (MO) | 2123 | LF2 |  | OP | IC | LFG | 1 | 0.125 | 1095.441 | 3943.5561 | 489.044 | 1760.5443 | Distributed from 923 Generation And Fuel | 2008
13255 | 2022 | MO | Columbia (MO) | 2123 | LF3 |  | OP | IC | LFG | 1 | 0.125 | 1095.441 | 3943.5561 | 489.044 | 1760.5443 | Distributed from 923 Generation And Fuel | 2013
13256 | 2022 | MO | Columbia (MO) | 2123 | SF1 |  | OP | IC | DFO | 1 | 0.125 | 1095.441 | 3943.5561 | 489.044 | 1760.5443 | Distributed from 923 Generation And Fuel | 2008
13257 | 2022 | MO | Columbia (MO) | 2123 | SF2 |  | OP | IC | DFO | 1 | 0.125 | 1095.441 | 3943.5561 | 489.044 | 1760.5443 | Distributed from 923 Generation And Fuel | 2008
13258 | 2022 | MO | Columbia (MO) | 2123 | SH1 |  | OP | IC | DFO | 1.3 | 0.125 | 1424.074 | 5126.6254 | 635.757 | 2288.7069 | Distributed from 923 Generation And Fuel | 2002
13259 | 2022 | MO | Columbia (MO) | 2123 | SH2 |  | OP | IC | DFO | 1.3 | 0.125 | 1424.074 | 5126.6254 | 635.757 | 2288.7069 | Distributed from 923 Generation And Fuel | 2002
13260 | 2022 | MO | Columbia (MO) | 2123 | WTP1 |  | OP | IC | DFO | 2 | 0.125 | 2190.882 | 7887.1121 | 978.088 | 3521.0886 | Distributed from 923 Generation And Fuel | 2004
13261 | 2022 | MO | Columbia (MO) | 2123 | WTP2 |  | OP | IC | DFO | 2 | 0.125 | 2190.882 | 7887.1121 | 978.088 | 3521.0886 | Distributed from 923 Generation And Fuel | 2004
13262 | 2022 | MO | Columbia Energy Center | 55447 | CT01 |  | OP | GT | NG | 40.7 | 0.032 | 11585.25 | 41706.5663 | 10928 | 39340.4853 | Distributed from 923 Generation And Fuel | 2001
13263 | 2022 | MO | Columbia Energy Center | 55447 | CT02 |  | OP | GT | NG | 40.7 | 0.032 | 11585.25 | 41706.5663 | 10928 | 39340.4853 | Distributed from 923 Generation And Fuel | 2001
13264 | 2022 | MO | Columbia Energy Center | 55447 | CT03 |  | OP | GT | NG | 40.7 | 0.032 | 11585.25 | 41706.5663 | 10928 | 39340.4853 | Distributed from 923 Generation And Fuel | 2001
13265 | 2022 | MO | Columbia Energy Center | 55447 | CT04 |  | OP | GT | NG | 40.7 | 0.032 | 11585.25 | 41706.5663 | 10928 | 39340.4853 | Distributed from 923 Generation And Fuel | 2001
13266 | 2022 | MO | Conception | 56537 | 1 |  | OP | WT | WND | 50.4 | 0.258 | 114043 | 410551.5156 | 31645 | 113921.0886 | Distributed from 923 Generation And Fuel | 2008
13267 | 2022 | MO | Cow Branch | 56536 | 1 |  | OP | WT | WND | 50.4 | 0.252 | 111155 | 400154.7988 | 29478 | 106119.951 | Distributed from 923 Generation And Fuel | 2008
13268 | 2022 | MO | Cox Battery Energy Storage | 61679 | 1 |  | OP | BA | MWH | 1.2 | 0 | 0 | 0 | 0 | 0 | Distributed from 923 Generation And Fuel | 2017 | 2023
13269 | 2022 | MO | Dogwood Energy Facility | 55178 | CT-1 |  | OP | CT | NG | 192.6 | 0.34 | 573840 | 2065807.4735 | 327358 | 1178479.3722 | EIA-923 Generator File | 2001
13270 | 2022 | MO | Dogwood Energy Facility | 55178 | CT-2 |  | OP | CT | NG | 192.6 | 0.333 | 562354 | 2024458.2043 | 309879 | 1115555.4756 | EIA-923 Generator File | 2001
13271 | 2022 | MO | Dogwood Energy Facility | 55178 | ST-1 | 2 | OP | CA | NG | 270 | 0.29 | 686030 | 2469688.2425 | 412781 | 1485999.712 | EIA-923 Generator File | 2002
13272 | 2022 | MO | El Dorado Springs Solar Farm | 61566 | EDSF1 |  | OP | PV | SUN | 2.5 | 0.208 | 4551 | 16383.4689 | 2251 | 8103.5352 | Distributed from 923 Generation And Fuel | 2018
13273 | 2022 | MO | Elm Street Substation Generators | 56597 | EP01 |  | SB | IC | DFO | 2 | 0 | 7 | 25.1998 | 2.333 | 8.3987 | Distributed from 923 Generation And Fuel | 2002
13274 | 2022 | MO | Elm Street Substation Generators | 56597 | EP02 |  | SB | IC | DFO | 2 | 0 | 7 | 25.1998 | 2.333 | 8.3987 | Distributed from 923 Generation And Fuel | 2002
13275 | 2022 | MO | Elm Street Substation Generators | 56597 | EP03 |  | SB | IC | DFO | 2 | 0 | 7 | 25.1998 | 2.333 | 8.3987 | Distributed from 923 Generation And Fuel | 2002
13276 | 2022 | MO | Empire Energy Center | 6223 | 1 |  | OP | GT | NG | 129 | 0.085 | 95494.377 | 343777.007 | 56583.348 | 203698.4232 | Distributed from 923 Generation And Fuel | 1978 | 2035
13277 | 2022 | MO | Empire Energy Center | 6223 | 2 |  | OP | GT | NG | 129 | 0.085 | 95494.377 | 343777.007 | 56583.348 | 203698.4232 | Distributed from 923 Generation And Fuel | 1981 | 2035
13278 | 2022 | MO | Empire Energy Center | 6223 | 3 |  | OP | GT | NG | 60.5 | 0.085 | 44786.123 | 161228.753 | 26537.152 | 95532.9829 | Distributed from 923 Generation And Fuel | 2003
13279 | 2022 | MO | Empire Energy Center | 6223 | 4 |  | OP | GT | NG | 60.5 | 0.085 | 44786.123 | 161228.753 | 26537.152 | 95532.9829 | Distributed from 923 Generation And Fuel | 2003
13280 | 2022 | MO | Essex | 7749 | 1 |  | OP | GT | NG | 121.2 | 0.068 | 72071 | 259453.5244 | 39896 | 143624.451 | Distributed from 923 Generation And Fuel | 1999
13281 | 2022 | MO | Fairgrounds | 2082 | 1 |  | OP | GT | DFO | 68.3 | 0.002 | 1459 | 5252.358 | 485 | 1745.986 | Distributed from 923 Generation And Fuel | 1974
13282 | 2022 | MO | Farmers City Wind LLC | 56767 | 1 |  | OP | WT | WND | 146 | 0.22 | 281754 | 1014306.2855 | 85123 | 306440.3485 | Distributed from 923 Generation And Fuel | 2009
13283 | 2022 | MO | Farmington Solar Farm | 61450 | FSF1 |  | OP | PV | SUN | 2.5 | 0.188 | 4120 | 14831.8813 | 2037 | 7333.1413 | Distributed from 923 Generation And Fuel | 2018
13284 | 2022 | MO | Fayette | 2125 | GT1 |  | OS | IC | DFO | 3.5 |  | GENYRONL: 1985
13285 | 2022 | MO | Fayette | 2125 | GT2 |  | OS | IC | DFO | 3.5 |  | GENYRONL: 1985
13286 | 2022 | MO | Fayette | 2125 | GT3 |  | OS | IC | DFO | 2.8 |  | GENYRONL: 1977
13287 | 2022 | MO | Fayette | 2125 | GT4 |  | OS | IC | DFO | 1.1 |  | GENYRONL: 1969
13288 | 2022 | MO | Fredericktown Energy Center | 57946 | UNIT1 |  | OP | GT | NG | 13.8 | 0.078 | 9488 | 34156.5267 | 5252 | 18907.0487 | Distributed from 923 Generation And Fuel | 2015
13289 | 2022 | MO | Fredericktown Energy Center | 57946 | UNIT2 |  | OP | GT | NG | 13.8 | 0.078 | 9488 | 34156.5267 | 5252 | 18907.0487 | Distributed from 923 Generation And Fuel | 2015
13290 | 2022 | MO | Fulton (MO) | 2126 | GT4 |  | OP | GT | NG | 21.2 | 0.007 | 1215 | 4373.965 | 673 | 2422.7806 | Distributed from 923 Generation And Fuel | 1972
13291 | 2022 | MO | Fulton (MO) | 2126 | IC1 |  | OP | IC | DFO | 5 | 0 | 0 | 0 | 0 | 0 | Distributed from 923 Generation And Fuel | 1966
13292 | 2022 | MO | Fulton (MO) | 2126 | IC3 |  | OP | IC | DFO | 7 | 0 | 0 | 0 | 0 | 0 | Distributed from 923 Generation And Fuel | 1975
13293 | 2022 | MO | Gallatin (MO) | 2127 | 2A |  | SB | IC | DFO | 1.1 | 0 | 0 | 0 | 0 | 0 | Distributed from 923 Generation And Fuel | 1993
13294 | 2022 | MO | Gallatin (MO) | 2127 | 3A |  | SB | IC | DFO | 1.1 | 0 | 0 | 0 | 0 | 0 | Distributed from 923 Generation And Fuel | 1993
13295 | 2022 | MO | Gallatin (MO) | 2127 | IC4 |  | SB | IC | DFO | 2.5 | 0 | 0 | 0 | 0 | 0 | Distributed from 923 Generation And Fuel | 1983
13296 | 2022 | MO | Gallatin (MO) | 2127 | IC6 |  | SB | IC | DFO | 2.5 | 0 | 0 | 0 | 0 | 0 | Distributed from 923 Generation And Fuel | 1977
13297 | 2022 | MO | Grand Ave Plant | 58205 | 1 | 1 | OP | ST | NG | 5 | 0.845 | 36998 | 133191.7345 | 16081 | 57891.1369 | EIA-923 Generator File | 1991
13298 | 2022 | MO | Greenwood (MO) | 6074 | 1 |  | OP | GT | NG | 64.7 | 0.019 | 10540.25 | 37944.5964 | 7671.75 | 27618.0791 | Distributed from 923 Generation And Fuel | 1975
13299 | 2022 | MO | Greenwood (MO) | 6074 | 2 |  | OP | GT | NG | 64.7 | 0.019 | 10540.25 | 37944.5964 | 7671.75 | 27618.0791 | Distributed from 923 Generation And Fuel | 1975
13300 | 2022 | MO | Greenwood (MO) | 6074 | 3 |  | OP | GT | NG | 64.7 | 0.019 | 10540.25 | 37944.5964 | 7671.75 | 27618.0791 | Distributed from 923 Generation And Fuel | 1977
13301 | 2022 | MO | Greenwood (MO) | 6074 | 4 |  | OP | GT | NG | 64.7 | 0.019 | 10540.25 | 37944.5964 | 7671.75 | 27618.0791 | Distributed from 923 Generation And Fuel | 1979
13302 | 2022 | MO | Greenwood (MO) | 6074 | 5 |  | OP | PV | SUN | 3 | 0.156 | 4110 | 14795.8816 | 1866 | 6717.5463 | Distributed from 923 Generation And Fuel | 2016
13303 | 2022 | MO | Harry Truman | 6141 | 1 |  | OP | PS | WAT | 26.9 | 0.171 | 40255.667 | 144919.2418 | 29466 | 106076.7514 | Distributed from 923 Generation And Fuel | 1982
13304 | 2022 | MO | Harry Truman | 6141 | 2 |  | OP | PS | WAT | 26.9 | 0.171 | 40255.667 | 144919.2418 | 29466 | 106076.7514 | Distributed from 923 Generation And Fuel | 1982
13305 | 2022 | MO | Harry Truman | 6141 | 3 |  | OP | PS | WAT | 26.9 | 0.171 | 40255.667 | 144919.2418 | 29466 | 106076.7514 | Distributed from 923 Generation And Fuel | 1982
13306 | 2022 | MO | Harry Truman | 6141 | 4 |  | OP | PS | WAT | 26.9 | 0.171 | 40255.667 | 144919.2418 | 29466 | 106076.7514 | Distributed from 923 Generation And Fuel | 1982
13307 | 2022 | MO | Harry Truman | 6141 | 5 |  | OP | PS | WAT | 26.9 | 0.171 | 40255.667 | 144919.2418 | 29466 | 106076.7514 | Distributed from 923 Generation And Fuel | 1981
13308 | 2022 | MO | Harry Truman | 6141 | 6 |  | OP | PS | WAT | 26.9 | 0.171 | 40255.667 | 144919.2418 | 29466 | 106076.7514 | Distributed from 923 Generation And Fuel | 1979
13309 | 2022 | MO | Hawthorn | 2079 | 5 | 1 | OP | ST | SUB | 569 | 0.633 | 3157033 | 11365227.8782 | 1593611 | 5736953.7044 | EIA-923 Generator File | 1969
13310 | 2022 | MO | Hawthorn | 2079 | 6 |  | OP | CT | NG | 170 | 0.108 | 160379 | 577359.7811 | 139216 | 501173.5906 | EIA-923 Generator File | 1997
13311 | 2022 | MO | Hawthorn | 2079 | 7 |  | OP | GT | NG | 82.2 | 0.078 | 56378.5 | 202960.9763 | 38981 | 140330.4774 | Distributed from 923 Generation And Fuel | 2000
13312 | 2022 | MO | Hawthorn | 2079 | 8 |  | OP | GT | NG | 82.2 | 0.078 | 56378.5 | 202960.9763 | 38981 | 140330.4774 | Distributed from 923 Generation And Fuel | 2000
13313 | 2022 | MO | Hawthorn | 2079 | 9 | 1 | OP | CA | NG | 142.8 | 0.042 | 53117 | 191219.6702 | 47127 | 169655.8428 | EIA-923 Generator File | 2000
13314 | 2022 | MO | Higginsville | 2131 | 1 |  | OS | IC | DFO | 0.8 | 0 | 1.724 | 6.2064 | 1.724 | 6.2064 | Distributed from 923 Generation And Fuel | 1945
13315 | 2022 | MO | Higginsville | 2131 | 2 |  | OS | IC | DFO | 1.7 | 0 | 3.664 | 13.1903 | 3.664 | 13.1903 | Distributed from 923 Generation And Fuel | 1947
13316 | 2022 | MO | Higginsville | 2131 | 3 |  | OS | IC | DFO | 2.4 | 0 | 5.172 | 18.6191 | 5.172 | 18.6191 | Distributed from 923 Generation And Fuel | 1981
13317 | 2022 | MO | Higginsville | 2131 | 4 |  | OP | GT | NG | 40 | 0.036 | 12476 | 44913.2407 | 12396 | 44625.243 | Distributed from 923 Generation And Fuel | 1996
13318 | 2022 | MO | Higginsville | 2131 | 5 |  | OP | IC | DFO | 1.2 | 0 | 2.586 | 9.3095 | 2.586 | 9.3095 | Distributed from 923 Generation And Fuel | 2004
13319 | 2022 | MO | Higginsville | 2131 | 6 |  | OP | IC | DFO | 5.5 | 0 | 11.853 | 42.6705 | 11.853 | 42.6705 | Distributed from 923 Generation And Fuel | 2004
13320 | 2022 | MO | Higginsville Solar Farm | 61316 | HSF1 |  | OP | PV | SUN | 2.5 | 0.199 | 4368 | 15724.6742 | 2160 | 7775.9378 | Distributed from 923 Generation And Fuel | 2017
13321 | 2022 | MO | High Prairie Wind Farm | 62563 | HPWF |  | OP | WT | WND | 400 | 0.267 | 937051 | 3373356.6131 | 169126 | 608848.7292 | Distributed from 923 Generation And Fuel | 2020
13322 | 2022 | MO | Holden | 7848 | 11 |  | OP | GT | NG | 107.1 | 0.069 | 64823.667 | 233363.3343 | 35655.333 | 128358.1719 | Distributed from 923 Generation And Fuel | 2002
13323 | 2022 | MO | Holden | 7848 | 12 |  | OP | GT | NG | 107.1 | 0.069 | 64823.667 | 233363.3343 | 35655.333 | 128358.1719 | Distributed from 923 Generation And Fuel | 2002
13324 | 2022 | MO | Holden | 7848 | 13 |  | OP | GT | NG | 107.1 | 0.069 | 64823.667 | 233363.3343 | 35655.333 | 128358.1719 | Distributed from 923 Generation And Fuel | 2002
13325 | 2022 | MO | Iatan | 6065 | 1 | 1 | OP | ST | SUB | 726 | 0.276 | 1757827 | 6328126.575 | 1222077 | 4399442.0045 | EIA-923 Generator File | 1980
13326 | 2022 | MO | Iatan | 6065 | 2 | 1 | OP | ST | SUB | 999 | 0.47 | 4110495 | 14797663.6187 | 1893259 | 6815677.8746 | EIA-923 Generator File | 2010
13327 | 2022 | MO | IKEA St. Louis 410 | 59714 | IK410 |  | OP | PV | SUN | 1 | 0.038 | 337 | 1213.1903 | 98 | 352.7972 | Distributed from 923 Generation And Fuel | 2015
13328 | 2022 | MO | Independence II Solar Farm | 61588 | 1 |  | OP | PV | SUN | 4.1 | 0.212 | 7599.471 | 27357.8767 | 3787.918 | 13636.3957 | Distributed from 923 Generation And Fuel | 2018
13329 | 2022 | MO | Independence II Solar Farm | 61588 | 2 |  | OP | PV | SUN | 4.4 | 0.212 | 8155.529 | 29359.6695 | 4065.082 | 14634.1781 | Distributed from 923 Generation And Fuel | 2018
13330 | 2022 | MO | Independence Solar Farm | 61092 | IPL1 |  | OP | PV | SUN | 3 | 0.193 | 5060 | 18215.8543 | 2628 | 9460.7243 | Distributed from 923 Generation And Fuel | 2017
13331 | 2022 | MO | Jackson (MO) | 2137 | 10 |  | OP | IC | DFO | 2 | 0.001 | 10.722 | 38.5989 | 3.954 | 14.2343 | Distributed from 923 Generation And Fuel | 2006
13332 | 2022 | MO | Jackson (MO) | 2137 | 11 |  | OP | IC | DFO | 2 | 0.001 | 10.722 | 38.5989 | 3.954 | 14.2343 | Distributed from 923 Generation And Fuel | 2006
13333 | 2022 | MO | Jackson (MO) | 2137 | 12 |  | OP | IC | DFO | 2 | 0.001 | 10.722 | 38.5989 | 3.954 | 14.2343 | Distributed from 923 Generation And Fuel | 2006
13334 | 2022 | MO | Jackson (MO) | 2137 | 3 |  | OP | IC | DFO | 1 | 0.001 | 5.361 | 19.2994 | 1.977 | 7.1171 | Distributed from 923 Generation And Fuel | 1963
13335 | 2022 | MO | Jackson (MO) | 2137 | 4 |  | OP | IC | DFO | 1 | 0.001 | 5.361 | 19.2994 | 1.977 | 7.1171 | Distributed from 923 Generation And Fuel | 1963
13336 | 2022 | MO | Jackson (MO) | 2137 | 5 |  | OP | IC | DFO | 0.7 | 0.001 | 3.753 | 13.5107 | 1.384 | 4.9824 | Distributed from 923 Generation And Fuel | 1936
13337 | 2022 | MO | Jackson (MO) | 2137 | 6 |  | OP | IC | DFO | 1 | 0.001 | 5.361 | 19.2994 | 1.977 | 7.1171 | Distributed from 923 Generation And Fuel | 1946
13338 | 2022 | MO | Jackson (MO) | 2137 | 7 |  | OP | IC | DFO | 6.8 | 0.001 | 36.456 | 131.2406 | 13.445 | 48.4016 | Distributed from 923 Generation And Fuel | 1973
13339 | 2022 | MO | Jackson (MO) | 2137 | 8 |  | OP | IC | DFO | 6.8 | 0.001 | 36.456 | 131.2406 | 13.445 | 48.4016 | Distributed from 923 Generation And Fuel | 1973
13340 | 2022 | MO | Jackson (MO) | 2137 | 9 |  | OP | IC | DFO | 3 | 0.001 | 16.084 | 57.9019 | 5.932 | 21.355 | Distributed from 923 Generation And Fuel | 1983
13341 | 2022 | MO | Jackson Square | 2134 | 1 |  | OP | GT | DFO | 18 | 0.006 | 896 | 3225.5742 | 298 | 1072.7914 | Distributed from 923 Generation And Fuel | 1969
13342 | 2022 | MO | Jackson Square | 2134 | 2 |  | OP | GT | DFO | 18 | 0.006 | 896 | 3225.5742 | 298 | 1072.7914 | Distributed from 923 Generation And Fuel | 1969
13343 | 2022 | MO | James River Power Station | 2161 | GT1 |  | OP | GT | NG | 96 | 0.082 | 68775.858 | 247591.1081 | 44377.276 | 159756.9155 | Distributed from 923 Generation And Fuel | 1989
13344 | 2022 | MO | James River Power Station | 2161 | GT2 |  | OP | GT | NG | 101.5 | 0.082 | 72716.142 | 261776.017 | 46919.724 | 168909.6551 | Distributed from 923 Generation And Fuel | 1992
13345 | 2022 | MO | John Twitty Energy Center | 6195 | GT1 |  | OP | GT | NG | 57 | 0.077 | 38353.156 | 138070.257 | 17193.083 | 61894.6036 | Distributed from 923 Generation And Fuel | 1983
13346 | 2022 | MO | John Twitty Energy Center | 6195 | GT2 |  | OP | GT | NG | 52 | 0.077 | 34988.844 | 125958.8307 | 15684.917 | 56465.2495 | Distributed from 923 Generation And Fuel | 1983
13347 | 2022 | MO | John Twitty Energy Center | 6195 | ST1 | 1 | OP | ST | SUB | 194 | 0.64 | 1087837 | 3916181.8705 | 571177 | 2056220.7502 | EIA-923 Generator File | 1976
13348 | 2022 | MO | John Twitty Energy Center | 6195 | ST2 | 1 | OP | ST | SUB | 300 | 0.558 | 1465183 | 5274616.6031 | 781655 | 2813935.4885 | EIA-923 Generator File | 2011
13349 | 2022 | MO | Kahoka | 2138 | 10 |  | OP | IC | DFO | 1.1 | 0 | 0 | 0 | 0 | 0 | Distributed from 923 Generation And Fuel | 1999
13350 | 2022 | MO | Kahoka | 2138 | 11 |  | OP | IC | DFO | 1.1 | 0 | 0 | 0 | 0 | 0 | Distributed from 923 Generation And Fuel | 1999
13351 | 2022 | MO | Kahoka | 2138 | 12 |  | OP | IC | DFO | 1.1 | 0 | 0 | 0 | 0 | 0 | Distributed from 923 Generation And Fuel | 1999
13352 | 2022 | MO | Kahoka | 2138 | 3 |  | OP | IC | DFO | 0.2 | 0 | 0 | 0 | 0 | 0 | Distributed from 923 Generation And Fuel | 1941
13353 | 2022 | MO | Kahoka | 2138 | 6 |  | OP | IC | DFO | 0.7 | 0 | 0 | 0 | 0 | 0 | Distributed from 923 Generation And Fuel | 1952
13354 | 2022 | MO | Kahoka | 2138 | 7 |  | SB | IC | NG | 0.8 | 0 | 0 | 0 | 0 | 0 | Distributed from 923 Generation And Fuel | 1956
13355 | 2022 | MO | Kahoka | 2138 | 8 |  | SB | IC | NG | 1.5 | 0 | 0 | 0 | 0 | 0 | Distributed from 923 Generation And Fuel | 1969
13356 | 2022 | MO | Kahoka | 2138 | 9 |  | SB | IC | NG | 0.9 | 0 | 0 | 0 | 0 | 0 | Distributed from 923 Generation And Fuel | 1982
13357 | 2022 | MO | KCP&L SmartGrid Innovation Park | 59772 | 1 |  | OA | BA | MWH | 1 | 0 | 0 | 0 | 0 | 0 | Distributed from 923 Generation And Fuel | 2012
13358 | 2022 | MO | Kennett | 2139 | 10 |  | OP | IC | NG | 6.2 | 0.022 | 1219.465 | 4390.0389 | 670.35 | 2413.2407 | Distributed from 923 Generation And Fuel | 1971
13359 | 2022 | MO | Kennett | 2139 | 11 |  | OP | IC | NG | 6.2 | 0.022 | 1219.465 | 4390.0389 | 670.35 | 2413.2407 | Distributed from 923 Generation And Fuel | 1975
13360 | 2022 | MO | Kennett | 2139 | 12 |  | OP | IC | NG | 6.4 | 0.022 | 1258.803 | 4531.6545 | 691.975 | 2491.0901 | Distributed from 923 Generation And Fuel | 2001
13361 | 2022 | MO | Kennett | 2139 | 13 |  | OP | IC | NG | 6.4 | 0.022 | 1258.803 | 4531.6545 | 691.975 | 2491.0901 | Distributed from 923 Generation And Fuel | 2001
13362 | 2022 | MO | Kennett | 2139 | 9 |  | OP | IC | NG | 6.2 | 0.022 | 1219.465 | 4390.0389 | 670.35 | 2413.2407 | Distributed from 923 Generation And Fuel | 1965
13363 | 2022 | MO | Kings Point Wind Energy Center | 62475 | KPW1 |  | OP | WT | WND | 149.4 | 0.389 | 509032 | 1832500.54 | 174437 | 627968.1763 | Distributed from 923 Generation And Fuel | 2021
13364 | 2022 | MO | La Plata | 2140 | 1 |  | OP | IC | DFO | 1.8 | 0 | 3 | 10.7999 | 1 | 3.6 | Distributed from 923 Generation And Fuel | 2013
13365 | 2022 | MO | La Plata | 2140 | 2 |  | OP | IC | DFO | 1.8 | 0 | 3 | 10.7999 | 1 | 3.6 | Distributed from 923 Generation And Fuel | 2013
13366 | 2022 | MO | Labadie | 2103 | 1 | 1 | OP | ST | SUB | 573.7 | 0.832 | 4180573 | 15049942.4005 | 1879754 | 6767060.2635 | EIA-923 Generator File | 1970
13367 | 2022 | MO | Labadie | 2103 | 2 | 1 | OP | ST | SUB | 573.7 | 0.772 | 3878294 | 13961746.706 | 1778097 | 6401097.9912 | EIA-923 Generator File | 1971
13368 | 2022 | MO | Labadie | 2103 | 3 | 1 | OP | ST | SUB | 621 | 0.794 | 4317276 | 15542069.2634 | 1831661 | 6593926.8486 | EIA-923 Generator File | 1972
13369 | 2022 | MO | Labadie | 2103 | 4 | 1 | OP | ST | SUB | 621 | 0.748 | 4069969 | 14651771.1858 | 1742411 | 6272629.419 | EIA-923 Generator File | 1973
13370 | 2022 | MO | Lake Road (MO) | 2098 | 1 | 4 | OP | ST | NG | 23 | 0.009 | 1714 | 6170.3506 | 1220 | 4391.9649 | EIA-923 Generator File | 1950
13371 | 2022 | MO | Lake Road (MO) | 2098 | 2 | 4 | OP | ST | NG | 25 | 0.005 | 1050 | 3779.9698 | 1050 | 3779.9698 | EIA-923 Generator File | 1958
13372 | 2022 | MO | Lake Road (MO) | 2098 | 3 | 6 | OP | ST | NG | 12.5 | 0.003 | 352 | 1267.1899 | 352 | 1267.1899 | EIA-923 Generator File | 1962
13373 | 2022 | MO | Lake Road (MO) | 2098 | 4 | 1 | OP | ST | NG | 90 | 0.02 | 15423 | 55522.3558 | 12063 | 43426.4526 | EIA-923 Generator File | 1966 | 2024
13374 | 2022 | MO | Lake Road (MO) | 2098 | 5 |  | OP | GT | NG | 85 | 0.017 | 12599.14 | 45356.5411 | 10020.563 | 36073.7382 | Distributed from 923 Generation And Fuel | 1974
13375 | 2022 | MO | Lake Road (MO) | 2098 | 6 |  | OP | GT | DFO | 24 | 0.017 | 3557.404 | 12806.5519 | 2829.335 | 10185.5245 | Distributed from 923 Generation And Fuel | 1989
13376 | 2022 | MO | Lake Road (MO) | 2098 | 7 |  | OP | GT | DFO | 18.9 | 0.017 | 2801.456 | 10085.1609 | 2228.102 | 8021.103 | Distributed from 923 Generation And Fuel | 1990
13377 | 2022 | MO | Lebanon Solar Farm (MO) | 61135 | LSF1 |  | OP | PV | SUN | 2.5 | 0.197 | 4304 | 15494.276 | 2128 | 7660.7387 | Distributed from 923 Generation And Fuel | 2017
13378 | 2022 | MO | Loess Hills | 56538 | 1 |  | OP | WT | WND | 5 | 0.182 | 7985 | 28745.77 | 2151 | 7743.5381 | Distributed from 923 Generation And Fuel | 2008
13379 | 2022 | MO | Lost Creek Wind Energy Facility | 57189 | LCW |  | OP | WT | WND | 150 | 0.351 | 461703 | 1662117.5031 | 120965 | 435470.5162 | Distributed from 923 Generation And Fuel | 2010
13380 | 2022 | MO | Macon | 2141 | 4 |  | SB | IC | DFO | 1 | 0 | 0 | 0 | 0 | 0 | Distributed from 923 Generation And Fuel | 1985
13381 | 2022 | MO | Macon Energy Center | 56127 | 1 |  | OP | GT | NG | 10 | 1.031 | 90336 | 325206.9983 | 50007 | 180023.7598 | Distributed from 923 Generation And Fuel | 2003
13382 | 2022 | MO | Macon Solar Power Project | 59729 | MSF1 |  | OP | PV | SUN | 2.8 | 0.15 | 3688 | 13276.6938 | 2084 | 7502.34 | Distributed from 923 Generation And Fuel | 2015
13383 | 2022 | MO | Malden | 2142 | 2A |  | SB | IC | DFO | 1.8 | 0.001 | 16.302 | 58.6867 | 5.434 | 19.5622 | Distributed from 923 Generation And Fuel | 1996
13384 | 2022 | MO | Malden | 2142 | 3A |  | SB | IC | DFO | 1.8 | 0.001 | 16.302 | 58.6867 | 5.434 | 19.5622 | Distributed from 923 Generation And Fuel | 1996
13385 | 2022 | MO | Malden | 2142 | 4A |  | SB | IC | DFO | 1.8 | 0.001 | 16.302 | 58.6867 | 5.434 | 19.5622 | Distributed from 923 Generation And Fuel | 1996
13386 | 2022 | MO | Malden | 2142 | 5 |  | SB | IC | DFO | 1.4 | 0.001 | 12.679 | 45.644 | 4.226 | 15.2135 | Distributed from 923 Generation And Fuel | 1957
13387 | 2022 | MO | Malden | 2142 | 6 |  | SB | IC | DFO | 2 | 0.001 | 18.113 | 65.2063 | 6.038 | 21.7366 | Distributed from 923 Generation And Fuel | 1963
13388 | 2022 | MO | Malden | 2142 | 7 |  | SB | IC | DFO | 2.8 | 0.001 | 25.358 | 91.2881 | 8.453 | 30.4306 | Distributed from 923 Generation And Fuel | 1973
13389 | 2022 | MO | Malden | 2142 | 8 |  | SB | IC | DFO | 4.3 | 0.001 | 38.943 | 140.1937 | 12.981 | 46.7312 | Distributed from 923 Generation And Fuel | 1973
13390 | 2022 | MO | Marceline | 7470 | 1 |  | SB | IC | DFO | 1 | 0 | 1 | 3.6 | 0.375 | 1.35 | Distributed from 923 Generation And Fuel | 1989
13391 | 2022 | MO | Marceline | 7470 | 2 |  | SB | IC | DFO | 3 | 0 | 3 | 10.7999 | 1.125 | 4.05 | Distributed from 923 Generation And Fuel | 2002
13392 | 2022 | MO | Marceline | 7470 | 5 |  | SB | IC | DFO | 2 | 0 | 2 | 7.1999 | 0.75 | 2.7 | Distributed from 923 Generation And Fuel | 2004
13393 | 2022 | MO | Marceline | 7470 | 6 |  | SB | IC | DFO | 2 | 0 | 2 | 7.1999 | 0.75 | 2.7 | Distributed from 923 Generation And Fuel | 2004
13394 | 2022 | MO | Marshall (MO) | 2144 | 10 |  | OP | IC | NG | 6.3 | 0.014 | 763.673 | 2749.2008 | 413.942 | 1490.1793 | Distributed from 923 Generation And Fuel | 1990
13395 | 2022 | MO | Marshall (MO) | 2144 | 11 |  | OP | IC | NG | 6.3 | 0.014 | 763.673 | 2749.2008 | 413.942 | 1490.1793 | Distributed from 923 Generation And Fuel | 1994
13396 | 2022 | MO | Marshall (MO) | 2144 | 7 |  | OP | IC | DFO | 1 | 0.014 | 121.218 | 436.3813 | 65.705 | 236.5361 | Distributed from 923 Generation And Fuel | 1988
13397 | 2022 | MO | Marshall (MO) | 2144 | 8 |  | OP | IC | DFO | 1 | 0.014 | 121.218 | 436.3813 | 65.705 | 236.5361 | Distributed from 923 Generation And Fuel | 1988
13398 | 2022 | MO | Marshall (MO) | 2144 | 9 |  | OP | IC | DFO | 1 | 0.014 | 121.218 | 436.3813 | 65.705 | 236.5361 | Distributed from 923 Generation And Fuel | 1988
13399 | 2022 | MO | Marshall (MO) | 2144 | GT1 |  | OP | GT | NG | 15.2 | 0.041 | 5452 | 19627.043 | 3018 | 10864.7131 | Distributed from 923 Generation And Fuel | 1972
13400 | 2022 | MO | Marshall Solar Farm (MO) | 60707 | MMSF1 |  | OP | PV | SUN | 2.8 | 0.178 | 4375 | 15749.874 | 2164 | 7790.3377 | Distributed from 923 Generation And Fuel | 2016
13401 | 2022 | MO | MBS Textbook Exchange | 62647 | MBS1 |  | OP | IC | DFO | 1 | 0 | 0 | 0 | 0 | 0 | Distributed from 923 Generation And Fuel | 2008
13402 | 2022 | MO | MBS Textbook Exchange | 62647 | MBS2 |  | OP | IC | DFO | 1 | 0 | 0 | 0 | 0 | 0 | Distributed from 923 Generation And Fuel | 2008
13403 | 2022 | MO | McCartney | 7903 | MGS1 |  | OP | GT | NG | 58.9 | 0.093 | 47763.5 | 171947.2244 | 26408.5 | 95069.8394 | Distributed from 923 Generation And Fuel | 2002
13404 | 2022 | MO | McCartney | 7903 | MSG2 |  | OP | GT | NG | 58.9 | 0.093 | 47763.5 | 171947.2244 | 26408.5 | 95069.8394 | Distributed from 923 Generation And Fuel | 2002
13405 | 2022 | MO | Memphis | 2145 | 1 |  | OP | IC | DFO | 0.6 | 0 | 0.545 | 1.962 | 0 | 0 | Distributed from 923 Generation And Fuel | 1972
13406 | 2022 | MO | Memphis | 2145 | 10 |  | OP | IC | DFO | 1 | 0 | 0.909 | 3.2724 | 0 | 0 | Distributed from 923 Generation And Fuel | 1989
13407 | 2022 | MO | Memphis | 2145 | 11 |  | OP | IC | DFO | 1 | 0 | 0.909 | 3.2724 | 0 | 0 | Distributed from 923 Generation And Fuel | 1989
13408 | 2022 | MO | Memphis | 2145 | 12 |  | OP | IC | DFO | 0.4 | 0 | 0.364 | 1.3104 | 0 | 0 | Distributed from 923 Generation And Fuel | 1989
13409 | 2022 | MO | Memphis | 2145 | 13 |  | OP | IC | DFO | 1 | 0 | 0.909 | 3.2724 | 0 | 0 | Distributed from 923 Generation And Fuel | 1990
13410 | 2022 | MO | Memphis | 2145 | 3 |  | OP | IC | DFO | 0.2 | 0 | 0.182 | 0.65519 | 0 | 0 | Distributed from 923 Generation And Fuel | 1945
13411 | 2022 | MO | Memphis | 2145 | 6 |  | OP | IC | DFO | 0.9 | 0 | 0.818 | 2.9448 | 0 | 0 | Distributed from 923 Generation And Fuel | 1957
13412 | 2022 | MO | Memphis | 2145 | 7 |  | OP | IC | DFO | 1.1 | 0 | 1 | 3.6 | 0 | 0 | Distributed from 923 Generation And Fuel | 1960
13413 | 2022 | MO | Memphis | 2145 | 8 |  | OP | IC | DFO | 1.3 | 0 | 1.182 | 4.2552 | 0 | 0 | Distributed from 923 Generation And Fuel | 1966
13414 | 2022 | MO | Memphis | 2145 | 9 |  | OP | IC | DFO | 1.3 | 0 | 1.182 | 4.2552 | 0 | 0 | Distributed from 923 Generation And Fuel | 1972
13415 | 2022 | MO | Meramec | 2104 | 1 | 1 | RE | ST | NG | 137.5 | 0.047 | 56108 | 201987.1841 | 56108 | 201987.1841 | EIA-923 Generator File | 1953 | 2022
13416 | 2022 | MO | Meramec | 2104 | 2 | 1 | RE | ST | NG | 137.5 | 0.051 | 61010 | 219634.2429 | 59761 | 215137.8789 | EIA-923 Generator File | 1954 | 2022
13417 | 2022 | MO | Meramec | 2104 | 3 | 1 | RE | ST | SUB | 289 | 0.011 | 27192 | 97890.4169 | 14403 | 51850.3852 | EIA-923 Generator File | 1959 | 2022
13418 | 2022 | MO | Meramec | 2104 | 4 | 1 | RE | ST | SUB | 359 | 0.022 | 69947 | 251807.1855 | 26107 | 93984.4481 | EIA-923 Generator File | 1961 | 2022
13419 | 2022 | MO | Meramec | 2104 | GT1 |  | RE | GT | DFO | 62 | 0 | 0 | 0 | 0 | 0 | Distributed from 923 Generation And Fuel | 1974 | 2022
13420 | 2022 | MO | Meramec | 2104 | GT2 |  | RE | GT | NG | 56 | 0 | 0 | 0 | 0 | 0 | Distributed from 923 Generation And Fuel | 2000 | 2022
13421 | 2022 | MO | Mexico | 6650 | 1 |  | OP | GT | DFO | 60.7 | 0.004 | 1966 | 7077.5434 | 654 | 2354.3812 | Distributed from 923 Generation And Fuel | 1978
13422 | 2022 | MO | MJMEUC Generating Station #1 | 56478 | 0001 |  | OP | GT | NG | 13.3 | 0.9 | 104890 | 377600.9792 | 58063 | 209025.1278 | Distributed from 923 Generation And Fuel | 2007
13423 | 2022 | MO | Moberly | 6651 | 1 |  | OP | GT | DFO | 60.6 | 0 | -122 | -439.1965 | -41 | -147.5988 | Distributed from 923 Generation And Fuel | 1978
13424 | 2022 | MO | Montgomery County Community Solar Center | 65726 | MCCSC |  | OP | PV | SUN | 5.7 | 0.196 | 9798 | 35272.5178 | 5630 | 20267.8379 | Distributed from 923 Generation And Fuel | 2022
13425 | 2022 | MO | Moreau | 6652 | 1 |  | OP | GT | DFO | 60.8 | 0.004 | 2133 | 7678.7386 | 709 | 2552.3796 | Distributed from 923 Generation And Fuel | 1978
13426 | 2022 | MO | MU Combined Heat and Power Plant | 50969 | 6025 | 9 | OP | ST | NG | 0.3 | 0.077 | 202.623 | 729.437 | 0 | 0 | EIA-923 Generator File | 2017
13427 | 2022 | MO | MU Combined Heat and Power Plant | 50969 | DGT1 |  | SB | IC | DFO | 2 | 0 | 0 | 0 | 0 | 0 | Distributed from 923 Generation And Fuel | 2002
13428 | 2022 | MO | MU Combined Heat and Power Plant | 50969 | GEN1 | 9 | OP | ST | NG | 6.2 | 0.001 | 64 | 230.3982 | 0 | 0 | EIA-923 Generator File | 1961 | 2023
13429 | 2022 | MO | MU Combined Heat and Power Plant | 50969 | GEN2 | 9 | OP | ST | NG | 12.5 | 0.207 | 22689 | 81679.7466 | 11938 | 42976.4562 | EIA-923 Generator File | 1974
13430 | 2022 | MO | MU Combined Heat and Power Plant | 50969 | GEN3 | 9 | OP | ST | NG | 19.8 | 0.321 | 55744 | 200676.7946 | 22849 | 82255.742 | EIA-923 Generator File | 1986
13431 | 2022 | MO | MU Combined Heat and Power Plant | 50969 | GEN4 | 9 | OP | ST | NG | 14.5 | 0.079 | 10062 | 36222.9102 | 0 | 0 | EIA-923 Generator File | 1988
13432 | 2022 | MO | MU Combined Heat and Power Plant | 50969 | GEN6 |  | SB | IC | DFO | 0.5 | 0 | 0 | 0 | 0 | 0 | Distributed from 923 Generation And Fuel | 1994
13433 | 2022 | MO | MU Combined Heat and Power Plant | 50969 | GEN7 |  | SB | IC | DFO | 1 | 0 | 0 | 0 | 0 | 0 | Distributed from 923 Generation And Fuel | 1997
13434 | 2022 | MO | MU Combined Heat and Power Plant | 50969 | NTG1 |  | OP | GT | NG | 17.3 | 0.366 | 55478.5 | 199721.0022 | 28917 | 104100.3672 | Distributed from 923 Generation And Fuel | 2002
13435 | 2022 | MO | MU Combined Heat and Power Plant | 50969 | NTG2 |  | OP | GT | NG | 17.3 | 0.366 | 55478.5 | 199721.0022 | 28917 | 104100.3672 | Distributed from 923 Generation And Fuel | 2002
13436 | 2022 | MO | Nevada | 2090 | 1 |  | OP | GT | DFO | 22 | 0.009 | 1765 | 6353.9492 | 587 | 2113.1831 | Distributed from 923 Generation And Fuel | 1974
13437 | 2022 | MO | New Madrid | 2167 | 1 | 1 | OP | ST | RC | 650 | 0.685 | 3901730 | 14046115.6311 | 1853325 | 6671916.6247 | EIA-923 Generator File | 1972
13438 | 2022 | MO | New Madrid | 2167 | 2 | 1 | OP | ST | RC | 650 | 0.666 | 3790231 | 13644722.4422 | 1704166 | 6134948.5204 | EIA-923 Generator File | 1977
13439 | 2022 | MO | Niangua | 2099 | 1 |  | OP | HY | WAT | 1.5 | 0.099 | 1306 | 4701.5624 | 579.5 | 2086.1833 | Distributed from 923 Generation And Fuel | 1930
13440 | 2022 | MO | Niangua | 2099 | 2 |  | OP | HY | WAT | 1.5 | 0.099 | 1306 | 4701.5624 | 579.5 | 2086.1833 | Distributed from 923 Generation And Fuel | 1930
13441 | 2022 | MO | Nixa Solar, LLC | 60673 | NIXA |  | OP | PV | SUN | 7.9 | 0.205 | 14203 | 51130.391 | 7024 | 25286.1977 | Distributed from 923 Generation And Fuel | 2017
13442 | 2022 | MO | Noble Hill Landfill | 56404 | NHLC |  | OP | IC | LFG | 3.2 | 0.127 | 3557 | 12805.0976 | 1588 | 5716.7543 | Distributed from 923 Generation And Fuel | 2006
13443 | 2022 | MO | Nodaway | 7754 | 1 |  | OP | GT | NG | 157.8 | 0.007 | 10002 | 36006.9119 | 8076.5 | 29075.1674 | Distributed from 923 Generation And Fuel | 1999
13444 | 2022 | MO | Nodaway | 7754 | 2 |  | OP | GT | NG | 157.8 | 0.007 | 10002 | 36006.9119 | 8076.5 | 29075.1674 | Distributed from 923 Generation And Fuel | 1999
13445 | 2022 | MO | North Fork Ridge Wind Energy Center | 62478 | NFRW1 |  | OP | WT | WND | 149.4 | 0.404 | 528204 | 1901519.1878 | 165961 | 597454.8204 | Distributed from 923 Generation And Fuel | 2020
13446 | 2022 | MO | Northeast (MO) | 2081 | 11 |  | OP | GT | DFO | 50 | 0.003 | 1325.072 | 4770.221 | 772.122 | 2779.617 | Distributed from 923 Generation And Fuel | 1972
13447 | 2022 | MO | Northeast (MO) | 2081 | 12 |  | OP | GT | DFO | 50 | 0.003 | 1325.072 | 4770.221 | 772.122 | 2779.617 | Distributed from 923 Generation And Fuel | 1972
13448 | 2022 | MO | Northeast (MO) | 2081 | 13 |  | OP | GT | DFO | 64.7 | 0.003 | 1714.643 | 6172.6654 | 999.126 | 3596.8248 | Distributed from 923 Generation And Fuel | 1975
13449 | 2022 | MO | Northeast (MO) | 2081 | 14 |  | OP | GT | DFO | 64.7 | 0.003 | 1714.643 | 6172.6654 | 999.126 | 3596.8248 | Distributed from 923 Generation And Fuel | 1975
13450 | 2022 | MO | Northeast (MO) | 2081 | 15 |  | OP | GT | DFO | 64.7 | 0.003 | 1714.643 | 6172.6654 | 999.126 | 3596.8248 | Distributed from 923 Generation And Fuel | 1976
13451 | 2022 | MO | Northeast (MO) | 2081 | 16 |  | OP | GT | DFO | 64.7 | 0.003 | 1714.643 | 6172.6654 | 999.126 | 3596.8248 | Distributed from 923 Generation And Fuel | 1976
13452 | 2022 | MO | Northeast (MO) | 2081 | 17 |  | OP | GT | DFO | 64.7 | 0.003 | 1714.643 | 6172.6654 | 999.126 | 3596.8248 | Distributed from 923 Generation And Fuel | 1977
13453 | 2022 | MO | Northeast (MO) | 2081 | 18 |  | OP | GT | DFO | 64.7 | 0.003 | 1714.643 | 6172.6654 | 999.126 | 3596.8248 | Distributed from 923 Generation And Fuel | 1977
13454 | 2022 | MO | Northeast (MO) | 2081 | 19 |  | OP | IC | DFO | 2 | 0 | 0 | 0 | 0 | 0 | Distributed from 923 Generation And Fuel | 1985
13455 | 2022 | MO | O'Fallon Renewable Energy Center | 61826 | OREC |  | OP | PV | SUN | 4.5 | 0.106 | 4190 | 15083.8793 | 2072 | 7459.1403 | Distributed from 923 Generation And Fuel | 2014
13456 | 2022 | MO | Osage Dam | 2106 | 1 |  | OP | HY | WAT | 27.5 | 0.297 | 71606.695 | 257782.0397 | 31774.796 | 114388.3505 | Distributed from 923 Generation And Fuel | 1931
13457 | 2022 | MO | Osage Dam | 2106 | 2 |  | OP | HY | WAT | 27.5 | 0.297 | 71606.695 | 257782.0397 | 31774.796 | 114388.3505 | Distributed from 923 Generation And Fuel | 1931
13458 | 2022 | MO | Osage Dam | 2106 | 3 |  | OP | HY | WAT | 27.5 | 0.297 | 71606.695 | 257782.0397 | 31774.796 | 114388.3505 | Distributed from 923 Generation And Fuel | 1931
13459 | 2022 | MO | Osage Dam | 2106 | 4 |  | OP | HY | WAT | 27.5 | 0.297 | 71606.695 | 257782.0397 | 31774.796 | 114388.3505 | Distributed from 923 Generation And Fuel | 1931
13460 | 2022 | MO | Osage Dam | 2106 | 5 |  | OP | HY | WAT | 27.5 | 0.297 | 71606.695 | 257782.0397 | 31774.796 | 114388.3505 | Distributed from 923 Generation And Fuel | 1931
13461 | 2022 | MO | Osage Dam | 2106 | 6 |  | OP | HY | WAT | 27.5 | 0.297 | 71606.695 | 257782.0397 | 31774.796 | 114388.3505 | Distributed from 923 Generation And Fuel | 1931
13462 | 2022 | MO | Osage Dam | 2106 | 7 |  | OP | HY | WAT | 21.5 | 0.297 | 55983.416 | 201538.6853 | 24842.113 | 89430.8914 | Distributed from 923 Generation And Fuel | 1953
13463 | 2022 | MO | Osage Dam | 2106 | 8 |  | OP | HY | WAT | 21.5 | 0.297 | 55983.416 | 201538.6853 | 24842.113 | 89430.8914 | Distributed from 923 Generation And Fuel | 1953
13464 | 2022 | MO | Osborn Wind Energy | 60672 | GEN1 |  | OP | WT | WND | 200.9 | 0.442 | 778279 | 2801781.9857 | 242864 | 874303.4056 | Distributed from 923 Generation And Fuel | 2016
13465 | 2022 | MO | Overall Road Station | 56600 | EP11 |  | SB | IC | DFO | 2 | 0 | 7.75 | 27.8998 | 2.5 | 8.9999 | Distributed from 923 Generation And Fuel | 2003
13466 | 2022 | MO | Overall Road Station | 56600 | EP12 |  | SB | IC | DFO | 2 | 0 | 7.75 | 27.8998 | 2.5 | 8.9999 | Distributed from 923 Generation And Fuel | 2003
13467 | 2022 | MO | Overall Road Station | 56600 | EP13 |  | SB | IC | DFO | 2 | 0 | 7.75 | 27.8998 | 2.5 | 8.9999 | Distributed from 923 Generation And Fuel | 2003
13468 | 2022 | MO | Overall Road Station | 56600 | EP14 |  | SB | IC | DFO | 2 | 0 | 7.75 | 27.8998 | 2.5 | 8.9999 | Distributed from 923 Generation And Fuel | 2003
13469 | 2022 | MO | Ozark Beach | 6280 | 5 |  | OP | HY | WAT | 4 | 0.405 | 14176.25 | 51034.0917 | 6290.5 | 22645.6188 | Distributed from 923 Generation And Fuel | 1931
13470 | 2022 | MO | Ozark Beach | 6280 | 6 |  | OP | HY | WAT | 4 | 0.405 | 14176.25 | 51034.0917 | 6290.5 | 22645.6188 | Distributed from 923 Generation And Fuel | 1931
13471 | 2022 | MO | Ozark Beach | 6280 | 7 |  | OP | HY | WAT | 4 | 0.405 | 14176.25 | 51034.0917 | 6290.5 | 22645.6188 | Distributed from 923 Generation And Fuel | 1931
13472 | 2022 | MO | Ozark Beach | 6280 | 8 |  | OP | HY | WAT | 4 | 0.405 | 14176.25 | 51034.0917 | 6290.5 | 22645.6188 | Distributed from 923 Generation And Fuel | 1931
13473 | 2022 | MO | Peno Creek | 7964 | GT1 |  | OP | GT | NG | 60 | 0.064 | 33805.75 | 121699.7264 | 28410.75 | 102277.8818 | Distributed from 923 Generation And Fuel | 2002
13474 | 2022 | MO | Peno Creek | 7964 | GT2 |  | OP | GT | NG | 60 | 0.064 | 33805.75 | 121699.7264 | 28410.75 | 102277.8818 | Distributed from 923 Generation And Fuel | 2002
13475 | 2022 | MO | Peno Creek | 7964 | GT3 |  | OP | GT | NG | 60 | 0.064 | 33805.75 | 121699.7264 | 28410.75 | 102277.8818 | Distributed from 923 Generation And Fuel | 2002
13476 | 2022 | MO | Peno Creek | 7964 | GT4 |  | OP | GT | NG | 60 | 0.064 | 33805.75 | 121699.7264 | 28410.75 | 102277.8818 | Distributed from 923 Generation And Fuel | 2002
13477 | 2022 | MO | Poplar Bluff Generating Station | 7392 | 1 |  | OP | IC | NG | 7 | 0.004 | 226.422 | 815.1127 | 122.551 | 441.1801 | Distributed from 923 Generation And Fuel | 1976
13478 | 2022 | MO | Poplar Bluff Generating Station | 7392 | 2 |  | OP | IC | NG | 7 | 0.004 | 226.422 | 815.1127 | 122.551 | 441.1801 | Distributed from 923 Generation And Fuel | 1976
13479 | 2022 | MO | Poplar Bluff Generating Station | 7392 | 3 |  | OP | IC | DFO | 6.7 | 0.004 | 216.718 | 780.1786 | 117.299 | 422.273 | Distributed from 923 Generation And Fuel | 2002
13480 | 2022 | MO | Poplar Bluff Generating Station | 7392 | 4 |  | OA | IC | NG | 6.7 | 0.004 | 216.718 | 780.1786 | 117.299 | 422.273 | Distributed from 923 Generation And Fuel | 2002
13481 | 2022 | MO | Poplar Bluff Generating Station | 7392 | 5 |  | OP | IC | NG | 6.7 | 0.004 | 216.718 | 780.1786 | 117.299 | 422.273 | Distributed from 923 Generation And Fuel | 2002
13482 | 2022 | MO | Prosperity Solar Farm CSG | 64225 | PROS1 |  | OP | PV | SUN | 2.3 | 0.159 | 3200 | 11519.9078 | 1582 | 5695.1544 | Distributed from 923 Generation And Fuel | 2021
13483 | 2022 | MO | Ralph Green | 2092 | 3 |  | OP | GT | NG | 85 | 0.033 | 24784 | 89221.6862 | 13996 | 50385.1969 | Distributed from 923 Generation And Fuel | 1981
13484 | 2022 | MO | Renewable Energy Center at BJH | 64288 | RECBJ |  | OP | PV | SUN | 1.6 | 0.122 | 1707 | 6145.1508 | 844 | 3038.3757 | Distributed from 923 Generation And Fuel | 2019
13485 | 2022 | MO | Rock Creek Wind Project | 60655 | WT1 |  | OP | WT | WND | 300 | 0.421 | 1107685 | 3987634.0989 | 378801 | 1363672.6906 | Distributed from 923 Generation And Fuel | 2017
13486 | 2022 | MO | Rolla Solar Farm (MO) | 60705 | RSF1 |  | OP | PV | SUN | 2.8 | 0.173 | 4237 | 15253.078 | 2095 | 7541.9397 | Distributed from 923 Generation And Fuel | 2016
13487 | 2022 | MO | Rush Island | 6155 | 1 | 1 | OP | ST | SUB | 621 | 0.467 | 2537893 | 9136341.7093 | 814105 | 2930754.554 | EIA-923 Generator File | 1976 | 2025
13488 | 2022 | MO | Rush Island | 6155 | 2 | 1 | OP | ST | SUB | 621 | 0.442 | 2404922 | 8657649.9388 | 841712 | 3030138.9589 | EIA-923 Generator File | 1977 | 2025
13489 | 2022 | MO | Salisbury City of | 7400 | 1 |  | OP | IC | DFO | 1 | 0 | 0 | 0 | 0 | 0 | Distributed from 923 Generation And Fuel | 1983
13490 | 2022 | MO | Salisbury City of | 7400 | 2 |  | OP | IC | DFO | 1 | 0 | 0 | 0 | 0 | 0 | Distributed from 923 Generation And Fuel | 1983
13491 | 2022 | MO | Salisbury City of | 7400 | 3 |  | OP | IC | DFO | 2.2 | 0 | 0 | 0 | 0 | 0 | Distributed from 923 Generation And Fuel | 1986
13492 | 2022 | MO | Salisbury City of | 7400 | 4 |  | OP | IC | DFO | 2.2 | 0 | 0 | 0 | 0 | 0 | Distributed from 923 Generation And Fuel | 1986
13493 | 2022 | MO | Shelbina Power #1 | 7405 | G1 |  | OP | IC | DFO | 3 | 0 | 10.435 | 37.5657 | 3.261 | 11.7395 | Distributed from 923 Generation And Fuel | 1981
13494 | 2022 | MO | Shelbina Power #1 | 7405 | G2 |  | OP | IC | DFO | 1.6 | 0 | 5.565 | 20.0338 | 1.739 | 6.2603 | Distributed from 923 Generation And Fuel | 1989
13495 | 2022 | MO | Shelbina Power #2 | 7406 | G3 |  | OP | IC | DFO | 1.6 | 0.001 | 16 | 57.5995 | 5.333 | 19.1986 | Distributed from 923 Generation And Fuel | 1992
13496 | 2022 | MO | Shelbina Power #2 | 7406 | G4 |  | OP | IC | DFO | 1.6 | 0.001 | 16 | 57.5995 | 5.333 | 19.1986 | Distributed from 923 Generation And Fuel | 1992
13497 | 2022 | MO | Shelbina Power #2 | 7406 | G5 |  | OP | IC | DFO | 1.6 | 0.001 | 16 | 57.5995 | 5.333 | 19.1986 | Distributed from 923 Generation And Fuel | 1992
13498 | 2022 | MO | Shelbina Power #2 | 7406 | G6 |  | OP | IC | DFO | 1.8 | 0.001 | 18 | 64.7995 | 6 | 21.5998 | Distributed from 923 Generation And Fuel | 1999
13499 | 2022 | MO | Shelbina Power #3 | 7860 | G7 |  | OP | IC | DFO | 1.8 | 0 | 4 | 14.3999 | 1.5 | 5.4 | Distributed from 923 Generation And Fuel | 2002
13500 | 2022 | MO | Shelbina Power #3 | 7860 | G8 |  | OP | IC | DFO | 1.8 | 0 | 4 | 14.3999 | 1.5 | 5.4 | Distributed from 923 Generation And Fuel | 2002
13501 | 2022 | MO | Sikeston Power Station | 6768 | 1 | 1 | OP | ST | SUB | 261 | 0.668 | 1526765 | 5496310.0295 | 630176 | 2268615.4511 | EIA-923 Generator File | 1981
13502 | 2022 | MO | Sioux | 2107 | 1 | 1 | OP | ST | SUB | 549.7 | 0.332 | 1597026 | 5749247.606 | 710837 | 2558992.7281 | EIA-923 Generator File | 1967 | 2028
13503 | 2022 | MO | Sioux | 2107 | 2 | 1 | OP | ST | SUB | 549.7 | 0.43 | 2068817 | 7447681.6185 | 797859 | 2872269.4218 | EIA-923 Generator File | 1968 | 2028
13504 | 2022 | MO | South Harper | 56151 | GT1 |  | OP | GT | NG | 117 | 0.07 | 72198 | 259910.7207 | 50063.333 | 180226.557 | Distributed from 923 Generation And Fuel | 2005
13505 | 2022 | MO | South Harper | 56151 | GT2 |  | OP | GT | NG | 117 | 0.07 | 72198 | 259910.7207 | 50063.333 | 180226.557 | Distributed from 923 Generation And Fuel | 2005
13506 | 2022 | MO | South Harper | 56151 | GT3 |  | OP | GT | NG | 117 | 0.07 | 72198 | 259910.7207 | 50063.333 | 180226.557 | Distributed from 923 Generation And Fuel | 2005
13507 | 2022 | MO | Southwestern Bell Telephone | 54858 | E/G1 |  | SB | IC | DFO | 2 | 0.002 | 33.256 | 119.7206 | 31.628 | 113.8599 | Distributed from 923 Generation And Fuel | 1992
13508 | 2022 | MO | Southwestern Bell Telephone | 54858 | E/G2 |  | SB | IC | DFO | 2 | 0.002 | 33.256 | 119.7206 | 31.628 | 113.8599 | Distributed from 923 Generation And Fuel | 1992
13509 | 2022 | MO | Southwestern Bell Telephone | 54858 | E/G3 |  | SB | IC | DFO | 2 | 0.002 | 33.256 | 119.7206 | 31.628 | 113.8599 | Distributed from 923 Generation And Fuel | 1992
13510 | 2022 | MO | Southwestern Bell Telephone | 54858 | E/G4 |  | SB | IC | DFO | 2.8 | 0.002 | 46.558 | 167.6075 | 44.279 | 159.4031 | Distributed from 923 Generation And Fuel | 2005
13511 | 2022 | MO | Southwestern Bell Telephone | 54858 | E/G5 |  | SB | IC | DFO | 2.8 | 0.002 | 46.558 | 167.6075 | 44.279 | 159.4031 | Distributed from 923 Generation And Fuel | 2008
13512 | 2022 | MO | Southwestern Bell Telephone | 54858 | E/G6 |  | SB | IC | DFO | 2.8 | 0.002 | 46.558 | 167.6075 | 44.279 | 159.4031 | Distributed from 923 Generation And Fuel | 2011
13513 | 2022 | MO | Southwestern Bell Telephone | 54858 | E/G7 |  | SB | IC | DFO | 2.8 | 0.002 | 46.558 | 167.6075 | 44.279 | 159.4031 | Distributed from 923 Generation And Fuel | 2011
13514 | 2022 | MO | Springfield Solar 1 LLC | 59110 | 1 |  | OP | PV | SUN | 4.9 | 0.193 | 8296 | 29865.3611 | 4032 | 14515.0839 | Distributed from 923 Generation And Fuel | 2014
13515 | 2022 | MO | St Francis Energy Facility | 7604 | 1 | 1 | OP | CS | NG | 253.3 | 0.284 | 629316 | 2265519.4758 | 379447 | 1365998.272 | EIA-923 Generator File | 1999
13516 | 2022 | MO | St Francis Energy Facility | 7604 | 2 | 1 | OP | CS | NG | 253.3 | 0.29 | 644127 | 2318838.6493 | 320813 | 1154917.5607 | EIA-923 Generator File | 2001
13517 | 2022 | MO | St Joseph Landfill Generating Station | 58024 | UNIT1 |  | OP | IC | LFG | 1.6 | 0.633 | 8867 | 31920.9446 | 3959 | 14252.286 | Distributed from 923 Generation And Fuel | 2011
13518 | 2022 | MO | Stanberry | 8110 | 1 |  | SB | IC | NG | 1.1 | 0 | 0 | 0 | 0 | 0 | Distributed from 923 Generation And Fuel | 1963
13519 | 2022 | MO | Stanberry | 8110 | 2 |  | SB | IC | NG | 1.1 | 0 | 0 | 0 | 0 | 0 | Distributed from 923 Generation And Fuel | 1967
13520 | 2022 | MO | Stanberry | 8110 | IC5 |  | SB | IC | DFO | 0.3 | 0 | 0 | 0 | 0 | 0 | Distributed from 923 Generation And Fuel | 1958
13521 | 2022 | MO | Stanberry | 8110 | IC6 |  | SB | IC | NG | 1.8 | 0 | 0 | 0 | 0 | 0 | Distributed from 923 Generation And Fuel | 1979
13522 | 2022 | MO | State Line Combined Cycle | 7296 | 1 |  | OP | GT | NG | 123 | 0.116 | 124475 | 448106.4151 | 79142 | 284908.9207 | Distributed from 923 Generation And Fuel | 1995
13523 | 2022 | MO | State Line Combined Cycle | 7296 | 2-1 |  | OP | CT | NG | 181 | 0.419 | 663681 | 2389232.4861 | 314746 | 1133076.5354 | EIA-923 Generator File | 2001
13524 | 2022 | MO | State Line Combined Cycle | 7296 | 2-2 |  | OP | CT | NG | 180 | 0.464 | 732076 | 2635452.5164 | 390008 | 1404017.5679 | EIA-923 Generator File | 1997
13525 | 2022 | MO | State Line Combined Cycle | 7296 | 2-3 | 2 | OP | CA | NG | 206.5 | 0.47 | 850451 | 3061599.1072 | 437274 | 1574173.8066 | EIA-923 Generator File | 2001
13526 | 2022 | MO | Station H | 2135 | 1 |  | OP | GT | NG | 19 | 0.006 | 978.279 | 3521.7762 | 540.837 | 1946.9976 | Distributed from 923 Generation And Fuel | 1972
13527 | 2022 | MO | Station H | 2135 | 2 |  | OP | GT | NG | 24 | 0.006 | 1235.721 | 4448.56 | 683.163 | 2459.3671 | Distributed from 923 Generation And Fuel | 1974
13528 | 2022 | MO | Station I | 2136 | 1 |  | OP | GT | DFO | 19 | 0.008 | 1294 | 4658.3627 | 430 | 1547.9876 | Distributed from 923 Generation And Fuel | 1972
13529 | 2022 | MO | Station I | 2136 | 2 |  | OP | GT | DFO | 19 | 0.008 | 1294 | 4658.3627 | 430 | 1547.9876 | Distributed from 923 Generation And Fuel | 1972
13530 | 2022 | MO | Stockton Hydro | 2124 | 1 |  | OP | HY | WAT | 52 | 0.164 | 74486 | 268147.4548 | 33052 | 118986.2481 | Distributed from 923 Generation And Fuel | 1973
13531 | 2022 | MO | Sub 2 Generating Station | 56126 | 1 |  | SB | IC | DFO | 1.8 | 0 | 0 | 0 | 0 | 0 | Distributed from 923 Generation And Fuel | 2004
13532 | 2022 | MO | Sub 2 Generating Station | 56126 | 2 |  | SB | IC | DFO | 1.8 | 0 | 0 | 0 | 0 | 0 | Distributed from 923 Generation And Fuel | 2004
13533 | 2022 | MO | Sub 3 Generating Station | 56128 | 1 |  | SB | IC | DFO | 1.8 | 0 | 0 | 0 | 0 | 0 | Distributed from 923 Generation And Fuel | 2003
13534 | 2022 | MO | Sub 3 Generating Station | 56128 | 2 |  | SB | IC | DFO | 1.8 | 0 | 0 | 0 | 0 | 0 | Distributed from 923 Generation And Fuel | 2003
13535 | 2022 | MO | Sub 3 Generating Station | 56128 | 3 |  | SB | IC | DFO | 1.8 | 0 | 0 | 0 | 0 | 0 | Distributed from 923 Generation And Fuel | 2003
13536 | 2022 | MO | Sub 3 Generating Station | 56128 | 4 |  | SB | IC | DFO | 1.8 | 0 | 0 | 0 | 0 | 0 | Distributed from 923 Generation And Fuel | 2003
13537 | 2022 | MO | Table Rock | 2166 | 1 |  | OP | HY | WAT | 50 | 0.363 | 159145.5 | 572919.2166 | 70619.25 | 254227.2662 | Distributed from 923 Generation And Fuel | 1959
13538 | 2022 | MO | Table Rock | 2166 | 2 |  | OP | HY | WAT | 50 | 0.363 | 159145.5 | 572919.2166 | 70619.25 | 254227.2662 | Distributed from 923 Generation And Fuel | 1959
13539 | 2022 | MO | Table Rock | 2166 | 3 |  | OP | HY | WAT | 50 | 0.363 | 159145.5 | 572919.2166 | 70619.25 | 254227.2662 | Distributed from 923 Generation And Fuel | 1961
13540 | 2022 | MO | Table Rock | 2166 | 4 |  | OP | HY | WAT | 50 | 0.363 | 159145.5 | 572919.2166 | 70619.25 | 254227.2662 | Distributed from 923 Generation And Fuel | 1961
13541 | 2022 | MO | Taum Sauk | 2108 | 1 |  | OP | PS | WAT | 204 | -0.041 | -73932.5 | -266154.8708 | -48194.5 | -173498.812 | Distributed from 923 Generation And Fuel | 1963
13542 | 2022 | MO | Taum Sauk | 2108 | 2 |  | OP | PS | WAT | 204 | -0.041 | -73932.5 | -266154.8708 | -48194.5 | -173498.812 | Distributed from 923 Generation And Fuel | 1963
13543 | 2022 | MO | Thomas Hill | 2168 | 1 | 1 | OP | ST | RC | 171.7 | 0.745 | 1120621 | 4034203.3264 | 439376 | 1581740.9461 | EIA-923 Generator File | 1966
13544 | 2022 | MO | Thomas Hill | 2168 | 2 | 1 | OP | ST | RC | 272 | 0.855 | 2037634 | 7335423.7166 | 772584 | 2781280.1498 | EIA-923 Generator File | 1969
13545 | 2022 | MO | Thomas Hill | 2168 | 3 | 1 | OP | ST | RC | 738 | 0.609 | 3938271 | 14177662.1787 | 757467 | 2726859.3851 | EIA-923 Generator File | 1982
13546 | 2022 | MO | Trenton North | 698 | 1 |  | OP | IC | DFO | 2.7 | 0.001 | 16.8 | 60.4795 | 5.6 | 20.1598 | Distributed from 923 Generation And Fuel | 1974
13547 | 2022 | MO | Trenton North | 698 | 2 |  | OP | IC | DFO | 2.7 | 0.001 | 16.8 | 60.4795 | 5.6 | 20.1598 | Distributed from 923 Generation And Fuel | 1974
13548 | 2022 | MO | Trenton North | 698 | 3 |  | OP | IC | DFO | 2.7 | 0.001 | 16.8 | 60.4795 | 5.6 | 20.1598 | Distributed from 923 Generation And Fuel | 1974
13549 | 2022 | MO | Trenton North | 698 | 4 |  | OP | IC | DFO | 2.7 | 0.001 | 16.8 | 60.4795 | 5.6 | 20.1598 | Distributed from 923 Generation And Fuel | 1974
13550 | 2022 | MO | Trenton North | 698 | 5 |  | OP | IC | DFO | 2.7 | 0.001 | 16.8 | 60.4795 | 5.6 | 20.1598 | Distributed from 923 Generation And Fuel | 1975
13551 | 2022 | MO | Trenton Solar Farm (MO) | 60704 | TSF1 |  | OP | PV | SUN | 2.8 | 0.186 | 4554 | 16394.2688 | 2252 | 8107.1351 | Distributed from 923 Generation And Fuel | 2015
13552 | 2022 | MO | Trenton South | 7935 | 1 |  | OP | IC | DFO | 2 | 0.001 | 19.429 | 69.9438 | 6.429 | 23.1442 | Distributed from 923 Generation And Fuel | 2000
13553 | 2022 | MO | Trenton South | 7935 | 2 |  | OP | IC | DFO | 2 | 0.001 | 19.429 | 69.9438 | 6.429 | 23.1442 | Distributed from 923 Generation And Fuel | 2000
13554 | 2022 | MO | Trenton South | 7935 | 3 |  | OP | IC | DFO | 2 | 0.001 | 19.429 | 69.9438 | 6.429 | 23.1442 | Distributed from 923 Generation And Fuel | 2000
13555 | 2022 | MO | Trenton South | 7935 | 4 |  | OP | IC | DFO | 2 | 0.001 | 19.429 | 69.9438 | 6.429 | 23.1442 | Distributed from 923 Generation And Fuel | 2000
13556 | 2022 | MO | Trenton South | 7935 | 5 |  | OP | IC | DFO | 2 | 0.001 | 19.429 | 69.9438 | 6.429 | 23.1442 | Distributed from 923 Generation And Fuel | 2004
13557 | 2022 | MO | Trenton South | 7935 | 6 |  | OP | IC | DFO | 2 | 0.001 | 19.429 | 69.9438 | 6.429 | 23.1442 | Distributed from 923 Generation And Fuel | 2004
13558 | 2022 | MO | Trenton South | 7935 | 7 |  | OP | IC | DFO | 2 | 0.001 | 19.429 | 69.9438 | 6.429 | 23.1442 | Distributed from 923 Generation And Fuel | 2004
13559 | 2022 | MO | Trigen St. Louis | 56309 | CT-1 | 2 | OP | CS | NG | 7.8 | 0.192 | 13127 | 47256.8219 | 9677 | 34836.9213 | EIA-923 Generator File | 1999
13560 | 2022 | MO | Trigen St. Louis | 56309 | CT-2 | 2 | OP | CS | NG | 7.8 | 0.317 | 21678 | 78040.1757 | 13053 | 46990.4241 | EIA-923 Generator File | 1999
13561 | 2022 | MO | Trigen St. Louis | 56309 | IC-1 |  | OP | IC | DFO | 1.2 | 0 | 0 | 0 | 0 | 0 | Distributed from 923 Generation And Fuel | 1999
13562 | 2022 | MO | Trigen St. Louis | 56309 | ST-3 | 2 | OP | CA | NG | 18.2 | 0.003 | 544 | 1958.3843 | 544 | 1958.3843 | EIA-923 Generator File | 2000
13563 | 2022 | MO | Trigen St. Louis | 56309 | ST-4 | 2 | OP | ST | NG | 1.5 | 0.011 | 142 | 511.1959 | 142 | 511.1959 | EIA-923 Generator File | 1999
13564 | 2022 | MO | Trigen St. Louis | 56309 | ST-5 | 2 | OP | ST | NG | 1.5 | 0.232 | 3054 | 10994.312 | 1218 | 4384.7649 | EIA-923 Generator File | 1999
13565 | 2022 | MO | Truman Solar | 65230 | TMS |  | OP | PV | SUN | 10 | 0.266 | 23293 | 83854.1292 | 11519 | 41468.0683 | Distributed from 923 Generation And Fuel | 2021
13566 | 2022 | MO | Unionville | 6563 | 1 |  | OS | GT | DFO | 26.6 |  | GENYRONL: 1976
13567 | 2022 | MO | Unionville | 6563 | 2 |  | OS | GT | DFO | 26.6 |  | GENYRONL: 1976
13568 | 2022 | MO | Unionville City of | 2164 | 1 |  | OP | IC | DFO | 0.8 | 0 | 0.092 | 0.3312 | 0 | 0 | Distributed from 923 Generation And Fuel | 1970
13569 | 2022 | MO | Unionville City of | 2164 | 2 |  | OP | IC | DFO | 1.7 | 0 | 0.195 | 0.70199 | 0 | 0 | Distributed from 923 Generation And Fuel | 1975
13570 | 2022 | MO | Unionville City of | 2164 | 3 |  | OP | IC | DFO | 0.2 | 0 | 0.023 | 0.082799 | 0 | 0 | Distributed from 923 Generation And Fuel | 1935
13571 | 2022 | MO | Unionville City of | 2164 | 4 |  | OP | IC | DFO | 1 | 0 | 0.115 | 0.414 | 0 | 0 | Distributed from 923 Generation And Fuel | 1970
13572 | 2022 | MO | Unionville City of | 2164 | 5 |  | OP | IC | DFO | 0.3 | 0 | 0.034 | 0.1224 | 0 | 0 | Distributed from 923 Generation And Fuel | 1955
13573 | 2022 | MO | Unionville City of | 2164 | 6 |  | OP | IC | DFO | 0.3 | 0 | 0.034 | 0.1224 | 0 | 0 | Distributed from 923 Generation And Fuel | 1955
13574 | 2022 | MO | Unionville City of | 2164 | 7 |  | OP | IC | DFO | 1.1 | 0 | 0.126 | 0.4536 | 0 | 0 | Distributed from 923 Generation And Fuel | 1962
13575 | 2022 | MO | Unionville City of | 2164 | 8 |  | OP | IC | DFO | 1.3 | 0 | 0.149 | 0.5364 | 0 | 0 | Distributed from 923 Generation And Fuel | 1967
13576 | 2022 | MO | Unionville City of | 2164 | 9 |  | OP | IC | DFO | 2 | 0 | 0.23 | 0.82799 | 0 | 0 | Distributed from 923 Generation And Fuel | 1994
13577 | 2022 | MO | Walton Street Substation | 56598 | EP07 |  | SB | IC | DFO | 2 | 0 | 1 | 3.6 | 0 | 0 | Distributed from 923 Generation And Fuel | 2003
13578 | 2022 | MO | Waynesville Solar Farm (MO) | 60706 | WSF1 |  | OP | PV | SUN | 2.8 | 0.176 | 4306 | 15501.476 | 2129 | 7664.3387 | Distributed from 923 Generation And Fuel | 2016
13579 | 2022 | MO | West Plains Solar I | 64982 | WPS1 |  | OP | PV | SUN | 8 | 0.205 | 14339 | 51619.987 | 8240 | 29663.7627 | Distributed from 923 Generation And Fuel | 2022
13580 | 2022 | MO | White Cloud Wind Project, LLC | 62624 | WTCWF |  | OP | WT | WND | 236.5 | 0.442 | 916185 | 3298239.6141 | 295662 | 1064374.685 | Distributed from 923 Generation And Fuel | 2020
13581 | 2022 | MS | Attala | 55220 | A01 |  | OP | CT | NG | 176.6 | 0.714 | 1104821 | 3977323.7814 | 497328 | 1790366.4771 | EIA-923 Generator File | 2001
13582 | 2022 | MS | Attala | 55220 | A02 |  | OP | CT | NG | 176.6 | 0.707 | 1093512 | 3936611.7071 | 492237 | 1772039.0237 | EIA-923 Generator File | 2001
13583 | 2022 | MS | Attala | 55220 | A03 | 2 | OP | CA | NG | 198.1 | 0.662 | 1148065 | 4133000.936 | 516794 | 1860443.5165 | EIA-923 Generator File | 2001
13584 | 2022 | MS | Batesville Generation Facility | 55063 | CTG1 |  | OP | CT | NG | 184.5 | 0.54 | 873479 | 3144499.244 | 292865 | 1054305.5656 | EIA-923 Generator File | 2000
13585 | 2022 | MS | Batesville Generation Facility | 55063 | CTG2 |  | OP | CT | NG | 184.5 | 0.343 | 554540 | 1996328.0294 | 320643 | 1154305.5656 | EIA-923 Generator File | 2000
13586 | 2022 | MS | Batesville Generation Facility | 55063 | CTG3 |  | OP | CT | NG | 184.5 | 0.682 | 1101936 | 3966937.8645 | 355857 | 1281074.9514 | EIA-923 Generator File | 2000
13587 | 2022 | MS | Batesville Generation Facility | 55063 | STG1 | 1 | OP | CA | NG | 112.5 | 0.547 | 539147 | 1940913.6727 | 189358 | 681683.3465 | EIA-923 Generator File | 2000
13588 | 2022 | MS | Batesville Generation Facility | 55063 | STG2 | 1 | OP | CA | NG | 112.5 | 0.338 | 332653 | 1197541.2197 | 199344 | 717632.6589 | EIA-923 Generator File | 2000
13589 | 2022 | MS | Batesville Generation Facility | 55063 | STG3 | 1 | OP | CA | NG | 112.5 | 0.681 | 670944 | 2415379.077 | 227399 | 818629.851 | EIA-923 Generator File | 2000
13590 | 2022 | MS | Baxter Wilson | 2050 | 1 | 1 | SB | ST | NG | 544.6 | 0.065 | 308819 | 1111739.5061 | 51535 | 185524.5158 | EIA-923 Generator File | 1967
13591 | 2022 | MS | Benndale | 2068 | BENU1 |  | OP | IC | NG | 14.2 | 0.276 | 34287.5 | 123434.0125 | 16020.5 | 57673.3386 | Distributed from 923 Generation And Fuel | 2020
13592 | 2022 | MS | Benndale | 2068 | BENU2 |  | OP | IC | NG | 14.2 | 0.276 | 34287.5 | 123434.0125 | 16020.5 | 57673.3386 | Distributed from 923 Generation And Fuel | 2020
13593 | 2022 | MS | Caledonia | 55197 | CTG1 |  | OP | CT | NG | 161 | 0.969 | 1366139 | 4918061.0555 | 513740 | 1849449.2044 | EIA-923 Generator File | 2003
13594 | 2022 | MS | Caledonia | 55197 | CTG2 |  | OP | CT | NG | 161 | 0.532 | 750321 | 2701133.9909 | 477237 | 1718039.4557 | EIA-923 Generator File | 2003
13595 | 2022 | MS | Caledonia | 55197 | CTG3 |  | OP | CT | NG | 161 | 0.648 | 914073 | 3290636.4749 | 475899 | 1713222.6942 | EIA-923 Generator File | 2003
13596 | 2022 | MS | Caledonia | 55197 | STG1 | 1 | OP | CA | NG | 106 | 0.795 | 737975 | 2656688.7465 | 281009 | 1011624.307 | EIA-923 Generator File | 2003
13597 | 2022 | MS | Caledonia | 55197 | STG2 | 1 | OP | CA | NG | 106 | 0.436 | 404976 | 1457901.9368 | 256129 | 922057.0235 | EIA-923 Generator File | 2003
13598 | 2022 | MS | Caledonia | 55197 | STG3 | 1 | OP | CA | NG | 106 | 0.526 | 488875 | 1759935.9205 | 254333 | 915591.4753 | EIA-923 Generator File | 2003
13599 | 2022 | MS | CF Industries Yazoo City Complex | 10195 | EXIS |  | OP | GT | NG | 25 | 0.687 | 150494 | 541774.0658 | 63493 | 228572.9714 | Distributed from 923 Generation And Fuel | 1984
13600 | 2022 | MS | Chevron Oil | 2047 | 1 |  | OP | GT | NG | 16.6 | 0.677 | 98448.32 | 354411.1167 | 40955.851 | 147439.8841 | Distributed from 923 Generation And Fuel | 1967
13601 | 2022 | MS | Chevron Oil | 2047 | 2 |  | OP | GT | NG | 16.6 | 0.677 | 98448.32 | 354411.1167 | 40955.851 | 147439.8841 | Distributed from 923 Generation And Fuel | 1967
13602 | 2022 | MS | Chevron Oil | 2047 | 3 |  | OP | GT | NG | 18 | 0.677 | 106751.191 | 384301.2132 | 44409.959 | 159874.5734 | Distributed from 923 Generation And Fuel | 1971
13603 | 2022 | MS | Chevron Oil | 2047 | 4 |  | OP | GT | NG | 18 | 0.677 | 106751.191 | 384301.2132 | 44409.959 | 159874.5734 | Distributed from 923 Generation And Fuel | 1971
13604 | 2022 | MS | Chevron Oil | 2047 | 5 |  | OP | GT | NG | 101.3 | 0.677 | 600771.978 | 2162761.8187 | 249929.38 | 899738.5701 | Distributed from 923 Generation And Fuel | 1994
13605 | 2022 | MS | Choctaw County | 55706 | CTG1 |  | OP | CT | NG | 179 | 0.554 | 868676 | 3127208.5823 | 509713 | 1834952.1204 | EIA-923 Generator File | 2003
13606 | 2022 | MS | Choctaw County | 55706 | CTG2 |  | OP | CT | NG | 179 | 0.546 | 856915 | 3084869.321 | 482757 | 1737911.2967 | EIA-923 Generator File | 2003
13607 | 2022 | MS | Choctaw County | 55706 | CTG3 |  | OP | CT | NG | 179 | 0.3 | 469934 | 1691748.866 | 330383 | 1189369.285 | EIA-923 Generator File | 2003
13608 | 2022 | MS | Choctaw County | 55706 | STG1 | 3 | OP | CA | NG | 362 | 0.388 | 1230094 | 4428302.9736 | 776399 | 2795014.0399 | EIA-923 Generator File | 2003
13609 | 2022 | MS | Columbus MS | 50184 | TG1 | 1 | OP | ST | BLQ | 64 | 0.591 | 331407 | 1193055.6556 | 146435 | 527161.7827 | EIA-923 Generator File | 1990
13610 | 2022 | MS | Columbus MS | 50184 | TG2 | 1 | OP | ST | BLQ | 46 | 0.319 | 128653 | 463147.0948 | 59677 | 214835.4813 | EIA-923 Generator File | 1982
13611 | 2022 | MS | Columbus MS | 50184 | TG3 | 2 | OP | ST | BLQ | 14.6 | 0.45 | 57584 | 207300.7416 | 26779 | 96403.6288 | EIA-923 Generator File | 1982
13612 | 2022 | MS | Columbus MS | 50184 | TG4 | 2 | SB | ST | BLQ | 4 | 0 | 0 | 0 | 0 | 0 | EIA-923 Generator File | 1987
13613 | 2022 | MS | Crossroads Energy Center | 55395 | CT01 |  | OP | GT | NG | 76.6 | 0.073 | 48913.75 | 176088.0913 | 32962.25 | 118663.1507 | Distributed from 923 Generation And Fuel | 2002
13614 | 2022 | MS | Crossroads Energy Center | 55395 | CT02 |  | OP | GT | NG | 76.6 | 0.073 | 48913.75 | 176088.0913 | 32962.25 | 118663.1507 | Distributed from 923 Generation And Fuel | 2002
13615 | 2022 | MS | Crossroads Energy Center | 55395 | CT03 |  | OP | GT | NG | 76.6 | 0.073 | 48913.75 | 176088.0913 | 32962.25 | 118663.1507 | Distributed from 923 Generation And Fuel | 2002
13616 | 2022 | MS | Crossroads Energy Center | 55395 | CT04 |  | OP | GT | NG | 76.6 | 0.073 | 48913.75 | 176088.0913 | 32962.25 | 118663.1507 | Distributed from 923 Generation And Fuel | 2002
13617 | 2022 | MS | District 70 Transco Gas Pipe Line | 54744 | 001 |  | OS | ST | WH | 0.8 |  | GENYRONL: 1951
13618 | 2022 | MS | District 70 Transco Gas Pipe Line | 54744 | 002 |  | OS | ST | WH | 0.8 |  | GENYRONL: 1951
13619 | 2022 | MS | ERDC | 66592 | ERDC1 |  | OP | IC | NG | 0.4 | 0 | 0.25 | 0.89999 | 0.125 | 0.45 | Distributed from 923 Generation And Fuel | 2021
13620 | 2022 | MS | ERDC | 66592 | ERDC2 |  | OP | IC | NG | 0.4 | 0 | 0.25 | 0.89999 | 0.125 | 0.45 | Distributed from 923 Generation And Fuel | 2021
13621 | 2022 | MS | ERDC | 66592 | ERDC3 |  | OP | IC | NG | 0.4 | 0 | 0.25 | 0.89999 | 0.125 | 0.45 | Distributed from 923 Generation And Fuel | 2021
13622 | 2022 | MS | ERDC | 66592 | ERDC4 |  | OP | IC | NG | 0.4 | 0 | 0.25 | 0.89999 | 0.125 | 0.45 | Distributed from 923 Generation And Fuel | 2021
13623 | 2022 | MS | ERDC | 66592 | ERDC5 |  | OP | IC | NG | 0.4 | 0 | 0.25 | 0.89999 | 0.125 | 0.45 | Distributed from 923 Generation And Fuel | 2021
13624 | 2022 | MS | ERDC | 66592 | ERDC6 |  | OP | IC | NG | 0.4 | 0 | 0.25 | 0.89999 | 0.125 | 0.45 | Distributed from 923 Generation And Fuel | 2021
13625 | 2022 | MS | ERDC | 66592 | ERDC7 |  | OP | IC | NG | 0.4 | 0 | 0.25 | 0.89999 | 0.125 | 0.45 | Distributed from 923 Generation And Fuel | 2021
13626 | 2022 | MS | ERDC | 66592 | ERDC8 |  | OP | IC | NG | 0.4 | 0 | 0.25 | 0.89999 | 0.125 | 0.45 | Distributed from 923 Generation And Fuel | 2021
13627 | 2022 | MS | Ergon Refining Vicksburg | 54918 | TMO1 |  | OP | GT | NG | 4.8 | 0.922 | 38789 | 139639.2829 | 18124 | 65245.878 | Distributed from 923 Generation And Fuel | 1995
13628 | 2022 | MS | Georgia-Pacific Monticello Paper | 10610 | GEN1 | 4 | OP | ST | BLQ | 49.3 | 0.465 | 200657 | 722359.4211 | 82261 | 296137.2309 | EIA-923 Generator File | 1968
13629 | 2022 | MS | Georgia-Pacific Monticello Paper | 10610 | GEN2 | 4 | OP | ST | BLQ | 32.2 | 0.814 | 229646 | 826718.9862 | 101022 | 363676.2906 | EIA-923 Generator File | 1968
13630 | 2022 | MS | Georgia-Pacific Taylorsville Plywood | 61927 | CTG1 |  | OP | GT | NG | 7.2 | 0.84 | 52963 | 190665.2747 | 24747 | 89088.4873 | Distributed from 923 Generation And Fuel | 2018
13631 | 2022 | MS | Gerald Andrus | 8054 | 1 | 1 | OP | ST | NG | 781.4 | 0.11 | 755886 | 2721167.8307 | 481331 | 1732777.7378 | EIA-923 Generator File | 1975 | 2035
13632 | 2022 | MS | Grand Gulf | 6072 | 1 | 1 | OP | ST | NUC | 1440 | 0.682 | 8600330 | 30960940.3125 | 3740457 | 13465537.4757 | Distributed from 923 Generation And Fuel | 1985
13633 | 2022 | MS | Gulfport Naval Base CSG PV System | 61208 | PV1 |  | OP | PV | SUN | 3.5 | 0.189 | 5786 | 20829.4334 | 2841 | 10227.5182 | Distributed from 923 Generation And Fuel | 2017
13634 | 2022 | MS | Hattiesburg Solar Farm | 60552 | HATTI |  | OP | PV | SUN | 50 | 0.221 | 96849 | 348653.6108 | 44448 | 160011.5199 | Distributed from 923 Generation And Fuel | 2017
13635 | 2022 | MS | Hinds Energy Facility | 55218 | H01 |  | OP | CT | NG | 176.6 | 0.639 | 988118 | 3557196.3424 | 449158 | 1616955.8644 | EIA-923 Generator File | 2001
13636 | 2022 | MS | Hinds Energy Facility | 55218 | H02 |  | OP | CT | NG | 176.6 | 0.645 | 998061 | 3592990.8561 | 453677 | 1633224.1342 | EIA-923 Generator File | 2001
13637 | 2022 | MS | Hinds Energy Facility | 55218 | H03 | 2 | OP | CA | NG | 198.1 | 0.605 | 1050582 | 3782064.9435 | 477551 | 1719169.8466 | EIA-923 Generator File | 2001
13638 | 2022 | MS | Hinds Energy Facility | 55218 | H04BS |  | OP | GT | NG | 49.1 | 0.077 | 32910 | 118475.0522 | 29569 | 106447.5484 | Distributed from 923 Generation And Fuel | 2020
13639 | 2022 | MS | International Paper Vicksburg Mill | 54100 | GEN1 | 2 | OP | ST | BLQ | 2.5 | 0 | 0 | 0 | 0 | 0 | EIA-923 Generator File | 1967
13640 | 2022 | MS | International Paper Vicksburg Mill | 54100 | GEN2 | 2 | OP | ST | BLQ | 48 | 0.416 | 174885 | 629580.9634 | 67805 | 244096.0472 | EIA-923 Generator File | 1967
13641 | 2022 | MS | Jack Watson | 2049 | 4 | 1 | OP | ST | NG | 299.2 | 0.331 | 868694 | 3127273.3818 | 498709 | 1795338.0373 | EIA-923 Generator File | 1968 | 2023
13642 | 2022 | MS | Jack Watson | 2049 | 5 | 1 | OP | ST | NG | 578 | 0.341 | 1724562 | 6208373.533 | 941782 | 3390388.0769 | EIA-923 Generator File | 1973
13643 | 2022 | MS | Jack Watson | 2049 | A |  | OP | GT | NG | 41.9 | 0.007 | 2526 | 9093.5273 | 982 | 3535.1717 | Distributed from 923 Generation And Fuel | 1970
13644 | 2022 | MS | Kemper County | 7960 | GT1 |  | OP | GT | NG | 93 | 0.014 | 11575.25 | 41670.5666 | 6774.5 | 24388.0049 | Distributed from 923 Generation And Fuel | 2002
13645 | 2022 | MS | Kemper County | 7960 | GT2 |  | OP | GT | NG | 93 | 0.014 | 11575.25 | 41670.5666 | 6774.5 | 24388.0049 | Distributed from 923 Generation And Fuel | 2002
13646 | 2022 | MS | Kemper County | 7960 | GT3 |  | OP | GT | NG | 93 | 0.014 | 11575.25 | 41670.5666 | 6774.5 | 24388.0049 | Distributed from 923 Generation And Fuel | 2002
13647 | 2022 | MS | Kemper County | 7960 | GT4 |  | OP | GT | NG | 93 | 0.014 | 11575.25 | 41670.5666 | 6774.5 | 24388.0049 | Distributed from 923 Generation And Fuel | 2002
13648 | 2022 | MS | L L Wilkins | 2059 | 6 | 1 | OP | CA | NG | 6 | 0 | 0 | 0 | 0 | 0 | EIA-923 Generator File | 1996
13649 | 2022 | MS | L L Wilkins | 2059 | 7 | 1 | OP | CT | NG | 7.5 | 0 | 0 | 0 | 0 | 0 | EIA-923 Generator File | 1961
13650 | 2022 | MS | L L Wilkins | 2059 | 8 |  | OP | CT | NG | 16.2 | 0.001 | 90 | 323.9974 | 90 | 323.9974 | EIA-923 Generator File | 1965
13651 | 2022 | MS | L L Wilkins | 2059 | 9 | 1 | OP | CS | NG | 25.5 | 0 | 69 | 248.398 | 69 | 248.398 | EIA-923 Generator File | 1971
13652 | 2022 | MS | Leaf River Cellulose LLC | 10233 | GEN1 | 2 | OP | ST | BLQ | 25.2 | 1.012 | 223302.4 | 803882.2089 | 90699.376 | 326515.1415 | EIA-923 Generator File | 1984
13653 | 2022 | MS | Leaf River Cellulose LLC | 10233 | GEN2 | 2 | OP | ST | BLQ | 25.2 | 0.917 | 202482.14 | 728929.8726 | 90502.513 | 325806.4403 | EIA-923 Generator File | 1984
13654 | 2022 | MS | Lineage MS | 65257 | LMS01 |  | OP | PV | SUN | 1.2 | 0.143 | 1503 | 5410.7567 | 738 | 2656.7787 | Distributed from 923 Generation And Fuel | 2021
13655 | 2022 | MS | Magnolia Power Plant | 55451 | CTG1 |  | OP | CT | NG | 178.5 | 0.6 | 937553 | 3375163.7987 | 515250 | 1854885.1609 | EIA-923 Generator File | 2003
13656 | 2022 | MS | Magnolia Power Plant | 55451 | CTG2 |  | OP | CT | NG | 178.5 | 0.597 | 933473 | 3360475.9162 | 478093 | 1721121.031 | EIA-923 Generator File | 2003
13657 | 2022 | MS | Magnolia Power Plant | 55451 | CTG3 |  | OP | CT | NG | 178.5 | 0.695 | 1085964 | 3909439.1245 | 502999 | 1810781.9137 | EIA-923 Generator File | 2003
13658 | 2022 | MS | Magnolia Power Plant | 55451 | STG1 | 1 | OP | CA | NG | 156 | 0.44 | 601861 | 2166682.2665 | 373470 | 1344481.2442 | EIA-923 Generator File | 2003
13659 | 2022 | MS | Magnolia Power Plant | 55451 | STG2 | 1 | OP | CA | NG | 156 | 0.594 | 811610 | 2921772.6258 | 409018 | 1472453.0204 | EIA-923 Generator File | 2003
13660 | 2022 | MS | Magnolia Power Plant | 55451 | STG3 | 1 | OP | CA | NG | 156 | 0.498 | 681189 | 2452260.7819 | 359901 | 1295633.2349 | EIA-923 Generator File | 2003
13661 | 2022 | MS | Meridian | 7719 | 1 |  | OP | IC | DFO | 1.8 | 0 | 0.4 | 1.44 | 0.2 | 0.71999 | Distributed from 923 Generation And Fuel | 1998
13662 | 2022 | MS | Meridian | 7719 | 2 |  | OP | IC | DFO | 1.8 | 0 | 0.4 | 1.44 | 0.2 | 0.71999 | Distributed from 923 Generation And Fuel | 1998
13663 | 2022 | MS | Meridian | 7719 | 3 |  | OP | IC | DFO | 1.8 | 0 | 0.4 | 1.44 | 0.2 | 0.71999 | Distributed from 923 Generation And Fuel | 1998
13664 | 2022 | MS | Meridian | 7719 | 4 |  | OP | IC | DFO | 1.8 | 0 | 0.4 | 1.44 | 0.2 | 0.71999 | Distributed from 923 Generation And Fuel | 1998
13665 | 2022 | MS | Meridian | 7719 | 5 |  | OP | IC | DFO | 1.8 | 0 | 0.4 | 1.44 | 0.2 | 0.71999 | Distributed from 923 Generation And Fuel | 1998
13666 | 2022 | MS | Meridian II | 62164 | MRDII |  | OP | PV | SUN | 5 | 0.186 | 8127 | 29256.9659 | 4093 | 14734.6821 | Distributed from 923 Generation And Fuel | 2019
13667 | 2022 | MS | Meridian III | 62163 | MRDII |  | OP | PV | SUN | 52.5 | 0.278 | 128014 | 460846.7132 | 63914 | 230088.5593 | Distributed from 923 Generation And Fuel | 2019
13668 | 2022 | MS | Mississippi Baptist Medical Center | 54203 | A |  | SB | GT | NG | 4.2 | 0 | 0 | 0 | 0 | 0 | Distributed from 923 Generation And Fuel | 1991
13669 | 2022 | MS | Moselle | 2070 | 1 | 2 | OP | CA | NG | 59 | 0.489 | 252631 | 909464.3243 | 102789 | 370037.4397 | EIA-923 Generator File | 1970
13670 | 2022 | MS | Moselle | 2070 | 2 | 2 | OP | CA | NG | 59 | 0.309 | 159696 | 574901.0008 | 91663 | 329984.1601 | EIA-923 Generator File | 1970
13671 | 2022 | MS | Moselle | 2070 | 3 | 1 | OP | ST | NG | 59 | 0.04 | 20582 | 74094.6072 | 15730 | 56627.547 | EIA-923 Generator File | 1970 | 2025
13672 | 2022 | MS | Moselle | 2070 | 4 |  | OP | GT | NG | 83 | 0.085 | 62025.676 | 223290.6473 | 34331.592 | 123592.7425 | Distributed from 923 Generation And Fuel | 1997
13673 | 2022 | MS | Moselle | 2070 | 5 |  | OP | GT | NG | 83.5 | 0.085 | 62399.324 | 224635.7693 | 34538.408 | 124337.2741 | Distributed from 923 Generation And Fuel | 2006
13674 | 2022 | MS | Moselle | 2070 | GTG1 |  | OP | CT | NG | 83.5 | 0.557 | 407753 | 1467899.0568 | 164199 | 591111.6711 | EIA-923 Generator File | 2012
13675 | 2022 | MS | Moselle | 2070 | GTG2 |  | OP | CT | NG | 83.5 | 0.352 | 257368 | 926517.3879 | 136600 | 491756.066 | EIA-923 Generator File | 2012
13676 | 2022 | MS | Prairie Bluff | 57408 | GEN1 |  | OP | IC | LFG | 1.6 | 0.665 | 9321 | 33555.3316 | 3885 | 13985.8881 | Distributed from 923 Generation And Fuel | 2012
13677 | 2022 | MS | Quantum Choctaw Power LLC | 55694 | CT1 |  | OP | CT | NG | 270 | 0.548 | 1296759 | 4668295.0536 | 586737 | 2112236.3021 | EIA-923 Generator File | 2006
13678 | 2022 | MS | Quantum Choctaw Power LLC | 55694 | CT2 |  | OP | CT | NG | 270 | 0.517 | 1222073 | 4399427.6046 | 550695 | 1982486.1401 | EIA-923 Generator File | 2006
13679 | 2022 | MS | Quantum Choctaw Power LLC | 55694 | ST1 | 2 | OP | CA | NG | 310.5 | 0.526 | 1430398 | 5149391.6049 | 663549 | 2388757.2899 | EIA-923 Generator File | 2006
13680 | 2022 | MS | R D Morrow Senior Generating Plant | 6061 |  |  | OP | CT | NG | 0
13681 | 2022 | MS | Ratcliffe | 57037 | 1A |  | OP | CT | NG | 235.5 | 0.635 | 1310018 | 4716027.0718 | 549521 | 1978259.7739 | EIA-923 Generator File | 2014
13682 | 2022 | MS | Ratcliffe | 57037 | 1B |  | OP | CT | NG | 235.5 | 0.66 | 1362415 | 4904654.7628 | 548489 | 1974544.6036 | EIA-923 Generator File | 2014
13683 | 2022 | MS | Ratcliffe | 57037 | 1C | 2 | OP | CA | NG | 369 | 0.481 | 1553739 | 5593415.6527 | 689599 | 2482536.5397 | EIA-923 Generator File | 2014
13684 | 2022 | MS | Red Hills Generating Facility | 55076 | RHGF | 2 | OP | ST | LIG | 513.7 | 0.648 | 2917579 | 10503200.3744 | 1272036 | 4579292.9657 | EIA-923 Generator File | 2001
13685 | 2022 | MS | Silver Creek | 7988 | 1 |  | OP | GT | NG | 83.5 | 0.038 | 27492.667 | 98972.8094 | 19911 | 71679.0266 | Distributed from 923 Generation And Fuel | 2003
13686 | 2022 | MS | Silver Creek | 7988 | 2 |  | OP | GT | NG | 83.5 | 0.038 | 27492.667 | 98972.8094 | 19911 | 71679.0266 | Distributed from 923 Generation And Fuel | 2004
13687 | 2022 | MS | Silver Creek | 7988 | 3 |  | OP | GT | NG | 83.5 | 0.038 | 27492.667 | 98972.8094 | 19911 | 71679.0266 | Distributed from 923 Generation And Fuel | 2005
13688 | 2022 | MS | SR Houston | 60853 | HOUST |  | OP | PV | SUN | 3.1 | 0.128 | 3478 | 12520.6998 | 1610 | 5795.9536 | Distributed from 923 Generation And Fuel | 2016
13689 | 2022 | MS | Sumrall I Solar Farm | 60306 | SUM1 |  | OP | PV | SUN | 52 | 0.248 | 112760 | 405932.7525 | 57333 | 206397.1488 | Distributed from 923 Generation And Fuel | 2017
13690 | 2022 | MS | Sumrall II Solar Farm | 60303 | SUM2 |  | OP | PV | SUN | 52 | 0.232 | 105588 | 380113.7591 | 51960 | 187054.5036 | Distributed from 923 Generation And Fuel | 2017
13691 | 2022 | MS | Sunflower County | 64081 | SUNFL |  | OP | PV | SUN | 100 | 0.048 | 41755 | 150316.7975 | 16767 | 60360.7171 | Distributed from 923 Generation And Fuel | 2022
13692 | 2022 | MS | Sweatt | 2048 | A |  | OP | GT | NG | 41.9 | 0.002 | 672 | 2419.1806 | 427 | 1537.1877 | Distributed from 923 Generation And Fuel | 1971
13693 | 2022 | MS | Sylvarena | 7989 | 1 |  | OP | GT | NG | 47 | 0.19 | 78275.333 | 281788.9445 | 43528.667 | 156701.9476 | Distributed from 923 Generation And Fuel | 2003
13694 | 2022 | MS | Sylvarena | 7989 | 2 |  | OP | GT | NG | 47 | 0.19 | 78275.333 | 281788.9445 | 43528.667 | 156701.9476 | Distributed from 923 Generation And Fuel | 2003
13695 | 2022 | MS | Sylvarena | 7989 | 3 |  | OP | GT | NG | 47 | 0.19 | 78275.333 | 281788.9445 | 43528.667 | 156701.9476 | Distributed from 923 Generation And Fuel | 2003
13696 | 2022 | MS | TVA Southaven Combined Cycle | 55269 | CTG1 |  | OP | CT | NG | 179.3 | 0.681 | 1069716 | 3850946.7924 | 443032 | 1594902.4408 | EIA-923 Generator File | 2003
13697 | 2022 | MS | TVA Southaven Combined Cycle | 55269 | CTG2 |  | OP | CT | NG | 179.3 | 0.679 | 1066141 | 3838076.8954 | 446348 | 1606839.9453 | EIA-923 Generator File | 2003
13698 | 2022 | MS | TVA Southaven Combined Cycle | 55269 | CTG3 |  | OP | CT | NG | 179.3 | 0.498 | 781935 | 2814943.4805 | 379504 | 1366203.4704 | EIA-923 Generator File | 2003
13699 | 2022 | MS | TVA Southaven Combined Cycle | 55269 | STG1 | 1 | OP | CA | NG | 122 | 0.589 | 629987 | 2267935.0565 | 313778 | 1129591.7633 | EIA-923 Generator File | 2003
13700 | 2022 | MS | TVA Southaven Combined Cycle | 55269 | STG2 | 1 | OP | CA | NG | 122 | 0.596 | 637126 | 2293635.2509 | 317638 | 1143487.6521 | EIA-923 Generator File | 2003
13701 | 2022 | MS | TVA Southaven Combined Cycle | 55269 | STG3 | 1 | OP | CA | NG | 122 | 0.456 | 487727 | 1755803.1536 | 279081 | 1004683.5625 | EIA-923 Generator File | 2003
13702 | 2022 | MS | Victor J Daniel Jr | 6073 | 1 | 1 | OP | ST | SUB | 548.3 | 0.251 | 1205921 | 4341280.8698 | 423869 | 1525916.1927 | EIA-923 Generator File | 1977 | 2027
13703 | 2022 | MS | Victor J Daniel Jr | 6073 | 2 | 1 | OP | ST | SUB | 548.3 | 0.321 | 1542140 | 5551659.5867 | 974402 | 3507819.1374 | EIA-923 Generator File | 1981 | 2027
13704 | 2022 | MS | Victor J Daniel Jr | 6073 | 3 |  | OP | CT | NG | 185.5 | 0.791 | 1285504 | 4627777.3778 | 487217 | 1753967.1683 | EIA-923 Generator File | 2001
13705 | 2022 | MS | Victor J Daniel Jr | 6073 | 3CT |  | OP | CT | NG | 185.5 | 0.781 | 1268421 | 4566279.0698 | 479420 | 1725898.1928 | EIA-923 Generator File | 2001
13706 | 2022 | MS | Victor J Daniel Jr | 6073 | 3ST | 2 | OP | CA | NG | 195.2 | 0.823 | 1407525 | 5067049.4636 | 537489 | 1934944.9204 | EIA-923 Generator File | 2001
13707 | 2022 | MS | Victor J Daniel Jr | 6073 | 4 |  | OP | CT | NG | 185.5 | 0.834 | 1355867 | 4881082.1513 | 652697 | 2349690.4025 | EIA-923 Generator File | 2001
13708 | 2022 | MS | Victor J Daniel Jr | 6073 | 4CT |  | OP | CT | NG | 185.5 | 0.861 | 1399756 | 5039081.2873 | 613503 | 2208593.1313 | EIA-923 Generator File | 2001
13709 | 2022 | MS | Victor J Daniel Jr | 6073 | 4ST | 2 | OP | CA | NG | 195.2 | 0.874 | 1494940 | 5381740.9461 | 690041 | 2484127.727 | EIA-923 Generator File | 2001
13710 | 2022 | MS | Yazoo | 2067 | 2 | 2 | SB | CA | NG | 5 | 0 | 0 | 0 | 0 | 0 | EIA-923 Generator File | 1945
13711 | 2022 | MS | Yazoo | 2067 | 3 | 2 | OP | CA | NG | 12.6 | 0 | 0 | 0 | 0 | 0 | EIA-923 Generator File | 1954
13712 | 2022 | MS | Yazoo | 2067 | GT1 |  | OP | CT | NG | 16.5 | 0 | 0 | 0 | 0 | 0 | EIA-923 Generator File | 1968
13713 | 2022 | MT | Basin Creek Plant | 55866 | 1 |  | OP | IC | NG | 6.1 | 0.293 | 15658.889 | 56371.5494 | 8555.333 | 30798.9524 | Distributed from 923 Generation And Fuel | 2006
13714 | 2022 | MT | Basin Creek Plant | 55866 | 2 |  | OP | IC | NG | 6.1 | 0.293 | 15658.889 | 56371.5494 | 8555.333 | 30798.9524 | Distributed from 923 Generation And Fuel | 2006
13715 | 2022 | MT | Basin Creek Plant | 55866 | 3 |  | OP | IC | NG | 6.1 | 0.293 | 15658.889 | 56371.5494 | 8555.333 | 30798.9524 | Distributed from 923 Generation And Fuel | 2006
13716 | 2022 | MT | Basin Creek Plant | 55866 | 4 |  | OP | IC | NG | 6.1 | 0.293 | 15658.889 | 56371.5494 | 8555.333 | 30798.9524 | Distributed from 923 Generation And Fuel | 2006
13717 | 2022 | MT | Basin Creek Plant | 55866 | 5 |  | OP | IC | NG | 6.1 | 0.293 | 15658.889 | 56371.5494 | 8555.333 | 30798.9524 | Distributed from 923 Generation And Fuel | 2006
13718 | 2022 | MT | Basin Creek Plant | 55866 | 6 |  | OP | IC | NG | 6.1 | 0.293 | 15658.889 | 56371.5494 | 8555.333 | 30798.9524 | Distributed from 923 Generation And Fuel | 2006
13719 | 2022 | MT | Basin Creek Plant | 55866 | 7 |  | OP | IC | NG | 6.1 | 0.293 | 15658.889 | 56371.5494 | 8555.333 | 30798.9524 | Distributed from 923 Generation And Fuel | 2006
13720 | 2022 | MT | Basin Creek Plant | 55866 | 8 |  | OP | IC | NG | 6.1 | 0.293 | 15658.889 | 56371.5494 | 8555.333 | 30798.9524 | Distributed from 923 Generation And Fuel | 2006
13721 | 2022 | MT | Basin Creek Plant | 55866 | 9 |  | OP | IC | NG | 6.1 | 0.293 | 15658.889 | 56371.5494 | 8555.333 | 30798.9524 | Distributed from 923 Generation And Fuel | 2006
13722 | 2022 | MT | Big Fork | 6459 | 1 |  | OP | HY | WAT | 1.7 | 0.733 | 10921.463 | 39316.9523 | 4956.122 | 17841.8965 | Distributed from 923 Generation And Fuel | 1927
13723 | 2022 | MT | Big Fork | 6459 | 2 |  | OP | HY | WAT | 1.7 | 0.733 | 10921.463 | 39316.9523 | 4956.122 | 17841.8965 | Distributed from 923 Generation And Fuel | 1928
13724 | 2022 | MT | Big Fork | 6459 | 3 |  | OP | HY | WAT | 0.7 | 0.733 | 4497.073 | 16189.3333 | 2040.756 | 7346.6628 | Distributed from 923 Generation And Fuel | 1910
13725 | 2022 | MT | Big Timber Wind Farm | 61155 | BT-MT |  | OP | WT | WND | 25 | 0.409 | 89477 | 322114.6231 | 27281 | 98210.8143 | Distributed from 923 Generation And Fuel | 2018
13726 | 2022 | MT | Black Eagle | 2181 | BLA1 |  | OP | HY | WAT | 7.8 | 0.467 | 31882.175 | 114774.9118 | 14467.7 | 52083.3033 | Distributed from 923 Generation And Fuel | 1927
13727 | 2022 | MT | Black Eagle | 2181 | BLA2 |  | OP | HY | WAT | 7.8 | 0.467 | 31882.175 | 114774.9118 | 14467.7 | 52083.3033 | Distributed from 923 Generation And Fuel | 1927
13728 | 2022 | MT | Black Eagle | 2181 | BLA3 |  | OA | HY | WAT | 8.4 | 0.467 | 34334.65 | 123603.7512 | 15580.6 | 56089.7113 | Distributed from 923 Generation And Fuel | 1927
13729 | 2022 | MT | Black Eagle Solar, LLC | 61336 | BESMT |  | OP | PV | SUN | 3 | 0.202 | 5306 | 19101.4472 | 3481 | 12531.4997 | Distributed from 923 Generation And Fuel | 2017
13730 | 2022 | MT | Broadwater Power Project | 54006 | GEN1 |  | OP | HY | WAT | 9.7 | 0.465 | 39480 | 142126.863 | 17915 | 64493.4841 | Distributed from 923 Generation And Fuel | 1989
13731 | 2022 | MT | Canyon Ferry | 6400 | 1 |  | OP | HY | WAT | 16.6 | 0.541 | 78634 | 283080.1354 | 35682.667 | 128456.5735 | Distributed from 923 Generation And Fuel | 1953
13732 | 2022 | MT | Canyon Ferry | 6400 | 2 |  | OP | HY | WAT | 16.6 | 0.541 | 78634 | 283080.1354 | 35682.667 | 128456.5735 | Distributed from 923 Generation And Fuel | 1954
13733 | 2022 | MT | Canyon Ferry | 6400 | 3 |  | OP | HY | WAT | 16.6 | 0.541 | 78634 | 283080.1354 | 35682.667 | 128456.5735 | Distributed from 923 Generation And Fuel | 1954
13734 | 2022 | MT | Clearwater Wind I | 65577 | CW1 |  | OP | WT | WND | 365.5 | 0.066 | 212170 | 763805.8896 | 0 | 0 | Distributed from 923 Generation And Fuel | 2022
13735 | 2022 | MT | Cochrane | 2182 | COC1 |  | OP | HY | WAT | 28.4 | 0.417 | 103730.06 | 373425.2286 | 47070.649 | 169452.9808 | Distributed from 923 Generation And Fuel | 1958
13736 | 2022 | MT | Cochrane | 2182 | COC2 |  | OA | HY | WAT | 32 | 0.417 | 116878.94 | 420760.8179 | 53037.351 | 190932.9361 | Distributed from 923 Generation And Fuel | 1958
13737 | 2022 | MT | Colstrip | 6076 | 3 | 1 | OP | ST | SUB | 823.7 | 0.736 | 5307745 | 19107729.1382 | 2202005 | 7927154.5828 | EIA-923 Generator File | 1984
13738 | 2022 | MT | Colstrip | 6076 | 4 | 1 | OP | ST | SUB | 823.7 | 0.77 | 5557810 | 20007955.9364 | 2121924 | 7638865.2891 | EIA-923 Generator File | 1986
13739 | 2022 | MT | Colstrip Energy LP | 10784 | GEN1 | 1 | OP | ST | WC | 46.1 | 0.722 | 291747 | 1050280.7978 | 99837 | 359410.3247 | EIA-923 Generator File | 1990
13740 | 2022 | MT | Culbertson Generation Station | 56606 | 01 |  | OP | GT | NG | 108.2 | 0.189 | 179031 | 644506.4439 | 85201 | 306721.1462 | Distributed from 923 Generation And Fuel | 2010
13741 | 2022 | MT | Dave Gates Generating Station | 56908 | 1 |  | OP | GT | NG | 67.7 | 0.228 | 135339.667 | 487218.9034 | 39411.667 | 141880.8662 | Distributed from 923 Generation And Fuel | 2011
13742 | 2022 | MT | Dave Gates Generating Station | 56908 | 2 |  | OP | GT | NG | 67.7 | 0.228 | 135339.667 | 487218.9034 | 39411.667 | 141880.8662 | Distributed from 923 Generation And Fuel | 2011
13743 | 2022 | MT | Dave Gates Generating Station | 56908 | 3 |  | OP | GT | NG | 67.7 | 0.228 | 135339.667 | 487218.9034 | 39411.667 | 141880.8662 | Distributed from 923 Generation And Fuel | 2011
13744 | 2022 | MT | Diamond Willow Wind Facility | 56782 | DIAW |  | OP | WT | WND | 30 | 0.346 | 90872 | 327136.5829 | 26590 | 95723.2342 | Distributed from 923 Generation And Fuel | 2007
13745 | 2022 | MT | Fairfield Wind | 58966 | T 1-6 |  | OP | WT | WND | 10 | 0.337 | 29513 | 106245.95 | 8636 | 31089.3513 | Distributed from 923 Generation And Fuel | 2014
13746 | 2022 | MT | Flathead Landfill to Gas Energy Facility | 64505 | LFGE1 |  | OP | IC | LFG | 1.6 | 0.636 | 8911 | 32079.3434 | 3714 | 13370.293 | Distributed from 923 Generation And Fuel | 2009
13747 | 2022 | MT | Flint Creek Hydroelectric LLC | 58392 | GEN1 |  | OP | HY | WAT | 2 | 0.501 | 8783 | 31618.5471 | 3986 | 14349.4852 | Distributed from 923 Generation And Fuel | 2013
13748 | 2022 | MT | Fort Peck | 6623 | 1 |  | OP | HY | WAT | 41.2 | 0.48 | 173359.375 | 624088.7573 | 78667.468 | 283200.6192 | Distributed from 923 Generation And Fuel | 1943
13749 | 2022 | MT | Fort Peck | 6623 | 2 |  | OS | HY | WAT | 17.3 | 0.48 | 72794.106 | 262056.6851 | 33032.699 | 118916.7651 | Distributed from 923 Generation And Fuel | 1948
13750 | 2022 | MT | Fort Peck | 6623 | 3 |  | OP | HY | WAT | 41.2 | 0.48 | 173359.375 | 624088.7573 | 78667.468 | 283200.6192 | Distributed from 923 Generation And Fuel | 1951
13751 | 2022 | MT | Fort Peck | 6623 | 4 |  | OP | HY | WAT | 40 | 0.48 | 168310.072 | 605911.4119 | 76376.183 | 274952.0592 | Distributed from 923 Generation And Fuel | 1961
13752 | 2022 | MT | Fort Peck | 6623 | 5 |  | OP | HY | WAT | 40 | 0.48 | 168310.072 | 605911.4119 | 76376.183 | 274952.0592 | Distributed from 923 Generation And Fuel | 1961
13753 | 2022 | MT | Glendive GT | 2176 | GT-2 |  | OP | GT | NG | 43 | 0.001 | 554.839 | 1997.4044 | 253.787 | 913.6259 | Distributed from 923 Generation And Fuel | 2003
13754 | 2022 | MT | Glendive GT | 2176 | GT1 |  | OP | GT | NG | 40.7 | 0.001 | 525.161 | 1890.5645 | 240.213 | 864.7599 | Distributed from 923 Generation And Fuel | 1979
13755 | 2022 | MT | Gordon Butte Wind LLC | 57748 | DAW |  | OP | WT | WND | 2.7 | 0.483 | 11426.339 | 41134.4913 | 3343.424 | 12036.2301 | Distributed from 923 Generation And Fuel | 2018
13756 | 2022 | MT | Gordon Butte Wind LLC | 57748 | GBW |  | OP | WT | WND | 9.6 | 0.483 | 40626.983 | 146255.9688 | 11887.729 | 42795.482 | Distributed from 923 Generation And Fuel | 2012
13757 | 2022 | MT | Gordon Butte Wind LLC | 57748 | OSR |  | OP | WT | WND | 2.7 | 0.483 | 11426.339 | 41134.4913 | 3343.424 | 12036.2301 | Distributed from 923 Generation And Fuel | 2018
13758 | 2022 | MT | Gordon Butte Wind LLC | 57748 | SOR |  | OP | WT | WND | 2.7 | 0.483 | 11426.339 | 41134.4913 | 3343.424 | 12036.2301 | Distributed from 923 Generation And Fuel | 2018
13759 | 2022 | MT | Great Divide Solar, LLC | 61335 | GDSMT |  | OP | PV | SUN | 3 | 0.228 | 5987 | 21553.0276 | 3584 | 12902.2968 | Distributed from 923 Generation And Fuel | 2017
13760 | 2022 | MT | Green Meadow Solar, LLC | 61291 | GMSMT |  | OP | PV | SUN | 3 | 0.211 | 5539 | 19940.2405 | 3445 | 12401.9008 | Distributed from 923 Generation And Fuel | 2017
13761 | 2022 | MT | Greenfield Wind - MT | 60486 | 1 |  | OP | WT | WND | 25 | 0.421 | 92243 | 332072.1434 | 26991 | 97166.8227 | Distributed from 923 Generation And Fuel | 2016
13762 | 2022 | MT | Hardin Generator Project | 55749 | UNT1 | 1 | OP | ST | SUB | 115.7 | 0.487 | 493908 | 1778054.5756 | 168338 | 606011.9519 | EIA-923 Generator File | 2006
13763 | 2022 | MT | Hauser | 2185 | HAU1 |  | OP | HY | WAT | 2.8 | 0.766 | 18788.88 | 67639.4269 | 8526.073 | 30693.6173 | Distributed from 923 Generation And Fuel | 1911 | 2023
13764 | 2022 | MT | Hauser | 2185 | HAU11 |  | OP | HY | WAT | 3.5 | 0.766 | 23486.099 | 84549.28 | 10657.592 | 38367.0243 | Distributed from 923 Generation And Fuel | 2021
13765 | 2022 | MT | Hauser | 2185 | HAU3 |  | OP | HY | WAT | 2.8 | 0.766 | 18788.88 | 67639.4269 | 8526.073 | 30693.6173 | Distributed from 923 Generation And Fuel | 1911 | 2026
13766 | 2022 | MT | Hauser | 2185 | HAU6 |  | OP | HY | WAT | 3 | 0.766 | 20130.942 | 72470.8114 | 9135.079 | 32886.0213 | Distributed from 923 Generation And Fuel | 1915
13767 | 2022 | MT | Hauser | 2185 | HAU7 |  | OP | HY | WAT | 3.5 | 0.766 | 23486.099 | 84549.28 | 10657.592 | 38367.0243 | Distributed from 923 Generation And Fuel | 2019
13768 | 2022 | MT | Hauser | 2185 | HAU8 |  | OP | HY | WAT | 3.5 | 0.766 | 23486.099 | 84549.28 | 10657.592 | 38367.0243 | Distributed from 923 Generation And Fuel | 2022
13769 | 2022 | MT | Holter | 2186 | HOL1 |  | OA | HY | WAT | 9.6 | 0.632 | 53122.353 | 191238.9409 | 24105.882 | 86780.481 | Distributed from 923 Generation And Fuel | 1918
13770 | 2022 | MT | Holter | 2186 | HOL2 |  | OP | HY | WAT | 9.6 | 0.632 | 53122.353 | 191238.9409 | 24105.882 | 86780.481 | Distributed from 923 Generation And Fuel | 1918
13771 | 2022 | MT | Holter | 2186 | HOL3 |  | OP | HY | WAT | 12 | 0.632 | 66402.941 | 239048.6752 | 30132.353 | 108475.603 | Distributed from 923 Generation And Fuel | 1918
13772 | 2022 | MT | Holter | 2186 | HOL4 |  | OP | HY | WAT | 9.6 | 0.632 | 53122.353 | 191238.9409 | 24105.882 | 86780.481 | Distributed from 923 Generation And Fuel | 1918
13773 | 2022 | MT | Horseshoe Bend Wind Park | 56591 | HBWP |  | OP | WT | WND | 9 | 0.354 | 27924 | 100525.5958 | 8171 | 29415.3647 | Distributed from 923 Generation And Fuel | 2006
13774 | 2022 | MT | Hungry Horse | 2203 | 1 |  | OP | HY | WAT | 107 | 0.269 | 252004.75 | 907209.8423 | 114355.25 | 411675.6066 | Distributed from 923 Generation And Fuel | 1952
13775 | 2022 | MT | Hungry Horse | 2203 | 2 |  | OP | HY | WAT | 107 | 0.269 | 252004.75 | 907209.8423 | 114355.25 | 411675.6066 | Distributed from 923 Generation And Fuel | 1952
13776 | 2022 | MT | Hungry Horse | 2203 | 3 |  | OP | HY | WAT | 107 | 0.269 | 252004.75 | 907209.8423 | 114355.25 | 411675.6066 | Distributed from 923 Generation And Fuel | 1953
13777 | 2022 | MT | Hungry Horse | 2203 | 4 |  | OP | HY | WAT | 107 | 0.269 | 252004.75 | 907209.8423 | 114355.25 | 411675.6066 | Distributed from 923 Generation And Fuel | 1953
13778 | 2022 | MT | Judith Gap Wind Energy Center | 56377 | 1 |  | OP | WT | WND | 135 | 0.426 | 503318 | 1811930.3046 | 122701 | 441720.0662 | Distributed from 923 Generation And Fuel | 2005
13779 | 2022 | MT | Lewis & Clark | 6089 | 2 |  | OP | IC | NG | 9.3 | 0 | -12 | -43.1997 | 118.5 | 426.5966 | Distributed from 923 Generation And Fuel | 2016
13780 | 2022 | MT | Lewis & Clark | 6089 | 3 |  | OP | IC | NG | 9.3 | 0 | -12 | -43.1997 | 118.5 | 426.5966 | Distributed from 923 Generation And Fuel | 2016
13781 | 2022 | MT | Libby | 6172 | 1 |  | OP | HY | WAT | 105 | 0.461 | 423576.6 | 1524863.5611 | 192211.6 | 691956.2244 | Distributed from 923 Generation And Fuel | 1975
13782 | 2022 | MT | Libby | 6172 | 2 |  | OP | HY | WAT | 105 | 0.461 | 423576.6 | 1524863.5611 | 192211.6 | 691956.2244 | Distributed from 923 Generation And Fuel | 1975
13783 | 2022 | MT | Libby | 6172 | 3 |  | OP | HY | WAT | 105 | 0.461 | 423576.6 | 1524863.5611 | 192211.6 | 691956.2244 | Distributed from 923 Generation And Fuel | 1976
13784 | 2022 | MT | Libby | 6172 | 4 |  | OP | HY | WAT | 105 | 0.461 | 423576.6 | 1524863.5611 | 192211.6 | 691956.2244 | Distributed from 923 Generation And Fuel | 1976
13785 | 2022 | MT | Libby | 6172 | 5 |  | OP | HY | WAT | 105 | 0.461 | 423576.6 | 1524863.5611 | 192211.6 | 691956.2244 | Distributed from 923 Generation And Fuel | 1984
13786 | 2022 | MT | Madison Dam | 6422 | MAD5 |  | OP | HY | WAT | 4.1 | 0.455 | 16354 | 58873.929 | 7421.25 | 26716.2863 | Distributed from 923 Generation And Fuel | 2021
13787 | 2022 | MT | Madison Dam | 6422 | MAD6 |  | OP | HY | WAT | 4.1 | 0.455 | 16354 | 58873.929 | 7421.25 | 26716.2863 | Distributed from 923 Generation And Fuel | 2021
13788 | 2022 | MT | Madison Dam | 6422 | MAD7 |  | OP | HY | WAT | 4.1 | 0.455 | 16354 | 58873.929 | 7421.25 | 26716.2863 | Distributed from 923 Generation And Fuel | 2022
13789 | 2022 | MT | Madison Dam | 6422 | MAD8 |  | OP | HY | WAT | 4.1 | 0.455 | 16354 | 58873.929 | 7421.25 | 26716.2863 | Distributed from 923 Generation And Fuel | 2022
13790 | 2022 | MT | Magpie Solar, LLC | 61337 | MSMT |  | OP | PV | SUN | 3 | 0.206 | 5405 | 19457.8443 | 3295 | 11861.9051 | Distributed from 923 Generation And Fuel | 2017
13791 | 2022 | MT | Miles City GT | 2177 | 1 |  | OP | GT | NG | 23.3 | 0.002 | 464 | 1670.3866 | 207 | 745.194 | Distributed from 923 Generation And Fuel | 1972
13792 | 2022 | MT | Morony | 2191 | MOR1 |  | OP | HY | WAT | 31.5 | 0.414 | 114156 | 410958.3123 | 51802 | 186485.7081 | Distributed from 923 Generation And Fuel | 1930
13793 | 2022 | MT | Morony | 2191 | MOR2 |  | OP | HY | WAT | 31.5 | 0.414 | 114156 | 410958.3123 | 51802 | 186485.7081 | Distributed from 923 Generation And Fuel | 1930
13794 | 2022 | MT | Musselshell Wind Project | 57963 | MS01 |  | OP | WT | WND | 10 | 0.329 | 28790 | 103643.1709 | 8424 | 30326.1574 | Distributed from 923 Generation And Fuel | 2012
13795 | 2022 | MT | Musselshell Wind Project Two LLC | 57965 | MS02 |  | OP | WT | WND | 10 | 0.384 | 33670 | 121211.0303 | 9852 | 35466.9163 | Distributed from 923 Generation And Fuel | 2012
13796 | 2022 | MT | Mystic | 2192 | MYS1 |  | OP | HY | WAT | 6 | 0.364 | 19124 | 68845.8492 | 8678 | 31240.5501 | Distributed from 923 Generation And Fuel | 1925
13797 | 2022 | MT | Mystic | 2192 | MYS2 |  | OP | HY | WAT | 6 | 0.364 | 19124 | 68845.8492 | 8678 | 31240.5501 | Distributed from 923 Generation And Fuel | 1925
13798 | 2022 | MT | NaturEner Glacier Wind Energy 1 | 57049 | NGW1 |  | OP | WT | WND | 106.5 | 0.295 | 274905 | 989650.0828 | 87947 | 316606.6671 | Distributed from 923 Generation And Fuel | 2008
13799 | 2022 | MT | NaturEner Glacier Wind Energy 2 | 57050 | NGW2 |  | OP | WT | WND | 103.5 | 0.328 | 297676 | 1071625.027 | 96642 | 347908.4167 | Distributed from 923 Generation And Fuel | 2009
13800 | 2022 | MT | NaturEner Rim Rock Energy | 57995 | RR |  | OP | WT | WND | 189 | 0.408 | 675505 | 2431798.5456 | 206637 | 743887.2489 | Distributed from 923 Generation And Fuel | 2012
13801 | 2022 | MT | Noxon Rapids | 2199 | 1 |  | OP | HY | WAT | 99 | 0.408 | 353408.487 | 1272260.3751 | 160370.461 | 577329.041 | Distributed from 923 Generation And Fuel | 1959
13802 | 2022 | MT | Noxon Rapids | 2199 | 2 |  | OP | HY | WAT | 76.8 | 0.408 | 274159.311 | 986965.6239 | 124408.6 | 447867.3771 | Distributed from 923 Generation And Fuel | 1959
13803 | 2022 | MT | Noxon Rapids | 2199 | 3 |  | OP | HY | WAT | 99 | 0.408 | 353408.487 | 1272260.3751 | 160370.461 | 577329.041 | Distributed from 923 Generation And Fuel | 1959
13804 | 2022 | MT | Noxon Rapids | 2199 | 4 |  | OP | HY | WAT | 99 | 0.408 | 353408.487 | 1272260.3751 | 160370.461 | 577329.041 | Distributed from 923 Generation And Fuel | 1960
13805 | 2022 | MT | Noxon Rapids | 2199 | 5 |  | OP | HY | WAT | 114 | 0.408 | 406955.228 | 1465027.1006 | 184669.016 | 664803.1392 | Distributed from 923 Generation And Fuel | 1977
13806 | 2022 | MT | OREG 1 Inc | 56833 | CS10 |  | OP | OT | WH | 7.5 | 0.585 | 38455.25 | 138437.7925 | 15838.25 | 57017.2439 | Distributed from 923 Generation And Fuel | 2006
13807 | 2022 | MT | OREG 1 Inc | 56833 | CS11 |  | OP | OT | WH | 7.5 | 0.585 | 38455.25 | 138437.7925 | 15838.25 | 57017.2439 | Distributed from 923 Generation And Fuel | 2006
13808 | 2022 | MT | OREG 1 Inc | 56833 | CS7 |  | OP | OT | WH | 7.5 | 0.585 | 38455.25 | 138437.7925 | 15838.25 | 57017.2439 | Distributed from 923 Generation And Fuel | 2006
13809 | 2022 | MT | OREG 1 Inc | 56833 | CS9 |  | OP | OT | WH | 7.5 | 0.585 | 38455.25 | 138437.7925 | 15838.25 | 57017.2439 | Distributed from 923 Generation And Fuel | 2006
13810 | 2022 | MT | OREG 2 Inc | 56880 | CS12 |  | OP | OT | WH | 7.5 | 0.451 | 29650.25 | 106740.0461 | 12093.5 | 43536.2517 | Distributed from 923 Generation And Fuel | 2009
13811 | 2022 | MT | OREG 2 Inc | 56880 | CS3 |  | OP | OT | WH | 7.5 | 0.451 | 29650.25 | 106740.0461 | 12093.5 | 43536.2517 | Distributed from 923 Generation And Fuel | 2009
13812 | 2022 | MT | OREG 2 Inc | 56880 | CS5 |  | OP | OT | WH | 7.5 | 0.451 | 29650.25 | 106740.0461 | 12093.5 | 43536.2517 | Distributed from 923 Generation And Fuel | 2009
13813 | 2022 | MT | OREG 2 Inc | 56880 | CS8 |  | OP | OT | WH | 7.5 | 0.451 | 29650.25 | 106740.0461 | 12093.5 | 43536.2517 | Distributed from 923 Generation And Fuel | 2008
13814 | 2022 | MT | Phillips 66 Billings Refinery | 56496 | 3701 |  | OA | ST | OG | 1.6 | 0 | 0 | 0 | 0 | 0 | EIA-923 Generator File | 2007
13815 | 2022 | MT | Pryor Mountain Wind | 59757 | 1 |  | OP | WT | WND | 239.8 | 0.388 | 814117 | 2930797.7536 | 230424 | 829519.7638 | Distributed from 923 Generation And Fuel | 2021
13816 | 2022 | MT | Rainbow (MT) | 2193 | RAI9 |  | OP | HY | WAT | 59 | 0.569 | 294013 | 1058438.3325 | 133418 | 480300.9576 | Distributed from 923 Generation And Fuel | 2013
13817 | 2022 | MT | River Bend Solar, LLC | 61289 | RBSMT |  | OP | PV | SUN | 2 | 0.201 | 3515 | 12653.8988 | 2211 | 7959.5363 | Distributed from 923 Generation And Fuel | 2017
13818 | 2022 | MT | Ryan | 2194 | RYA1 |  | OP | HY | WAT | 9.2 | 0.822 | 66232.333 | 238434.4913 | 30055 | 108197.1344 | Distributed from 923 Generation And Fuel | 1915
13819 | 2022 | MT | Ryan | 2194 | RYA2 |  | OP | HY | WAT | 9.2 | 0.822 | 66232.333 | 238434.4913 | 30055 | 108197.1344 | Distributed from 923 Generation And Fuel | 1915
13820 | 2022 | MT | Ryan | 2194 | RYA3 |  | OP | HY | WAT | 9.2 | 0.822 | 66232.333 | 238434.4913 | 30055 | 108197.1344 | Distributed from 923 Generation And Fuel | 1915
13821 | 2022 | MT | Ryan | 2194 | RYA4 |  | OP | HY | WAT | 9.2 | 0.822 | 66232.333 | 238434.4913 | 30055 | 108197.1344 | Distributed from 923 Generation And Fuel | 1915
13822 | 2022 | MT | Ryan | 2194 | RYA5 |  | OP | HY | WAT | 9.2 | 0.822 | 66232.333 | 238434.4913 | 30055 | 108197.1344 | Distributed from 923 Generation And Fuel | 1916
13823 | 2022 | MT | Ryan | 2194 | RYA6 |  | OP | HY | WAT | 9.2 | 0.822 | 66232.333 | 238434.4913 | 30055 | 108197.1344 | Distributed from 923 Generation And Fuel | 1916
13824 | 2022 | MT | Selis Ksanka Qlispe | 2188 | KER1 |  | OP | HY | WAT | 70.6 | 0.5 | 309178.723 | 1113034.4985 | 140299.989 | 505075.9198 | Distributed from 923 Generation And Fuel | 1938
13825 | 2022 | MT | Selis Ksanka Qlispe | 2188 | KER2 |  | OP | HY | WAT | 70.6 | 0.5 | 309178.723 | 1113034.4985 | 140299.989 | 505075.9198 | Distributed from 923 Generation And Fuel | 1949
13826 | 2022 | MT | Selis Ksanka Qlispe | 2188 | KER3 |  | OP | HY | WAT | 86.6 | 0.5 | 379247.555 | 1365280.2758 | 172096.021 | 619540.7193 | Distributed from 923 Generation And Fuel | 1954
13827 | 2022 | MT | Sidney MT Plant | 57914 | 1 | 4 | OP | ST | LIG | 2 | 0.193 | 3379 | 12164.3027 | 0 | 0 | EIA-923 Generator File | 1950
13828 | 2022 | MT | Sidney MT Plant | 57914 | 2 | 4 | OP | ST | LIG | 2 | 0.135 | 2363 | 8506.7319 | 0 | 0 | EIA-923 Generator File | 1950
13829 | 2022 | MT | South Dry Creek Hydro | 10138 | 1 |  | OP | HY | WAT | 2 | 0.021 | 365 | 1313.9895 | 166 | 597.5952 | Distributed from 923 Generation And Fuel | 1985
13830 | 2022 | MT | South Mills Solar, LLC | 61290 | SMSMT |  | OP | PV | SUN | 3 | 0.223 | 5859 | 21092.2313 | 3427 | 12337.1013 | Distributed from 923 Generation And Fuel | 2017
13831 | 2022 | MT | South Peak Wind | 62939 | 41001 |  | OP | WT | WND | 80 | 0.441 | 308860 | 1111887.1049 | 96424 | 347123.623 | Distributed from 923 Generation And Fuel | 2020
13832 | 2022 | MT | Spion Kop Wind Farm | 58218 | SKW25 |  | OP | WT | WND | 40 | 0.345 | 120949 | 435412.9167 | 35391 | 127406.5807 | Distributed from 923 Generation And Fuel | 2012
13833 | 2022 | MT | Stillwater Wind, LLC | 61858 | WT |  | OP | WT | WND | 79.7 | 0.433 | 302563 | 1089218.0863 | 87335 | 314403.4848 | Distributed from 923 Generation And Fuel | 2018
13834 | 2022 | MT | Stoltze CoGen1 | 58523 | STL2 |  | OP | ST | WDS | 2.8 | 0.776 | 19041 | 68547.0516 | 8706 | 31341.3493 | EIA-923 Generator File | 2013
13835 | 2022 | MT | Thompson Falls | 2195 | TF1 |  | OP | HY | WAT | 7 | 0.578 | 35442.691 | 127592.6669 | 16083.303 | 57899.4276 | Distributed from 923 Generation And Fuel | 1917
13836 | 2022 | MT | Thompson Falls | 2195 | TF2 |  | OP | HY | WAT | 7 | 0.578 | 35442.691 | 127592.6669 | 16083.303 | 57899.4276 | Distributed from 923 Generation And Fuel | 1917
13837 | 2022 | MT | Thompson Falls | 2195 | TF3 |  | OP | HY | WAT | 7 | 0.578 | 35442.691 | 127592.6669 | 16083.303 | 57899.4276 | Distributed from 923 Generation And Fuel | 1916
13838 | 2022 | MT | Thompson Falls | 2195 | TF4 |  | OP | HY | WAT | 6 | 0.578 | 30379.45 | 109365.1451 | 13785.688 | 49628.0798 | Distributed from 923 Generation And Fuel | 1916
13839 | 2022 | MT | Thompson Falls | 2195 | TF5 |  | OP | HY | WAT | 7 | 0.578 | 35442.691 | 127592.6669 | 16083.303 | 57899.4276 | Distributed from 923 Generation And Fuel | 1915
13840 | 2022 | MT | Thompson Falls | 2195 | TF6 |  | OP | HY | WAT | 7 | 0.578 | 35442.691 | 127592.6669 | 16083.303 | 57899.4276 | Distributed from 923 Generation And Fuel | 1915
13841 | 2022 | MT | Thompson Falls | 2195 | TF7 |  | OP | HY | WAT | 57.1 | 0.578 | 289111.095 | 1040791.6157 | 131193.798 | 472293.8944 | Distributed from 923 Generation And Fuel | 1915
13842 | 2022 | MT | Tiber Dam Hydroelectric Plant | 56499 | HY1 |  | OP | HY | WAT | 7.5 | 0.695 | 45691 | 164486.2841 | 20734 | 74641.8029 | Distributed from 923 Generation And Fuel | 2004
13843 | 2022 | MT | Turnbull Hydro | 57690 | 1 |  | OP | HY | WAT | 5.3 | 0.261 | 12117.023 | 43620.9338 | 5498.546 | 19794.6072 | Distributed from 923 Generation And Fuel | 2011
13844 | 2022 | MT | Turnbull Hydro | 57690 | 2 |  | OP | HY | WAT | 7.7 | 0.261 | 17603.977 | 63373.8102 | 7988.454 | 28758.2043 | Distributed from 923 Generation And Fuel | 2011
13845 | 2022 | MT | Two Dot Wind Broadview East LLC | 64332 | CHL2 |  | OP | WT | WND | 1.8 | 0.321 | 5055 | 18197.8544 | 1479 | 5324.3574 | Distributed from 923 Generation And Fuel | 2018
13846 | 2022 | MT | Two Dot Wind Farm | 59003 | 1 |  | OP | WT | WND | 9.7 | 0.463 | 39347 | 141648.0668 | 11513 | 41446.4684 | Distributed from 923 Generation And Fuel | 2014
13847 | 2022 | MT | Western Sugar Cooperative - Billings | 62319 | 1 |  | OP | ST | SUB | 1.5 | 0.414 | 5436 | 19569.4434 | 2464.88 | 8873.497 | EIA-923 Generator File | 2011
13848 | 2022 | MT | Yellowstone Energy LP | 50931 | GEN1 | 2 | OP | ST | PC | 68 | 0.771 | 459078 | 1652667.5787 | 165929 | 597339.6213 | EIA-923 Generator File | 1995
13849 | 2022 | MT | Yellowtail | 2204 | 1 |  | OP | HY | WAT | 71.9 | 0.281 | 177277.953 | 638195.5252 | 80445.555 | 289601.6812 | Distributed from 923 Generation And Fuel | 1966
13850 | 2022 | MT | Yellowtail | 2204 | 2 |  | OP | HY | WAT | 62.5 | 0.281 | 154101.141 | 554759.6695 | 69928.334 | 251739.9885 | Distributed from 923 Generation And Fuel | 1966
13851 | 2022 | MT | Yellowtail | 2204 | 3 |  | OP | HY | WAT | 71.9 | 0.281 | 177277.953 | 638195.5252 | 80445.555 | 289601.6812 | Distributed from 923 Generation And Fuel | 1966
13852 | 2022 | MT | Yellowtail | 2204 | 4 |  | OP | HY | WAT | 71.9 | 0.281 | 177277.953 | 638195.5252 | 80445.555 | 289601.6812 | Distributed from 923 Generation And Fuel | 1966
13853 | 2022 | NC | 1001 Ebenezer Church Solar | 63444 | 1001 |  | OP | PV | SUN | 5 | 0.204 | 8934 | 32162.1427 | 4468 | 16084.6713 | Distributed from 923 Generation And Fuel | 2021
13854 | 2022 | NC | 1008 Matthews Solar | 63447 | 1008 |  | OP | PV | SUN | 4.9 | 0.21 | 9013 | 32446.5404 | 4507 | 16225.0702 | Distributed from 923 Generation And Fuel | 2021
13855 | 2022 | NC | 1009 Yadkin Solar | 63445 | 1009 |  | OP | PV | SUN | 4.9 | 0.185 | 7946 | 28605.3712 | 3973 | 14302.6856 | Distributed from 923 Generation And Fuel | 2021
13856 | 2022 | NC | 1025 Traveller Solar, LLC | 62660 | 1025 |  | OP | PV | SUN | 5 | 0.215 | 9426 | 33933.3285 | 4714 | 16970.2642 | Distributed from 923 Generation And Fuel | 2019
13857 | 2022 | NC | 1034 Catherine Lake Solar, LLC | 64478 | 1034 |  | OP | PV | SUN | 4.9 | 0.208 | 8918 | 32104.5432 | 4460 | 16055.8716 | Distributed from 923 Generation And Fuel | 2021
13858 | 2022 | NC | 1045 Tomlin Mill Solar | 63448 | 1045 |  | OP | PV | SUN | 4.9 | 0.2 | 8604 | 30974.1522 | 4303 | 15490.6761 | Distributed from 923 Generation And Fuel | 2021
13859 | 2022 | NC | 1047 Little Mountain Solar, LLC | 62661 | 1047 |  | OP | PV | SUN | 3 | 0.177 | 4659 | 16772.2658 | 2330 | 8387.9329 | Distributed from 923 Generation And Fuel | 2019
13860 | 2022 | NC | 1051 Lucky Solar, LLC | 64271 | 018 |  | OP | PV | SUN | 3 | 0.21 | 5511 | 19839.4413 | 2756 | 9921.5206 | Distributed from 923 Generation And Fuel | 2021
13861 | 2022 | NC | 1073 Onslow Solar | 63446 | 1073 |  | OP | PV | SUN | 4.7 | 0.218 | 8987 | 32352.9412 | 4494 | 16178.2706 | Distributed from 923 Generation And Fuel | 2021
13862 | 2022 | NC | 231 Dixon 74 Solar I, LLC | 61195 | DIXON |  | OP | PV | SUN | 2 | 0.225 | 3935 | 14165.8867 | 1968 | 7084.7433 | Distributed from 923 Generation And Fuel | 2017
13863 | 2022 | NC | 232 Long Branch 29 Solar I, LLC | 63296 | NCLFT |  | OP | PV | SUN | 2 | 0.136 | 2380 | 8567.9315 | 1190 | 4283.9657 | Distributed from 923 Generation And Fuel | 2018
13864 | 2022 | NC | 233 Randolph 74 Solar I, LLC | 65819 | CAPE1 |  | OP | PV | SUN | 2 | 0.23 | 4022 | 14479.0842 | 2763 | 9946.7204 | Distributed from 923 Generation And Fuel | 2022
13865 | 2022 | NC | 315 Vinson Road | 63979 | VINSN |  | OP | PV | SUN | 2 | 0.263 | 4603 | 16570.6674 | 2302 | 8287.1337 | Distributed from 923 Generation And Fuel | 2020
13866 | 2022 | NC | 4Oaks | 59534 | 4OAKS |  | OP | PV | SUN | 5 | 0.186 | 8142 | 29310.9655 | 4071 | 14655.4828 | Distributed from 923 Generation And Fuel | 2015
13867 | 2022 | NC | 510 REPP One | 57363 | 1 |  | OP | PV | SUN | 1.3 |  | GENYRONL: 2014
13868 | 2022 | NC | ABD Farms | 61525 | GEN1 |  | OP | PV | SUN | 5 | 0.216 | 9450 | 34019.7278 | 4726 | 17013.4639 | Distributed from 923 Generation And Fuel | 2017
13869 | 2022 | NC | Achilles Solar | 62621 | ACHIL |  | OP | PV | SUN | 5 | 0.232 | 10164 | 36590.1073 | 5083 | 18298.6536 | Distributed from 923 Generation And Fuel | 2019
13870 | 2022 | NC | Acme Solar, LLC | 64238 | 018 |  | OP | PV | SUN | 4.9 | 0.212 | 9118 | 32824.5374 | 4560 | 16415.8687 | Distributed from 923 Generation And Fuel | 2021
13871 | 2022 | NC | AGA TAG Solar IV LLC | 63225 | PV1 |  | OP | PV | SUN | 4.9 | 0.091 | 3890 | 14003.888 | 1945 | 7001.944 | Distributed from 923 Generation And Fuel | 2019
13872 | 2022 | NC | Ahoskie | 59795 | FLS1 |  | OP | PV | SUN | 5 | 0.17 | 7467 | 26880.985 | 3734 | 13442.2925 | Distributed from 923 Generation And Fuel | 2018
13873 | 2022 | NC | Ajax Solar | 60288 | PV1 |  | OP | PV | SUN | 5 | 0.091 | 3982 | 14335.0853 | 1991 | 7167.5427 | Distributed from 923 Generation And Fuel | 2017
13874 | 2022 | NC | Albemarle Beach Solar | 64169 | BEACH |  | OP | PV | SUN | 80 | 0.299 | 209635 | 754679.9626 | 106293 | 382651.7388 | Distributed from 923 Generation And Fuel | 2020
13875 | 2022 | NC | Albemarle Hospital Unit | 56339 | 1 |  | OP | IC | DFO | 1.8 | 0.002 | 34 | 122.399 | 6 | 21.5998 | Distributed from 923 Generation And Fuel | 2006
13876 | 2022 | NC | Albemarle Prime Power Park | 56263 | Unit1 |  | OP | IC | DFO | 1.8 | 0.005 | 78.5 | 282.5977 | 15 | 53.9996 | Distributed from 923 Generation And Fuel | 2006
13877 | 2022 | NC | Albemarle Prime Power Park | 56263 | Unit2 |  | OP | IC | DFO | 1.8 | 0.005 | 78.5 | 282.5977 | 15 | 53.9996 | Distributed from 923 Generation And Fuel | 2006
13878 | 2022 | NC | Albemarle Solar Center LLC | 58806 | ASC1 |  | OP | PV | SUN | 5 | 0.171 | 7504 | 27014.1839 | 3752 | 13507.0919 | Distributed from 923 Generation And Fuel | 2014
13879 | 2022 | NC | Albertson Solar LLC | 59901 | ALBRT |  | OP | PV | SUN | 5 | 0.156 | 6827 | 24577.0034 | 3414 | 12290.3017 | Distributed from 923 Generation And Fuel | 2015
13880 | 2022 | NC | Alpha Value Solar | 62054 | AVS01 |  | OP | PV | SUN | 5 | 0.202 | 8859 | 31892.1449 | 4430 | 15947.8724 | Distributed from 923 Generation And Fuel | 2019
13881 | 2022 | NC | AM Best Farm | 58344 | 1 |  | OP | PV | SUN | 5 | 0.208 | 9122 | 32838.9373 | 4562 | 16423.0686 | Distributed from 923 Generation And Fuel | 2013
13882 | 2022 | NC | American Legion PV 1 | 59516 | AMLEG |  | OP | PV | SUN | 16 | 0.174 | 24368 | 87724.0982 | 12185 | 43865.6491 | Distributed from 923 Generation And Fuel | 2017
13883 | 2022 | NC | Amethyst Solar | 58730 | PV1 |  | OP | PV | SUN | 3 | 0.225 | 5918 | 21304.6296 | 2959 | 10652.3148 | Distributed from 923 Generation And Fuel | 2016
13884 | 2022 | NC | Anderson Farm LLC | 59115 | 1 |  | OP | PV | SUN | 1.9 | 0.24 | 4001 | 14403.4848 | 2001 | 7203.5424 | Distributed from 923 Generation And Fuel | 2014
13885 | 2022 | NC | Andrew Solar | 59497 | PV1 |  | OP | PV | SUN | 5 | 0.207 | 9063 | 32626.539 | 4532 | 16315.0695 | Distributed from 923 Generation And Fuel | 2015
13886 | 2022 | NC | Angel Solar | 58731 | PV1 |  | OP | PV | SUN | 5 | 0.194 | 8481 | 30531.3557 | 4241 | 15267.4779 | Distributed from 923 Generation And Fuel | 2015
13887 | 2022 | NC | Angier Farm | 58867 | 1 |  | OP | PV | SUN | 5 | 0.17 | 7432 | 26754.986 | 3716 | 13377.493 | Distributed from 923 Generation And Fuel | 2013
13888 | 2022 | NC | Anson County Generation Facility | 56249 | 1 |  | OP | GT | NG | 57.3 | 0.126 | 63175 | 227428.1806 | 42810.5 | 154116.5671 | Distributed from 923 Generation And Fuel | 2007
13889 | 2022 | NC | Anson County Generation Facility | 56249 | 2 |  | OP | GT | NG | 57.3 | 0.126 | 63175 | 227428.1806 | 42810.5 | 154116.5671 | Distributed from 923 Generation And Fuel | 2007
13890 | 2022 | NC | Anson County Generation Facility | 56249 | 3 |  | OP | GT | NG | 57.3 | 0.126 | 63175 | 227428.1806 | 42810.5 | 154116.5671 | Distributed from 923 Generation And Fuel | 2007
13891 | 2022 | NC | Anson County Generation Facility | 56249 | 4 |  | OP | GT | NG | 57.3 | 0.126 | 63175 | 227428.1806 | 42810.5 | 154116.5671 | Distributed from 923 Generation And Fuel | 2007
13892 | 2022 | NC | Anson County Generation Facility | 56249 | 5 |  | OP | GT | NG | 57.3 | 0.126 | 63175 | 227428.1806 | 42810.5 | 154116.5671 | Distributed from 923 Generation And Fuel | 2007
13893 | 2022 | NC | Anson County Generation Facility | 56249 | 6 |  | OP | GT | NG | 57.3 | 0.126 | 63175 | 227428.1806 | 42810.5 | 154116.5671 | Distributed from 923 Generation And Fuel | 2007
13894 | 2022 | NC | Apple Data Center - PV2 | 58701 | PV2 |  | OP | PV | SUN | 20 | 0.225 | 39494 | 142177.2626 | 19749 | 71095.8312 | Distributed from 923 Generation And Fuel | 2013
13895 | 2022 | NC | Apple Data Center PV | 57994 | PV1 |  | OP | PV | SUN | 21 | 0.215 | 39492 | 142170.0626 | 19748 | 71092.2313 | Distributed from 923 Generation And Fuel | 2013
13896 | 2022 | NC | Apple Data Center PV3 | 59474 | DCPV3 |  | OP | PV | SUN | 17.5 | 0.234 | 35807 | 128904.1688 | 17906 | 64461.0843 | Distributed from 923 Generation And Fuel | 2015
13897 | 2022 | NC | Apple One | 58828 | PV1 |  | OP | PV | SUN | 5 | 0.225 | 9837 | 35412.9167 | 4919 | 17708.2583 | Distributed from 923 Generation And Fuel | 2015
13898 | 2022 | NC | Ararat Rock Solar, LLC | 58492 | ARARR |  | OP | PV | SUN | 3.5 | 0.186 | 5696 | 20505.436 | 2848 | 10252.718 | Distributed from 923 Generation And Fuel | 2012
13899 | 2022 | NC | Arba Solar, LLC | 58801 | INV1 |  | OP | PV | SUN | 0.5 | 0.129 | 564.25 | 2031.2837 | 282.25 | 1016.0919 | Distributed from 923 Generation And Fuel | 2014
13900 | 2022 | NC | Arba Solar, LLC | 58801 | INV2 |  | OP | PV | SUN | 0.5 | 0.129 | 564.25 | 2031.2837 | 282.25 | 1016.0919 | Distributed from 923 Generation And Fuel | 2014
13901 | 2022 | NC | Arba Solar, LLC | 58801 | INV3 |  | OP | PV | SUN | 0.5 | 0.129 | 564.25 | 2031.2837 | 282.25 | 1016.0919 | Distributed from 923 Generation And Fuel | 2014
13902 | 2022 | NC | Arba Solar, LLC | 58801 | INV4 |  | OP | PV | SUN | 0.5 | 0.129 | 564.25 | 2031.2837 | 282.25 | 1016.0919 | Distributed from 923 Generation And Fuel | 2014
13903 | 2022 | NC | Arborgate Solar | 62623 | ARBOR |  | OP | PV | SUN | 5 | 0.216 | 9440 | 33983.7281 | 4721 | 16995.464 | Distributed from 923 Generation And Fuel | 2019
13904 | 2022 | NC | Archer Daniels Midland Southport | 54316 | GEN1 |  | SB | GT | NG | 18 | 0.003 | 433.029 | 1558.8919 | 162.171 | 583.8109 | Distributed from 923 Generation And Fuel | 1992
13905 | 2022 | NC | Archer Daniels Midland Southport | 54316 | GEN2 |  | SB | GT | NG | 17.5 | 0.003 | 421 | 1515.5879 | 157.667 | 567.5967 | Distributed from 923 Generation And Fuel | 1992
13906 | 2022 | NC | Archer Daniels Midland Southport | 54316 | GEN3 |  | SB | GT | NG | 17 | 0.003 | 408.971 | 1472.2838 | 153.162 | 551.3788 | Distributed from 923 Generation And Fuel | 1995
13907 | 2022 | NC | Arndt Farm | 58315 | 1 |  | OP | PV | SUN | 5 | 0.214 | 9388 | 33796.5296 | 4695 | 16901.8648 | Distributed from 923 Generation And Fuel | 2012
13908 | 2022 | NC | Arthur Solar, LLC | 62136 | ART01 |  | OP | PV | SUN | 5 | 0.234 | 10264 | 36950.1044 | 5133 | 18478.6522 | Distributed from 923 Generation And Fuel | 2018
13909 | 2022 | NC | Asheville | 2706 | CT5 |  | OP | CT | NG | 191.2 | 0.705 | 1180826 | 4250939.5925 | 448844 | 1615825.4734 | EIA-923 Generator File | 2019
13910 | 2022 | NC | Asheville | 2706 | CT7 |  | OP | CT | NG | 191.2 | 0.732 | 1225611 | 4412164.3027 | 530131 | 1908456.3323 | EIA-923 Generator File | 2020
13911 | 2022 | NC | Asheville | 2706 | GT1 |  | OP | GT | NG | 211.7 | 0.111 | 205270.519 | 738967.9567 | 103318.598 | 371943.9772 | Distributed from 923 Generation And Fuel | 1999
13912 | 2022 | NC | Asheville | 2706 | GT2 |  | OP | GT | NG | 211.8 | 0.111 | 205367.481 | 739317.0171 | 103367.402 | 372119.6702 | Distributed from 923 Generation And Fuel | 2000
13913 | 2022 | NC | Asheville | 2706 | ST6 | 1 | OP | CA | NG | 102.8 | 0.636 | 573117 | 2063204.6944 | 222793 | 802048.3836 | EIA-923 Generator File | 2019
13914 | 2022 | NC | Asheville | 2706 | ST8 | 1 | OP | CA | NG | 102.8 | 0.694 | 624741 | 2249049.6076 | 278218 | 1001576.7874 | EIA-923 Generator File | 2020
13915 | 2022 | NC | Asheville-Rock Hill Battery | 63064 | ES1 |  | OP | BA | MWH | 8.8 | -0.003 | -229 | -824.3934 | -100 | -359.9971 | Distributed from 923 Generation And Fuel | 2020
13916 | 2022 | NC | Ashley Solar Farm | 59566 | PV1 |  | OP | PV | SUN | 4 | 0.209 | 7310 | 26315.7895 | 3655 | 13157.8947 | Distributed from 923 Generation And Fuel | 2015
13917 | 2022 | NC | Aspen Solar, LLC | 59694 | GEN1 |  | OP | PV | SUN | 5 | 0.211 | 9237 | 33252.934 | 4619 | 16628.267 | Distributed from 923 Generation And Fuel | 2015
13918 | 2022 | NC | Atkinson Farm Solar | 60982 | 1 |  | OP | PV | SUN | 5 | 0.212 | 9276 | 33393.3329 | 4639 | 16700.2664 | Distributed from 923 Generation And Fuel | 2015
13919 | 2022 | NC | Atkinson Solar II | 62096 | PGRF3 |  | OP | PV | SUN | 1.9 | 0.229 | 3805 | 13697.8904 | 1903 | 6850.7452 | Distributed from 923 Generation And Fuel | 2018
13920 | 2022 | NC | ATOOD Solar IV, LLC | 63383 | NCATD |  | OP | PV | SUN | 5 | 0.162 | 7107 | 25584.9953 | 3554 | 12794.2976 | Distributed from 923 Generation And Fuel | 2019
13921 | 2022 | NC | Audrey Solar | 58732 | PV1 |  | OP | PV | SUN | 3 | 0.184 | 4843 | 17434.6605 | 2422 | 8719.1302 | Distributed from 923 Generation And Fuel | 2016
13922 | 2022 | NC | Augustus Farm, LLC | 60313 | 1 |  | OP | PV | SUN | 4.9 | 0.232 | 9940 | 35783.7137 | 4971 | 17895.4568 | Distributed from 923 Generation And Fuel | 2015
13923 | 2022 | NC | Aulander Holloman Solar, LLC | 62340 | HOLLO |  | OP | PV | SUN | 80 | 0.277 | 194173 | 699017.2079 | 101342 | 364828.2814 | Distributed from 923 Generation And Fuel | 2018
13924 | 2022 | NC | Aulander Hwy 42 Solar, LLC | 63332 | NCAUL |  | OP | PV | SUN | 5 | 0.214 | 9378 | 33760.5299 | 4690 | 16883.8649 | Distributed from 923 Generation And Fuel | 2016
13925 | 2022 | NC | Auten Road Farm, LLC | 60634 | PV1 |  | OP | PV | SUN | 5 | 0.227 | 9931 | 35751.314 | 4966 | 17877.457 | Distributed from 923 Generation And Fuel | 2017
13926 | 2022 | NC | Avalon Hydropower | 54801 | GEN1 |  | OP | HY | WAT | 0.8 | 0.452 | 3164.667 | 11392.7101 | 1174 | 4226.3662 | Distributed from 923 Generation And Fuel | 1997
13927 | 2022 | NC | Avalon Hydropower | 54801 | GEN2 |  | OP | HY | WAT | 0.3 | 0.452 | 1186.75 | 4272.2658 | 440.25 | 1584.8873 | Distributed from 923 Generation And Fuel | 2000
13928 | 2022 | NC | Avalon Hydropower | 54801 | GEN3 |  | OP | HY | WAT | 0.1 | 0.452 | 395.583 | 1424.0874 | 146.75 | 528.2958 | Distributed from 923 Generation And Fuel | 2000
13929 | 2022 | NC | Ayrshire | 58792 | PV1 |  | OP | PV | SUN | 19.4 | 0.206 | 34995 | 125980.9922 | 17500 | 62999.496 | Distributed from 923 Generation And Fuel | 2017
13930 | 2022 | NC | Badger | 62603 | BADGE |  | OP | PV | SUN | 5 | 0.238 | 10409 | 37472.1002 | 5205 | 18737.8501 | Distributed from 923 Generation And Fuel | 2019
13931 | 2022 | NC | Bailey Farm LLC | 59127 | 1 |  | OP | PV | SUN | 5 | 0.198 | 8670 | 31211.7503 | 4336 | 15609.4751 | Distributed from 923 Generation And Fuel | 2013
13932 | 2022 | NC | Bakatsias Solar | 61527 | GEN1 |  | OP | PV | SUN | 5 | 0.178 | 7787 | 28032.9757 | 3894 | 14018.2879 | Distributed from 923 Generation And Fuel | 2017
13933 | 2022 | NC | Baker PV 1 | 59517 | BAKE1 |  | OP | PV | SUN | 5 | 0.194 | 8517 | 30660.9547 | 4259 | 15332.2773 | Distributed from 923 Generation And Fuel | 2016
13934 | 2022 | NC | Balsam | 59828 | 5375 |  | OP | PV | SUN | 5 | 0.196 | 8602 | 30966.9523 | 4302 | 15487.0761 | Distributed from 923 Generation And Fuel | 2015
13935 | 2022 | NC | Baltimore Church Solar, LLC | 60144 | FLS1 |  | OP | PV | SUN | 5.4 | 0.158 | 7457 | 26844.9852 | 3729 | 13424.2926 | Distributed from 923 Generation And Fuel | 2017
13936 | 2022 | NC | Banner Solar | 66700 | BANNR |  | OP | PV | SUN | 5 | 0.238 | 10426 | 37533.2997 | 5214 | 18770.2498 | Distributed from 923 Generation And Fuel | 2021
13937 | 2022 | NC | Barker Solar, LLC | 61194 | BARK |  | OP | PV | SUN | 5 | 0.213 | 9331 | 33591.3313 | 4666 | 16797.4656 | Distributed from 923 Generation And Fuel | 2017
13938 | 2022 | NC | Barnhill Road Solar, LLC | 60782 | 1 |  | OP | PV | SUN | 3.1 | 0.198 | 5373 | 19342.6453 | 2687 | 9673.1226 | Distributed from 923 Generation And Fuel | 2016
13939 | 2022 | NC | Battleboro Farm | 60369 | BFPV |  | OP | PV | SUN | 5.2 | 0.194 | 8833 | 31798.5456 | 4417 | 15901.0728 | Distributed from 923 Generation And Fuel | 2016
13940 | 2022 | NC | Battleground | 59038 | GEN1 |  | OP | PV | SUN | 3.5 | 0.182 | 5586 | 20109.4391 | 2793 | 10054.7196 | Distributed from 923 Generation And Fuel | 2013
13941 | 2022 | NC | Bay Branch Solar | 60601 | BBSOL |  | OP | PV | SUN | 5 | 0.229 | 10036 | 36129.311 | 5019 | 18068.2555 | Distributed from 923 Generation And Fuel | 2018
13942 | 2022 | NC | Bay Tree | 63976 | 959 |  | OP | PV | SUN | 70.1 | 0.255 | 156667 | 563996.688 | 80563 | 290024.4798 | Distributed from 923 Generation And Fuel | 2021
13943 | 2022 | NC | Bayboro Solar Farm | 61528 | GEN1 |  | OP | PV | SUN | 5 | 0.213 | 9348 | 33652.5308 | 4675 | 16829.8654 | Distributed from 923 Generation And Fuel | 2017
13944 | 2022 | NC | Beaker | 65502 | BEAKR |  | OP | PV | SUN | 5 | 0.236 | 10355 | 37277.7018 | 5178 | 18640.6509 | Distributed from 923 Generation And Fuel | 2019
13945 | 2022 | NC | Bear Creek Dam | 2741 | 1 |  | OP | HY | WAT | 9 | 0.307 | 24218 | 87184.1025 | 9264 | 33350.1332 | Distributed from 923 Generation And Fuel | 1954
13946 | 2022 | NC | Bear Creek Solar | 61351 | GEN1 |  | OP | PV | SUN | 2 | 0.231 | 4045 | 14561.8835 | 2023 | 7282.7417 | Distributed from 923 Generation And Fuel | 2017
13947 | 2022 | NC | Bearford Farm Solar Project | 59567 | PV1 |  | OP | PV | SUN | 5 | 0.205 | 8986 | 32349.3412 | 4494 | 16178.2706 | Distributed from 923 Generation And Fuel | 2017
13948 | 2022 | NC | Bearford Solar II | 59488 | BEARF |  | OP | PV | SUN | 4.9 | 0.218 | 9351 | 33663.3307 | 4676 | 16833.4653 | Distributed from 923 Generation And Fuel | 2018
13949 | 2022 | NC | BearPond Solar Center LLC | 58955 | BEAR |  | OP | PV | SUN | 4.8 | 0.176 | 7397 | 26628.987 | 3699 | 13316.2935 | Distributed from 923 Generation And Fuel | 2014
13950 | 2022 | NC | Beaufort Solar, LLC | 59887 | GEN |  | OP | PV | SUN | 15 | 0.216 | 28412 | 102282.3817 | 14208 | 51148.3908 | Distributed from 923 Generation And Fuel | 2015
13951 | 2022 | NC | Beckwith Solar | 66602 | BCKWT |  | OP | PV | SUN | 5 | 0 | 9 | 32.3997 | 0 | 0 | Distributed from 923 Generation And Fuel | 2022
13952 | 2022 | NC | Beetle Solar | 59511 | PV1 |  | OP | PV | SUN | 4 | 0.178 | 6253 | 22510.6199 | 3127 | 11257.1099 | Distributed from 923 Generation And Fuel | 2016
13953 | 2022 | NC | Belafonte | 65503 | BELAF |  | OP | PV | SUN | 3.4 | 0.24 | 7140 | 25703.7944 | 3570 | 12851.8972 | Distributed from 923 Generation And Fuel | 2018
13954 | 2022 | NC | Belews Creek | 8042 | 1 | 1 | OP | ST | NG | 1245.6 | 0.501 | 5464278 | 19671243.4301 | 2211627 | 7961793.5057 | EIA-923 Generator File | 1974
13955 | 2022 | NC | Belews Creek | 8042 | 2 | 1 | OP | ST | NG | 1245.6 | 0.346 | 3779808 | 13607199.9424 | 1828278 | 6581748.146 | EIA-923 Generator File | 1975
13956 | 2022 | NC | Belwood Farm | 58314 | 1 |  | OP | PV | SUN | 4 | 0.194 | 6815 | 24533.8037 | 3408 | 12268.7019 | Distributed from 923 Generation And Fuel | 2012
13957 | 2022 | NC | Benson Solar, LLC | 63836 | PV1 |  | OP | PV | SUN | 4.9 | 0.198 | 8518 | 30664.5547 | 4260 | 15335.8773 | Distributed from 923 Generation And Fuel | 2020
13958 | 2022 | NC | Benthall Bridge PV 1 | 59515 | BENT1 |  | OP | PV | SUN | 5 | 0.197 | 8624 | 31046.1516 | 4313 | 15526.6758 | Distributed from 923 Generation And Fuel | 2016
13959 | 2022 | NC | Bernhardt Furniture Solar Farm | 60881 | BERN4 |  | OP | PV | SUN | 1.1 | 0.166 | 1598 | 5752.754 | 799 | 2876.377 | Distributed from 923 Generation And Fuel | 2015
13960 | 2022 | NC | Beth | 64175 | 1302 |  | OP | PV | SUN | 5 | 0.179 | 7844 | 28238.1741 | 3922 | 14119.087 | Distributed from 923 Generation And Fuel | 2014
13961 | 2022 | NC | Bethel Price Solar, LLC | 58843 | 1 |  | OP | PV | SUN | 5 | 0.127 | 5555 | 19997.84 | 2778 | 10000.72 | Distributed from 923 Generation And Fuel | 2014
13962 | 2022 | NC | Bethel Solar | 59173 | 5MWPV |  | OP | PV | SUN | 5 | 0.159 | 6974 | 25106.1992 | 3487 | 12553.0996 | Distributed from 923 Generation And Fuel | 2015
13963 | 2022 | NC | Beulaville | 59039 | GEN 1 |  | OP | PV | SUN | 2 | 0.182 | 3188 | 11476.7082 | 1594 | 5738.3541 | Distributed from 923 Generation And Fuel | 2013
13964 | 2022 | NC | BG Stewart Solar Farm, LLC | 59930 | NB005 |  | OP | PV | SUN | 5 | 0.198 | 8652 | 31146.9508 | 4327 | 15577.0754 | Distributed from 923 Generation And Fuel | 2015
13965 | 2022 | NC | Big Boy | 64174 | 1303 |  | OP | PV | SUN | 3 | 0.179 | 4707 | 16945.0644 | 2354 | 8474.3322 | Distributed from 923 Generation And Fuel | 2014
13966 | 2022 | NC | Biltmore Solar Fields | 61271 | 18950 |  | OP | PV | SUN | 1.5 | 0.029 | 385 | 1385.9889 | 193 | 694.7944 | Distributed from 923 Generation And Fuel | 2012
13967 | 2022 | NC | Biscoe Solar LLC | 58667 | BISCO |  | OP | PV | SUN | 5 | 0.216 | 9456 | 34041.3277 | 4729 | 17024.2638 | Distributed from 923 Generation And Fuel | 2014
13968 | 2022 | NC | Bizzell Church Solar 1, LLC | 60401 | BCSPV |  | OP | PV | SUN | 5.2 | 0.213 | 9681 | 34851.3212 | 4841 | 17427.4606 | Distributed from 923 Generation And Fuel | 2015
13969 | 2022 | NC | Bizzell Church Solar 2 | 61158 | BIZZE |  | OP | PV | SUN | 5 | 0.206 | 9012 | 32442.9405 | 4507 | 16225.0702 | Distributed from 923 Generation And Fuel | 2017
13970 | 2022 | NC | Blackburn Landfill Co-Generation | 55488 | BB1 |  | OP | IC | LFG | 1 | 0.219 | 1918.621 | 6906.9803 | 780.345 | 2809.2195 | Distributed from 923 Generation And Fuel | 1999
13971 | 2022 | NC | Blackburn Landfill Co-Generation | 55488 | BB2 |  | OP | IC | LFG | 1 | 0.219 | 1918.621 | 6906.9803 | 780.345 | 2809.2195 | Distributed from 923 Generation And Fuel | 1999
13972 | 2022 | NC | Blackburn Landfill Co-Generation | 55488 | BB3 |  | OP | IC | LFG | 0.9 | 0.219 | 1726.759 | 6216.2827 | 702.31 | 2528.2958 | Distributed from 923 Generation And Fuel | 2002
13973 | 2022 | NC | Bladen Solar | 61561 | GEN1 |  | OP | PV | SUN | 50 | 0.236 | 103571 | 372852.6172 | 49787 | 179231.7661 | Distributed from 923 Generation And Fuel | 2017
13974 | 2022 | NC | Bladenboro Farm | 58868 | 1 |  | OP | PV | SUN | 5 | 0.198 | 8684 | 31262.1499 | 4343 | 15634.6749 | Distributed from 923 Generation And Fuel | 2013
13975 | 2022 | NC | Bladenboro Solar 2 | 62101 | PGRF6 |  | OP | PV | SUN | 4.5 | 0.224 | 8822 | 31758.9459 | 4412 | 15883.0729 | Distributed from 923 Generation And Fuel | 2018
13976 | 2022 | NC | Bladenboro Solar, LLC | 61283 | GEN1 |  | OP | PV | SUN | 4.8 | 0.23 | 9672 | 34818.9214 | 4837 | 17413.0607 | Distributed from 923 Generation And Fuel | 2015
13977 | 2022 | NC | Blewett | 2707 | 1 |  | OP | HY | WAT | 3.2 | 0.5 | 14023.154 | 50482.9505 | 5364.423 | 19311.7683 | Distributed from 923 Generation And Fuel | 1912
13978 | 2022 | NC | Blewett | 2707 | 2 |  | OP | HY | WAT | 3.2 | 0.5 | 14023.154 | 50482.9505 | 5364.423 | 19311.7683 | Distributed from 923 Generation And Fuel | 1912
13979 | 2022 | NC | Blewett | 2707 | 3 |  | OP | HY | WAT | 3.2 | 0.5 | 14023.154 | 50482.9505 | 5364.423 | 19311.7683 | Distributed from 923 Generation And Fuel | 1912
13980 | 2022 | NC | Blewett | 2707 | 4 |  | OP | HY | WAT | 5 | 0.5 | 21911.179 | 78879.6134 | 8381.911 | 30174.6382 | Distributed from 923 Generation And Fuel | 1912
13981 | 2022 | NC | Blewett | 2707 | 5 |  | OP | HY | WAT | 5 | 0.5 | 21911.179 | 78879.6134 | 8381.911 | 30174.6382 | Distributed from 923 Generation And Fuel | 1912
13982 | 2022 | NC | Blewett | 2707 | 6 |  | OP | HY | WAT | 5 | 0.5 | 21911.179 | 78879.6134 | 8381.911 | 30174.6382 | Distributed from 923 Generation And Fuel | 1912
13983 | 2022 | NC | Blewett | 2707 | GT1 |  | OP | GT | DFO | 17.5 | 0 | 7.75 | 27.8998 | 1.5 | 5.4 | Distributed from 923 Generation And Fuel | 1971
13984 | 2022 | NC | Blewett | 2707 | GT2 |  | OP | GT | DFO | 17.5 | 0 | 7.75 | 27.8998 | 1.5 | 5.4 | Distributed from 923 Generation And Fuel | 1971
13985 | 2022 | NC | Blewett | 2707 | GT3 |  | OP | GT | DFO | 17.5 | 0 | 7.75 | 27.8998 | 1.5 | 5.4 | Distributed from 923 Generation And Fuel | 1971
13986 | 2022 | NC | Blewett | 2707 | GT4 |  | OP | GT | DFO | 17.5 | 0 | 7.75 | 27.8998 | 1.5 | 5.4 | Distributed from 923 Generation And Fuel | 1971
13987 | 2022 | NC | Blueberry One | 58605 | PV1 |  | OP | PV | SUN | 5 | 0.219 | 9613 | 34606.5231 | 4807 | 17305.0616 | Distributed from 923 Generation And Fuel | 2016
13988 | 2022 | NC | Bo Biggs Solar | 64192 | BB08 |  | OP | PV | SUN | 4.9 | 0.221 | 9496 | 34185.3265 | 4749 | 17096.2632 | Distributed from 923 Generation And Fuel | 2018
13989 | 2022 | NC | Boaz Farm Solar | 61157 | BOAZF |  | OP | PV | SUN | 5 | 0.217 | 9506 | 34221.3262 | 4754 | 17114.2631 | Distributed from 923 Generation And Fuel | 2017
13990 | 2022 | NC | Bolton Farm | 58349 | 1 |  | OP | PV | SUN | 5 | 0.195 | 8535 | 30725.7542 | 4268 | 15364.6771 | Distributed from 923 Generation And Fuel | 2013
13991 | 2022 | NC | Bondi Solar | 61352 | GEN1 |  | OP | PV | SUN | 5 | 0.223 | 9782 | 35214.9183 | 4892 | 17611.0591 | Distributed from 923 Generation And Fuel | 2017
13992 | 2022 | NC | Boseman Solar Center LLC | 58807 | BSC1 |  | OP | PV | SUN | 5 | 0.199 | 8696 | 31305.3496 | 4349 | 15656.2747 | Distributed from 923 Generation And Fuel | 2014
13993 | 2022 | NC | Bostic Delivery No 2 | 56547 | 1 |  | OP | IC | DFO | 1 | -0.001 | -11 | -39.5997 | 0 | 0 | Distributed from 923 Generation And Fuel | 2007
13994 | 2022 | NC | Boykin PV1 | 59996 | BOYK1 |  | OP | PV | SUN | 16 | 0.204 | 28662 | 103182.3745 | 14333 | 51598.3872 | Distributed from 923 Generation And Fuel | 2020
13995 | 2022 | NC | Bradley PV1 | 59154 | BRAD1 |  | OP | PV | SUN | 5 | 0.179 | 7854 | 28274.1738 | 3927 | 14137.0869 | Distributed from 923 Generation And Fuel | 2015
13996 | 2022 | NC | Brantley Solar | 60623 | PV1 |  | OP | PV | SUN | 50.2 | 0.231 | 101380 | 364965.0803 | 48671 | 175214.1983 | Distributed from 923 Generation And Fuel | 2018
13997 | 2022 | NC | BRE | 59706 | NB005 |  | OP | PV | SUN | 5 | 0.197 | 8624 | 31046.1516 | 4313 | 15526.6758 | Distributed from 923 Generation And Fuel | 2015
13998 | 2022 | NC | BRE NC Solar 3 | 60627 | BEAM3 |  | OP | PV | SUN | 5 | 0.172 | 7521 | 27075.3834 | 3761 | 13539.4917 | Distributed from 923 Generation And Fuel | 2021
13999 | 2022 | NC | Brick City Solar | 66710 | BRICT |  | OP | PV | SUN | 5 | 0.194 | 8485 | 30545.7556 | 4243 | 15274.6778 | Distributed from 923 Generation And Fuel | 2021
14000 | 2022 | NC | Bridgewater | 2719 | 1 |  | OP | HY | WAT | 13 | 0.202 | 23035.812 | 82928.2598 | 8812.31 | 31724.0622 | Distributed from 923 Generation And Fuel | 1919
14001 | 2022 | NC | Bridgewater | 2719 | 2 |  | OP | HY | WAT | 13 | 0.202 | 23035.812 | 82928.2598 | 8812.31 | 31724.0622 | Distributed from 923 Generation And Fuel | 1919
14002 | 2022 | NC | Bridgewater | 2719 | 3 |  | OP | HY | WAT | 1.7 | 0.202 | 3012.375 | 10844.4632 | 1152.379 | 4148.5312 | Distributed from 923 Generation And Fuel | 2011
14003 | 2022 | NC | Brighter Future Solar | 64910 | BFSNC |  | OP | PV | SUN | 11 | 0.225 | 21691 | 78086.9753 | 10847 | 39048.8876 | Distributed from 923 Generation And Fuel | 2022 | 2052
14004 | 2022 | NC | Broad River Solar, LLC | 62822 | GEN1 |  | OP | PV | SUN | 50 | 0.264 | 115613 | 416203.4704 | 59716 | 214975.8802 | Distributed from 923 Generation And Fuel | 2021
14005 | 2022 | NC | Broadridge Solar, LLC | 61218 | BROAD |  | OP | PV | SUN | 5 | 0.226 | 9891 | 35607.3151 | 4946 | 17805.4576 | Distributed from 923 Generation And Fuel | 2017
14006 | 2022 | NC | Broadway Road Solar, LLC | 64820 | OS |  | OP | PV | SUN | 2 | 0.223 | 3900 | 14039.8877 | 1950 | 7019.9438 | Distributed from 923 Generation And Fuel | 2021
14007 | 2022 | NC | Broadway Solar Center, LLC | 59762 | BRDWY |  | OP | PV | SUN | 5 | 0.198 | 8652 | 31146.9508 | 4327 | 15577.0754 | Distributed from 923 Generation And Fuel | 2014
14008 | 2022 | NC | Brunswick Nuclear | 6014 | 1 | 1 | OP | ST | NUC | 1001.6 | 0.877 | 7693552.5 | 27696567.4275 | 3448695 | 12415202.6784 | Distributed from 923 Generation And Fuel | 1977
14009 | 2022 | NC | Brunswick Nuclear | 6014 | 2 | 1 | OP | ST | NUC | 1001.6 | 0.877 | 7693552.5 | 27696567.4275 | 3448695 | 12415202.6784 | Distributed from 923 Generation And Fuel | 1975
14010 | 2022 | NC | Buck | 2720 | CT11 |  | OP | CT | NG | 185.3 | 0.866 | 1406294 | 5062617.8991 | 624960 | 2249838.0013 | EIA-923 Generator File | 2011
14011 | 2022 | NC | Buck | 2720 | CT12 |  | OP | CT | NG | 185.3 | 0.865 | 1403629 | 5053023.9758 | 616375 | 2218932.2485 | EIA-923 Generator File | 2011
14012 | 2022 | NC | Buck | 2720 | ST10 | 2 | OP | CA | NG | 327.3 | 0.717 | 2056915 | 7404834.7613 | 929950 | 3347793.2177 | EIA-923 Generator File | 2011
14013 | 2022 | NC | Buckleberry Solar | 61693 | GEN |  | OP | PV | SUN | 52.1 | 0.22 | 100489 | 361757.5059 | 49407 | 177863.7771 | Distributed from 923 Generation And Fuel | 2018
14014 | 2022 | NC | Buddy Solar | 58735 | PV1 |  | OP | PV | SUN | 4 | 0.179 | 6285 | 22625.819 | 3143 | 11314.7095 | Distributed from 923 Generation And Fuel | 2015
14015 | 2022 | NC | Bullock Solar, LLC | 61512 | GEN1 |  | OP | PV | SUN | 50 | 0.239 | 104610 | 376592.9873 | 51782 | 186413.7087 | Distributed from 923 Generation And Fuel | 2017
14016 | 2022 | NC | Bunn Level Farm, LLC | 60636 | 1 |  | OP | PV | SUN | 5 | 0.217 | 9516 | 34257.3259 | 4759 | 17132.2629 | Distributed from 923 Generation And Fuel | 2016
14017 | 2022 | NC | Burgaw Solar, LLC | 62240 | 1072 |  | OP | PV | SUN | 5 | 0.197 | 8631 | 31071.3514 | 4316 | 15537.4757 | Distributed from 923 Generation And Fuel | 2019
14018 | 2022 | NC | Butler-Warner Generation Plant | 1016 | 1 |  | OP | CT | NG | 28.8 | 0.023 | 5880 | 21167.8307 | 3249 | 11696.3064 | EIA-923 Generator File | 1976
14019 | 2022 | NC | Butler-Warner Generation Plant | 1016 | 10 |  | OP | PV | SUN | 1 | 0.178 | 1562 | 5623.155 | 714 | 2570.3794 | Distributed from 923 Generation And Fuel | 2019
14020 | 2022 | NC | Butler-Warner Generation Plant | 1016 | 11 |  | OP | BA | MWH | 0.5 | -0.012 | -52 | -187.1985 | -22 | -79.1994 | Distributed from 923 Generation And Fuel | 2019
14021 | 2022 | NC | Butler-Warner Generation Plant | 1016 | 2 |  | OP | CT | NG | 28.8 | 0.005 | 1373 | 4942.7605 | 1080 | 3887.9689 | EIA-923 Generator File | 1976
14022 | 2022 | NC | Butler-Warner Generation Plant | 1016 | 3 |  | OP | CT | NG | 28.8 | 0.027 | 6895 | 24821.8014 | 4341 | 15627.475 | EIA-923 Generator File | 1976
14023 | 2022 | NC | Butler-Warner Generation Plant | 1016 | 4 |  | OP | GT | NG | 28.8 | 0.011 | 2691 | 9687.5225 | 869 | 3128.375 | Distributed from 923 Generation And Fuel | 1976
14024 | 2022 | NC | Butler-Warner Generation Plant | 1016 | 5 |  | OP | GT | NG | 28.8 | 0.011 | 2691 | 9687.5225 | 869 | 3128.375 | Distributed from 923 Generation And Fuel | 1977
14025 | 2022 | NC | Butler-Warner Generation Plant | 1016 | 6 |  | OP | CT | NG | 28.8 | 0.027 | 6714 | 24170.2066 | 4172 | 15019.0798 | EIA-923 Generator File | 1978
14026 | 2022 | NC | Butler-Warner Generation Plant | 1016 | 7 |  | OP | CT | NG | 28.8 | 0.026 | 6659 | 23972.2082 | 4110 | 14795.8816 | EIA-923 Generator File | 1979
14027 | 2022 | NC | Butler-Warner Generation Plant | 1016 | 8 |  | OP | CT | NG | 28.8 | 0.028 | 7136 | 25689.3945 | 4404 | 15854.2732 | EIA-923 Generator File | 1980
14028 | 2022 | NC | Butler-Warner Generation Plant | 1016 | 9 | 3 | OP | CA | NG | 73 | 0.015 | 9905 | 35657.7147 | 7910 | 28475.7722 | EIA-923 Generator File | 1988
14029 | 2022 | NC | Buttercup Solar, LLC | 64002 | 11629 |  | OP | PV | SUN | 5 | 0.25 | 10970 | 39491.6841 | 5486 | 19749.442 | Distributed from 923 Generation And Fuel | 2020
14030 | 2022 | NC | Buxton | 2783 | 1A |  | OP | IC | DFO | 3 | 0.006 | 147.8 | 532.0757 | 27.8 | 100.0792 | Distributed from 923 Generation And Fuel | 1991
14031 | 2022 | NC | Buxton | 2783 | 2A |  | OP | IC | DFO | 3 | 0.006 | 147.8 | 532.0757 | 27.8 | 100.0792 | Distributed from 923 Generation And Fuel | 1991
14032 | 2022 | NC | Buxton | 2783 | 3A |  | OP | IC | DFO | 3 | 0.006 | 147.8 | 532.0757 | 27.8 | 100.0792 | Distributed from 923 Generation And Fuel | 1991
14033 | 2022 | NC | Buxton | 2783 | 4A |  | OP | IC | DFO | 3 | 0.006 | 147.8 | 532.0757 | 27.8 | 100.0792 | Distributed from 923 Generation And Fuel | 1991
14034 | 2022 | NC | Buxton | 2783 | 5A |  | OP | IC | DFO | 3 | 0.006 | 147.8 | 532.0757 | 27.8 | 100.0792 | Distributed from 923 Generation And Fuel | 1991
14035 | 2022 | NC | Camden Dam Solar, LLC | 62330 | CMDND |  | OP | PV | SUN | 5 | 0.253 | 11067 | 39840.8813 | 5534 | 19922.2406 | Distributed from 923 Generation And Fuel | 2019
14036 | 2022 | NC | Camden Solar LLC | 64535 | KOV4A |  | OP | PV | SUN | 20 | 0.254 | 44512 | 160241.9181 | 22259 | 80131.7589 | Distributed from 923 Generation And Fuel | 2021 | 2056
14037 | 2022 | NC | Camp Lejeune Solar and Energy Storage | 59966 | PV1 |  | OP | PV | SUN | 12.8 | 0.16 | 17925 | 64529.4838 | 8964 | 32270.1418 | Distributed from 923 Generation And Fuel | 2015
14038 | 2022 | NC | Candace Solar | 59499 | PV1 |  | OP | PV | SUN | 5 | 0.208 | 9108 | 32788.5377 | 4555 | 16397.8688 | Distributed from 923 Generation And Fuel | 2016
14039 | 2022 | NC | Canton North Carolina | 50244 | GEN8 | 9 | OP | ST | BLQ | 7.5 | 0.801 | 52650 | 189538.4837 | 22365 | 80513.3559 | EIA-923 Generator File | 1937 | 2023
14040 | 2022 | NC | Canton North Carolina | 50244 | GEN9 | 9 | OP | ST | BLQ | 7.5 | 0.67 | 44050 | 158578.7314 | 13928 | 50140.3989 | EIA-923 Generator File | 1941 | 2023
14041 | 2022 | NC | Canton North Carolina | 50244 | GN10 | 9 | OP | ST | BLQ | 7.5 | 0.793 | 52097 | 187547.6996 | 22037 | 79332.5653 | EIA-923 Generator File | 1946 | 2023
14042 | 2022 | NC | Canton North Carolina | 50244 | GN11 | 9 | OP | ST | BLQ | 7.5 | 0.785 | 51592 | 185729.7142 | 21323 | 76762.1859 | EIA-923 Generator File | 1949 | 2023
14043 | 2022 | NC | Canton North Carolina | 50244 | GN12 | 9 | OP | ST | BLQ | 10 | 0.643 | 56305 | 202696.3784 | 19513 | 70246.238 | EIA-923 Generator File | 1952 | 2023
14044 | 2022 | NC | Canton North Carolina | 50244 | GN13 | 9 | OP | ST | BLQ | 12.5 | 0.506 | 55435 | 199564.4035 | 28260 | 101735.1861 | EIA-923 Generator File | 1979 | 2023
14045 | 2022 | NC | Carl Friedrich Gauss Solar | 60882 | GAUSS |  | OP | PV | SUN | 5 | 0.191 | 8371 | 30135.3589 | 4186 | 15069.4794 | Distributed from 923 Generation And Fuel | 2018
14046 | 2022 | NC | Carol Jean Solar | 59017 | GEN 1 |  | OP | PV | SUN | 4 | 0.205 | 7175 | 25829.7934 | 3588 | 12916.6967 | Distributed from 923 Generation And Fuel | 2016
14047 | 2022 | NC | Carolina Lily Solar | 63016 | 1096 |  | OP | PV | SUN | 5 | 0.186 | 8145 | 29321.7654 | 4073 | 14662.6827 | Distributed from 923 Generation And Fuel | 2021
14048 | 2022 | NC | Carolina Poultry Power Farmville | 62873 | 7474 |  | OP | ST | AB | 0.8 | 0.229 | 1602 | 5767.1539 | 647.605 | 2331.3593 | EIA-923 Generator File | 2019
14049 | 2022 | NC | Carolina Poultry Power Farmville | 62873 | 7475 |  | OP | ST | AB | 0.8 | 0.226 | 1581 | 5691.5545 | 647.605 | 2331.3593 | EIA-923 Generator File | 2019
14050 | 2022 | NC | Carolina Poultry Power Farmville | 62873 | 7476 |  | OP | ST | AB | 0.1 | 0.228 | 200 | 719.9942 | 80.951 | 291.4213 | EIA-923 Generator File | 2019
14051 | 2022 | NC | Carter PV1 | 59156 | CTR1 |  | OP | PV | SUN | 5 | 0.213 | 9338 | 33616.5311 | 4670 | 16811.8655 | Distributed from 923 Generation And Fuel | 2014
14052 | 2022 | NC | Cash Solar | 60178 | PV1 |  | OP | PV | SUN | 5 | 0.245 | 10749 | 38696.0904 | 5375 | 19349.8452 | Distributed from 923 Generation And Fuel | 2020
14053 | 2022 | NC | Castalia Solar | 58849 | 1 |  | OP | PV | SUN | 2 | 0.211 | 3688 | 13276.6938 | 1844 | 6638.3469 | Distributed from 923 Generation And Fuel | 2014
14054 | 2022 | NC | Catawba River Pollution Control | 56553 | 1234 |  | OP | IC | DFO | 1.3 | 0 | 3 | 10.7999 | 1 | 3.6 | Distributed from 923 Generation And Fuel | 2009
14055 | 2022 | NC | Catawba Solar LLC | 60800 | PV1 |  | OP | PV | SUN | 2 | 0.201 | 3519 | 12668.2987 | 1760 | 6335.9493 | Distributed from 923 Generation And Fuel | 2016
14056 | 2022 | NC | CB Bladen Solar, LLC | 60402 | CBPV |  | OP | PV | SUN | 5.2 | 0.215 | 9781 | 35211.3183 | 4891 | 17607.4591 | Distributed from 923 Generation And Fuel | 2016
14057 | 2022 | NC | CBC Solar Energy Gen Fac Phase 2 | 59451 | PV2 |  | OP | PV | SUN | 2.5 | 0.165 | 3614 | 13010.2959 | 1807 | 6505.148 | Distributed from 923 Generation And Fuel | 2013
14058 | 2022 | NC | Cedar Cliff | 2743 | 1 |  | OP | HY | WAT | 6.4 | 0.296 | 16590 | 59723.5222 | 6346 | 22845.4172 | Distributed from 923 Generation And Fuel | 1952
14059 | 2022 | NC | Cedar Solar, LLC | 60135 | CED |  | OP | PV | SUN | 5 | 0.21 | 9198 | 33112.5351 | 4600 | 16559.8675 | Distributed from 923 Generation And Fuel | 2015
14060 | 2022 | NC | Century Drive Solar Farm | 61187 | CENT1 |  | OP | PV | SUN | 1 | 0 | 0 | 0 | 0 | 0 | Distributed from 923 Generation And Fuel | 2014
14061 | 2022 | NC | Chadbourn Farm | 58311 | 1 |  | OP | PV | SUN | 5 | 0.207 | 9083 | 32698.5384 | 4542 | 16351.0692 | Distributed from 923 Generation And Fuel | 2012
14062 | 2022 | NC | Changeup | 62601 | CHANG |  | OP | PV | SUN | 2 | 0.08 | 1402 | 5047.1596 | 701 | 2523.5798 | Distributed from 923 Generation And Fuel | 2019
14063 | 2022 | NC | Charlie | 64176 | 1304 |  | OP | PV | SUN | 4 | 0.185 | 6475 | 23309.8135 | 3238 | 11656.7067 | Distributed from 923 Generation And Fuel | 2014
14064 | 2022 | NC | Charlotte Solar | 58722 | PV1 |  | OP | PV | SUN | 5 | 0.2 | 8753 | 31510.5479 | 4377 | 15757.0739 | Distributed from 923 Generation And Fuel | 2015
14065 | 2022 | NC | Chatuge | 2778 | 1 |  | OP | HY | WAT | 13.2 | 0.244 | 28202 | 101526.3878 | 10788 | 38836.4893 | Distributed from 923 Generation And Fuel | 1954
14066 | 2022 | NC | Chauncey Farm LLC | 59100 | 1 |  | OP | PV | SUN | 4.9 | 0.206 | 8842 | 31830.9454 | 4422 | 15919.0726 | Distributed from 923 Generation And Fuel | 2014
14067 | 2022 | NC | Chei Solar | 59508 | PV1 |  | OP | PV | SUN | 5 | 0.202 | 8829 | 31784.1457 | 4415 | 15893.8728 | Distributed from 923 Generation And Fuel | 2016
14068 | 2022 | NC | Cheoah | 54899 | 1A |  | OP | HY | WAT | 27.5 | 0.428 | 102999.679 | 370795.878 | 39401.411 | 141843.9448 | Distributed from 923 Generation And Fuel | 2012
14069 | 2022 | NC | Cheoah | 54899 | 2A |  | OP | HY | WAT | 27.5 | 0.428 | 102999.679 | 370795.878 | 39401.411 | 141843.9448 | Distributed from 923 Generation And Fuel | 2012
14070 | 2022 | NC | Cheoah | 54899 | 3A |  | OP | HY | WAT | 27.5 | 0.428 | 102999.679 | 370795.878 | 39401.411 | 141843.9448 | Distributed from 923 Generation And Fuel | 2013
14071 | 2022 | NC | Cheoah | 54899 | 4A |  | OP | HY | WAT | 27.5 | 0.428 | 102999.679 | 370795.878 | 39401.411 | 141843.9448 | Distributed from 923 Generation And Fuel | 2012
14072 | 2022 | NC | Cheoah | 54899 | 5 |  | OP | HY | WAT | 30 | 0.428 | 112363.286 | 404504.5936 | 42983.357 | 154738.8473 | Distributed from 923 Generation And Fuel | 1949
14073 | 2022 | NC | Cherryville City Hall | 56340 | 1 |  | OP | IC | DFO | 1.8 | 0.003 | 50 | 179.9986 | 9 | 32.3997 | Distributed from 923 Generation And Fuel | 2006
14074 | 2022 | NC | Chestnut Solar | 61011 | PV1 |  | OP | PV | SUN | 74.9 | 0.209 | 137367 | 494517.2439 | 70081 | 252289.5817 | Distributed from 923 Generation And Fuel | 2020
14075 | 2022 | NC | Choco Solar, LLC | 59899 | CHOCO |  | OP | PV | SUN | 5 | 0.194 | 8476 | 30513.3559 | 4239 | 15260.2779 | Distributed from 923 Generation And Fuel | 2014
14076 | 2022 | NC | Chocowinity Solar LLC | 58675 | CHOCO |  | OP | PV | SUN | 5 | 0.172 | 7523 | 27082.5833 | 3762 | 13543.0917 | Distributed from 923 Generation And Fuel | 2014
14077 | 2022 | NC | Chowan Jehu Solar | 62693 | PGR03 |  | OP | PV | SUN | 5 | 0.21 | 9195 | 33101.7352 | 4598 | 16552.6676 | Distributed from 923 Generation And Fuel | 2018
14078 | 2022 | NC | Church Road Solar LLC | 62168 | CHU01 |  | OP | PV | SUN | 5 | 0.169 | 7391 | 26607.3871 | 3696 | 13305.4936 | Distributed from 923 Generation And Fuel | 2018
14079 | 2022 | NC | CII Methane Management IV, LLC | 59711 | GEN1 |  | OP | IC | LFG | 1.6 | 0.599 | 8390 | 30203.7584 | 3413 | 12286.7017 | Distributed from 923 Generation And Fuel | 2014
14080 | 2022 | NC | Cirrus Solar LLC | 58674 | CIRRU |  | OP | PV | SUN | 5 | 0.139 | 6104 | 21974.2242 | 3052 | 10987.1121 | Distributed from 923 Generation And Fuel | 2014
14081 | 2022 | NC | Clear Solar I, LLC | 65817 | CLEA1 |  | OP | PV | SUN | 3.6 | 0.225 | 7083 | 25498.596 | 3542 | 12751.098 | Distributed from 923 Generation And Fuel | 2020
14082 | 2022 | NC | Cleveland Cnty Generating Facility | 57029 | 1 |  | OP | GT | NG | 184 | 0.19 | 305896.25 | 1101217.6903 | 209994 | 755972.3522 | Distributed from 923 Generation And Fuel | 2012
14083 | 2022 | NC | Cleveland Cnty Generating Facility | 57029 | 2 |  | OP | GT | NG | 184 | 0.19 | 305896.25 | 1101217.6903 | 209994 | 755972.3522 | Distributed from 923 Generation And Fuel | 2012
14084 | 2022 | NC | Cleveland Cnty Generating Facility | 57029 | 3 |  | OP | GT | NG | 184 | 0.19 | 305896.25 | 1101217.6903 | 209994 | 755972.3522 | Distributed from 923 Generation And Fuel | 2012
14085 | 2022 | NC | Cleveland Cnty Generating Facility | 57029 | 4 |  | OP | GT | NG | 184 | 0.19 | 305896.25 | 1101217.6903 | 209994 | 755972.3522 | Distributed from 923 Generation And Fuel | 2012
14086 | 2022 | NC | Cline Solar Farm, LLC | 59929 | NB007 |  | OP | PV | SUN | 5 | 0.185 | 8107 | 29184.9665 | 4054 | 14594.2832 | Distributed from 923 Generation And Fuel | 2017
14087 | 2022 | NC | Clipperton Holdings LLC | 59213 | PV1 |  | OP | PV | SUN | 5 | 0.221 | 9674 | 34826.1214 | 4838 | 17416.6607 | Distributed from 923 Generation And Fuel | 2017
14088 | 2022 | NC | Clovelly Solar | 66711 | CLOVY |  | OP | PV | SUN | 5 | 0.242 | 10585 | 38105.6952 | 5293 | 19054.6476 | Distributed from 923 Generation And Fuel | 2021
14089 | 2022 | NC | Coats Solar Farm, LLC | 59937 | NB006 |  | OP | PV | SUN | 5 | 0.219 | 9590 | 34523.7238 | 4796 | 17265.4619 | Distributed from 923 Generation And Fuel | 2016
14090 | 2022 | NC | COC Surry LFG, LLC | 59439 | UNIT1 |  | OP | IC | LFG | 1.6 | 0.408 | 5724 | 20606.2352 | 2328 | 8380.733 | Distributed from 923 Generation And Fuel | 2013
14091 | 2022 | NC | Cohen Farm Solar, LLC | 60146 | FLS1 |  | OP | PV | SUN | 4.9 | 0.231 | 9916 | 35697.3144 | 4959 | 17852.2572 | Distributed from 923 Generation And Fuel | 2016
14092 | 2022 | NC | Concord Energy | 57896 | UNT1 |  | OP | GT | LFG | 4.8 | 0.733 | 30813 | 110925.9126 | 12836 | 46209.2303 | Distributed from 923 Generation And Fuel | 2012
14093 | 2022 | NC | Concord Energy | 57896 | UNT2 |  | OP | GT | LFG | 4.8 | 0.733 | 30813 | 110925.9126 | 12836 | 46209.2303 | Distributed from 923 Generation And Fuel | 2012
14094 | 2022 | NC | Concord Farm | 59818 | 1 |  | OP | PV | SUN | 4.5 | 0.076 | 3014 | 10850.3132 | 1507 | 5425.1566 | Distributed from 923 Generation And Fuel | 2011
14095 | 2022 | NC | Conetoe II Solar, LLC | 59944 | CONE1 |  | OP | PV | SUN | 80 | 0.233 | 162998 | 586788.1057 | 81509 | 293430.0526 | Distributed from 923 Generation And Fuel | 2015
14096 | 2022 | NC | Conetoe Solar | 60188 | CON15 |  | OP | PV | SUN | 5 | 0.196 | 8577 | 30876.953 | 4289 | 15440.2765 | Distributed from 923 Generation And Fuel | 2015
14097 | 2022 | NC | Coogee Solar | 66712 | COOGE |  | OP | PV | SUN | 5 | 0.254 | 11131 | 40071.2794 | 5566 | 20037.4397 | Distributed from 923 Generation And Fuel | 2021
14098 | 2022 | NC | Cookstown | 62600 | COOKS |  | OP | PV | SUN | 5 | 0.233 | 10198 | 36712.5063 | 5100 | 18359.8531 | Distributed from 923 Generation And Fuel | 2019
14099 | 2022 | NC | Copperfield | 61882 | GEN1 |  | OP | PV | SUN | 2 | 0.232 | 4061 | 14619.483 | 2031 | 7311.5415 | Distributed from 923 Generation And Fuel | 2018
14100 | 2022 | NC | Cork Oak Solar | 60637 | NC160 |  | OP | PV | SUN | 20 | 0.179 | 31395 | 113021.0958 | 15699 | 56515.9479 | Distributed from 923 Generation And Fuel | 2017
14101 | 2022 | NC | Cornelius Delivery No 1 | 56546 | 1 |  | OP | IC | DFO | 2.2 | -0.003 | -53 | -190.7985 | 0 | 0 | Distributed from 923 Generation And Fuel | 2007
14102 | 2022 | NC | Cornwall Solar Center, LLC | 59663 | CSC1 |  | OP | PV | SUN | 5 | 0.159 | 6975 | 25109.7991 | 3488 | 12556.6995 | Distributed from 923 Generation And Fuel | 2016
14103 | 2022 | NC | Cotten Farm, LLC | 60965 | COT |  | OP | PV | SUN | 5 | 0.217 | 9523 | 34282.5257 | 4762 | 17143.0629 | Distributed from 923 Generation And Fuel | 2016
14104 | 2022 | NC | Cottonwood Solar, LLC | 63293 | NCCWD |  | OP | PV | SUN | 3 | 0.196 | 5158 | 18568.6515 | 2579 | 9284.3257 | Distributed from 923 Generation And Fuel | 2018
14105 | 2022 | NC | Cougar Solar, LLC | 61658 | COUGR |  | OP | PV | SUN | 1.9 | 0.22 | 3657 | 13165.0947 | 1829 | 6584.3473 | Distributed from 923 Generation And Fuel | 2017
14106 | 2022 | NC | County Home Solar Center, LLC | 60199 | CHSC1 |  | OP | PV | SUN | 2 | 0.196 | 3426 | 12333.5013 | 1713 | 6166.7507 | Distributed from 923 Generation And Fuel | 2016
14107 | 2022 | NC | County Home Solar LLC | 62167 | COU01 |  | OP | PV | SUN | 4.9 | 0.238 | 10206 | 36741.3061 | 5104 | 18374.253 | Distributed from 923 Generation And Fuel | 2018
14108 | 2022 | NC | Cowans Ford | 2722 | 1 |  | OP | HY | WAT | 87.5 | 0.047 | 36092.5 | 129931.9605 | 13806.75 | 49703.9024 | Distributed from 923 Generation And Fuel | 1963
14109 | 2022 | NC | Cowans Ford | 2722 | 2 |  | OP | HY | WAT | 87.5 | 0.047 | 36092.5 | 129931.9605 | 13806.75 | 49703.9024 | Distributed from 923 Generation And Fuel | 1963
14110 | 2022 | NC | Cowans Ford | 2722 | 3 |  | OP | HY | WAT | 87.5 | 0.047 | 36092.5 | 129931.9605 | 13806.75 | 49703.9024 | Distributed from 923 Generation And Fuel | 1963
14111 | 2022 | NC | Cowans Ford | 2722 | 4 |  | OP | HY | WAT | 87.5 | 0.047 | 36092.5 | 129931.9605 | 13806.75 | 49703.9024 | Distributed from 923 Generation And Fuel | 1967
14112 | 2022 | NC | Craven County Wood Energy LP | 10525 | 1UNI | 1 | OP | ST | WDS | 50 | 0.665 | 291057 | 1047796.8176 | 137272 | 494175.2466 | EIA-923 Generator File | 1990
14113 | 2022 | NC | Creech Solar 2, LLC | 60635 | PV1 |  | OP | PV | SUN | 5 | 0.204 | 8955 | 32237.7421 | 4478 | 16120.671 | Distributed from 923 Generation And Fuel | 2016
14114 | 2022 | NC | Crestwood Solar Center LLC | 59914 | CREST |  | OP | PV | SUN | 5 | 0.204 | 8914 | 32090.1433 | 4458 | 16048.6716 | Distributed from 923 Generation And Fuel | 2016
14115 | 2022 | NC | Creswell Alligood Solar, LLC | 59548 | CRES1 |  | OP | PV | SUN | 14 | 0.213 | 26168 | 94204.0464 | 13086 | 47109.2231 | Distributed from 923 Generation And Fuel | 2015
14116 | 2022 | NC | Crockett Farm | 59561 | PV1 |  | OP | PV | SUN | 5 | 0.211 | 9241 | 33267.3339 | 4621 | 16635.4669 | Distributed from 923 Generation And Fuel | 2014
14117 | 2022 | NC | Crooked Run | 62678 | 299 |  | OP | PV | SUN | 70.1 | 0.232 | 142759 | 513928.2886 | 68153 | 245348.8372 | Distributed from 923 Generation And Fuel | 2019
14118 | 2022 | NC | Cruise Solar, LLC | 65584 | CRUI1 |  | OP | PV | SUN | 1.9 | 0.229 | 3817 | 13741.0901 | 1909 | 6872.345 | Distributed from 923 Generation And Fuel | 2021
14119 | 2022 | NC | CS Murphy Point, LLC | 57687 | 1 |  | OP | PV | SUN | 0.9 | 0.169 | 1336 | 4809.5615 | 668 | 2404.7808 | Distributed from 923 Generation And Fuel | 2011
14120 | 2022 | NC | Cubera Solar, LLC | 63346 | PGR06 |  | OP | PV | SUN | 2 | 0.232 | 4069 | 14648.2828 | 2035 | 7325.9414 | Distributed from 923 Generation And Fuel | 2020
14121 | 2022 | NC | Cummins Whitakers PV Arrays | 65470 | CWPVA |  | OP | PV | SUN | 3.3 |  | GENYRONL: 2022
14122 | 2022 | NC | Currin Solar, LLC | 60403 | CSPV |  | OP | PV | SUN | 5.2 | 0.193 | 8795 | 31661.7467 | 4398 | 15832.6733 | Distributed from 923 Generation And Fuel | 2015
14123 | 2022 | NC | Dan River | 2723 | CT8 |  | OP | CT | NG | 185.3 | 0.713 | 1158153 | 4169317.4455 | 437952 | 1576614.5871 | EIA-923 Generator File | 2012
14124 | 2022 | NC | Dan River | 2723 | CT9 |  | OP | CT | NG | 185.3 | 0.723 | 1172815 | 4222100.2232 | 441416 | 1589084.8873 | EIA-923 Generator File | 2012
14125 | 2022 | NC | Dan River | 2723 | ST7 | 2 | OP | CA | NG | 327.3 | 0.62 | 1779047 | 6404517.9639 | 694187 | 2499053.2076 | EIA-923 Generator File | 2012
14126 | 2022 | NC | Daniel Farm LLC | 59126 | 1 |  | OP | PV | SUN | 5 | 0.206 | 9021 | 32475.3402 | 4511 | 16239.4701 | Distributed from 923 Generation And Fuel | 2014
14127 | 2022 | NC | Davidson Gas Producers LLC | 57436 | 1 |  | OP | IC | LFG | 1.6 | 0.888 | 12449 | 44816.0415 | 5064 | 18230.2542 | Distributed from 923 Generation And Fuel | 2010
14128 | 2022 | NC | Davis Lane Solar, LLC | 61581 | DAVIS |  | OP | PV | SUN | 5 | 0.219 | 9604 | 34574.1234 | 4803 | 17290.6617 | Distributed from 923 Generation And Fuel | 2017
14129 | 2022 | NC | Daystar Solar | 60179 | PV1 |  | OP | PV | SUN | 5 | 0.219 | 9596 | 34545.3236 | 4799 | 17276.2618 | Distributed from 923 Generation And Fuel | 2017
14130 | 2022 | NC | DD Fayetteville Solar NC LLC | 59117 | PV1 |  | OP | PV | SUN | 23.1 | 0.185 | 37367 | 134520.1238 | 18686 | 67269.0618 | Distributed from 923 Generation And Fuel | 2015
14131 | 2022 | NC | DE Solar 10240 Old Dowd Rd | 57334 | PV01 |  | OP | PV | SUN | 1.9 | 0.124 | 2067 | 7441.1405 | 1034 | 3722.3702 | Distributed from 923 Generation And Fuel | 2010
14132 | 2022 | NC | DE Solar 1725 Drywall Dr | 57336 | PV01 |  | OP | PV | SUN | 1 | 0.111 | 975 | 3509.9719 | 488 | 1756.7859 | Distributed from 923 Generation And Fuel | 2010
14133 | 2022 | NC | DE Solar 657 Brigham Rd | 57335 | PV01 |  | OP | PV | SUN | 1.3 | 0.075 | 855 | 3077.9754 | 428 | 1540.7877 | Distributed from 923 Generation And Fuel | 2010
14134 | 2022 | NC | Deep Branch Farm | 61403 | 1 |  | OP | PV | SUN | 5 | 0.225 | 9854 | 35474.1162 | 4928 | 17740.6581 | Distributed from 923 Generation And Fuel | 2017
14135 | 2022 | NC | Delco Farm | 61088 | 1 |  | OP | PV | SUN | 5 | 0.2 | 8747 | 31488.9481 | 4374 | 15746.274 | Distributed from 923 Generation And Fuel | 2016
14136 | 2022 | NC | Dement Farm LLC | 58874 | DF1 |  | OP | PV | SUN | 5 | 0.195 | 8531 | 30711.3543 | 4266 | 15357.4771 | Distributed from 923 Generation And Fuel | 2013
14137 | 2022 | NC | Desert Wind Farm, LLC | 59968 | 1 |  | OP | WT | WND | 208 | 0.295 | 536783 | 1932403.3408 | 169134 | 608877.529 | Distributed from 923 Generation And Fuel | 2016
14138 | 2022 | NC | Dessie Solar Center LLC | 58952 | DESS |  | OP | PV | SUN | 4.8 | 0.21 | 8829 | 31784.1457 | 4415 | 15893.8728 | Distributed from 923 Generation And Fuel | 2014
14139 | 2022 | NC | Dibrell Farm | 58346 | 1 |  | OP | PV | SUN | 5 | 0.213 | 9327 | 33576.9314 | 4664 | 16790.2657 | Distributed from 923 Generation And Fuel | 2013
14140 | 2022 | NC | Dixon Dairy Road Solar | 58453 | 1 |  | OP | PV | SUN | 4 | 0.19 | 6644 | 23918.2087 | 3322 | 11959.1043 | Distributed from 923 Generation And Fuel | 2011
14141 | 2022 | NC | Dogwood Solar, LLC | 58844 | 1 |  | OP | PV | SUN | 20 | 0.184 | 32276 | 116192.6705 | 16140 | 58103.5352 | Distributed from 923 Generation And Fuel | 2014
14142 | 2022 | NC | Domtar Paper Co LLC Plymouth NC | 50189 | TG10 | 3 | OP | ST | WDS | 72 | 0.266 | 167489.54 | 602957.5203 | 74349.75 | 267656.9587 | EIA-923 Generator File | 1978
14143 | 2022 | NC | Domtar Paper Co LLC Plymouth NC | 50189 | TG9 | 1 | OP | ST | BLQ | 42 | 0.468 | 172305.34 | 620294.2616 | 56824.676 | 204567.1971 | EIA-923 Generator File | 1976
14144 | 2022 | NC | Downs Farm Solar | 59429 | DOWN1 |  | OP | PV | SUN | 5 | 0.192 | 8388 | 30196.5584 | 4195 | 15101.8792 | Distributed from 923 Generation And Fuel | 2015
14145 | 2022 | NC | Dragstrip Farm | 59102 | 1 |  | OP | PV | SUN | 5 | 0.206 | 9019 | 32468.1403 | 4510 | 16235.8701 | Distributed from 923 Generation And Fuel | 2014
14146 | 2022 | NC | Drexel Operations Center | 56548 | 1 |  | OP | IC | DFO | 2.2 | 0 | -9 | -32.3997 | -2 | -7.1999 | Distributed from 923 Generation And Fuel | 2007
14147 | 2022 | NC | DSM Pharmaceuticals | 54887 | GEN1 |  | SB | GT | NG | 4 | 0.009 | 332 | 1195.1904 | 64 | 230.3982 | Distributed from 923 Generation And Fuel | 1993
14148 | 2022 | NC | DSM Pharmaceuticals | 54887 | GEN2 |  | SB | IC | DFO | 0.3 | 0.001 | 3.173 | 11.4227 | 0.577 | 2.0772 | Distributed from 923 Generation And Fuel | 1994
14149 | 2022 | NC | DSM Pharmaceuticals | 54887 | GEN3 |  | SB | IC | DFO | 1.1 | 0.001 | 11.635 | 41.8857 | 2.115 | 7.6139 | Distributed from 923 Generation And Fuel | 1994
14150 | 2022 | NC | DSM Pharmaceuticals | 54887 | GEN4 |  | SB | IC | DFO | 1.2 | 0.001 | 12.692 | 45.6908 | 2.308 | 8.3087 | Distributed from 923 Generation And Fuel | 1987
14151 | 2022 | NC | DSM Pharmaceuticals | 54887 | GEN5 |  | SB | IC | DFO | 1 | 0.001 | 10.577 | 38.0769 | 1.923 | 6.9227 | Distributed from 923 Generation And Fuel | 1999
14152 | 2022 | NC | DSM Pharmaceuticals | 54887 | GEN6 |  | SB | IC | DFO | 1.2 | 0.001 | 12.692 | 45.6908 | 2.308 | 8.3087 | Distributed from 923 Generation And Fuel | 2003
14153 | 2022 | NC | DSM Pharmaceuticals | 54887 | GEN7 |  | SB | IC | DFO | 0.1 | 0.001 | 1.058 | 3.8088 | 0.192 | 0.69119 | Distributed from 923 Generation And Fuel | 2015
14154 | 2022 | NC | DSM Pharmaceuticals | 54887 | GEN8 |  | SB | IC | DFO | 0.3 | 0.001 | 3.173 | 11.4227 | 0.577 | 2.0772 | Distributed from 923 Generation And Fuel | 2015
14155 | 2022 | NC | Dunn | 59376 | DUNN1 |  | OP | PV | SUN | 2 | 0.192 | 3363 | 12106.7031 | 1682 | 6055.1516 | Distributed from 923 Generation And Fuel | 2012
14156 | 2022 | NC | Duplin Solar I LLC (160 Houston Lane) | 60599 | DPLN |  | OP | PV | SUN | 5 | 0.182 | 7961 | 28659.3707 | 3981 | 14331.4853 | Distributed from 923 Generation And Fuel | 2014
14157 | 2022 | NC | Duplin Solar LLC | 58879 | DF |  | OP | PV | SUN | 5 | 0.198 | 8663 | 31186.5505 | 4332 | 15595.0752 | Distributed from 923 Generation And Fuel | 2013
14158 | 2022 | NC | Durham Solar | 60131 | DURM |  | OP | PV | SUN | 3.5 | 0.191 | 5848 | 21052.6316 | 2924 | 10526.3158 | Distributed from 923 Generation And Fuel | 2015
14159 | 2022 | NC | Eagle Solar | 60161 | PV1 |  | OP | PV | SUN | 4 | 0.232 | 8137 | 29292.9657 | 4069 | 14648.2828 | Distributed from 923 Generation And Fuel | 2020
14160 | 2022 | NC | East Wayne Solar LLC | 59189 | 1 |  | OP | PV | SUN | 2 | 0.214 | 3744 | 13478.2922 | 1872 | 6739.1461 | Distributed from 923 Generation And Fuel | 2014
14161 | 2022 | NC | Eastover Farm | 59562 | PV1 |  | OP | PV | SUN | 5 | 0.212 | 9279 | 33404.1328 | 4640 | 16703.8664 | Distributed from 923 Generation And Fuel | 2014
14162 | 2022 | NC | Eastside WWTP | 57606 | 1 |  | OP | IC | DFO | 1.8 | 0.006 | 97.667 | 351.5984 | 18.333 | 65.9983 | Distributed from 923 Generation And Fuel | 2004
14163 | 2022 | NC | Eastside WWTP | 57606 | 2 |  | OP | IC | DFO | 1.8 | 0.006 | 97.667 | 351.5984 | 18.333 | 65.9983 | Distributed from 923 Generation And Fuel | 2004
14164 | 2022 | NC | Eastside WWTP | 57606 | 3 |  | OP | IC | DFO | 1.8 | 0.006 | 97.667 | 351.5984 | 18.333 | 65.9983 | Distributed from 923 Generation And Fuel | 2004
14165 | 2022 | NC | Eden Solar LLC | 59778 | EDENS |  | OP | PV | SUN | 47.7 | 0.199 | 83127 | 299254.806 | 41568 | 149643.6029 | Distributed from 923 Generation And Fuel | 2015
14166 | 2022 | NC | Edenton Generators | 7429 | 2 |  | OP | IC | DFO | 1.2 | 0 | 0 | 0 | 0 | 0 | Distributed from 923 Generation And Fuel | 1988
14167 | 2022 | NC | Edenton Generators | 7429 | 3 |  | OP | IC | DFO | 1.2 | 0 | 0 | 0 | 0 | 0 | Distributed from 923 Generation And Fuel | 2014
14168 | 2022 | NC | Edenton Solar | 61781 | EDE |  | OP | PV | SUN | 5 | 0.199 | 8736 | 31449.3484 | 4369 | 15728.2742 | Distributed from 923 Generation And Fuel | 2019
14169 | 2022 | NC | Edison Farm | 66371 | EDISN |  | OP | PV | SUN | 2 | 0.004 | 72 | 259.1979 | 0 | 0 | Distributed from 923 Generation And Fuel | 2022
14170 | 2022 | NC | Ellerbe | 59042 | GEN 1 |  | OP | PV | SUN | 2 | 0.186 | 3257 | 11725.1062 | 1629 | 5864.3531 | Distributed from 923 Generation And Fuel | 2013
14171 | 2022 | NC | Elliana Solar | 58725 | PV1 |  | OP | PV | SUN | 5 | 0.216 | 9479 | 34124.127 | 4740 | 17063.8635 | Distributed from 923 Generation And Fuel | 2015
14172 | 2022 | NC | Elm City Solar Facility | 59164 | NSC 1 |  | OP | PV | SUN | 40 | 0.206 | 72188 | 259874.721 | 36098 | 129951.7604 | Distributed from 923 Generation And Fuel | 2016
14173 | 2022 | NC | Elm Solar, LLC | 60136 | ELM |  | OP | PV | SUN | 5 | 0.21 | 9199 | 33116.1351 | 4600 | 16559.8675 | Distributed from 923 Generation And Fuel | 2015
14174 | 2022 | NC | Ennis Solar, LLC | 62662 | 22503 |  | OP | PV | SUN | 5 | 0.173 | 7558 | 27208.5823 | 3779 | 13604.2912 | Distributed from 923 Generation And Fuel | 2019
14175 | 2022 | NC | Eros Solar, LLC | 63733 | 11631 |  | OP | PV | SUN | 5 | 0.231 | 10113 | 36406.5087 | 5057 | 18205.0544 | Distributed from 923 Generation And Fuel | 2020
14176 | 2022 | NC | Erwin Farm | 58859 | 1 |  | OP | PV | SUN | 5 | 0.169 | 7415 | 26693.7864 | 3708 | 13348.6932 | Distributed from 923 Generation And Fuel | 2014
14177 | 2022 | NC | ESA Albemarle NC Solar | 66718 | ESAAB |  | OP | PV | SUN | 2 | 0.263 | 4601 | 16563.4675 | 2301 | 8283.5337 | Distributed from 923 Generation And Fuel | 2021
14178 | 2022 | NC | ESA Boston Solar, LLC | 64363 | 30008 |  | OP | PV | SUN | 5 | 0.223 | 9773 | 35182.5185 | 4887 | 17593.0593 | Distributed from 923 Generation And Fuel | 2020
14179 | 2022 | NC | ESA Buies Creek, LLC | 63732 | 11630 |  | OP | PV | SUN | 2.8 | 0.215 | 5285 | 19025.8478 | 2643 | 9514.7239 | Distributed from 923 Generation And Fuel | 2020
14180 | 2022 | NC | ESA Four Oaks 2 NC LLC | 62996 | PGR08 |  | OP | PV | SUN | 2 | 0.188 | 3295 | 11861.9051 | 1648 | 5932.7525 | Distributed from 923 Generation And Fuel | 2019
14181 | 2022 | NC | ESA Hamlet NC , LLC | 63377 | PGR10 |  | OP | PV | SUN | 5 | 0.2 | 8774 | 31586.1473 | 4388 | 15796.6736 | Distributed from 923 Generation And Fuel | 2021
14182 | 2022 | NC | ESA Selma | 59956 | GEN02 |  | OP | PV | SUN | 1.8 | 0.167 | 2637 | 9493.1241 | 1319 | 4748.362 | Distributed from 923 Generation And Fuel | 2015
14183 | 2022 | NC | ESA Smithfield | 59955 | GEN01 |  | OP | PV | SUN | 1.8 | 0.191 | 3018 | 10864.7131 | 1509 | 5432.3565 | Distributed from 923 Generation And Fuel | 2015
14184 | 2022 | NC | Everett PV1 | 60997 | EVRT1 |  | OP | PV | SUN | 10 | 0.187 | 16374 | 58945.9284 | 8188 | 29476.5642 | Distributed from 923 Generation And Fuel | 2019
14185 | 2022 | NC | Everetts Wildcat Solar, LLC | 59549 | EVER1 |  | OP | PV | SUN | 5 | 0.137 | 6018 | 21664.6267 | 3009 | 10832.3133 | Distributed from 923 Generation And Fuel | 2015
14186 | 2022 | NC | Exum Farm Solar, LLC | 60400 | FLS1 |  | OP | PV | SUN | 4.9 | 0.218 | 9378 | 33760.5299 | 4690 | 16883.8649 | Distributed from 923 Generation And Fuel | 2016
14187 | 2022 | NC | Facile Solar | 59406 | SYS1 |  | OP | PV | SUN | 2 | 0.197 | 3450 | 12419.9006 | 1725 | 6209.9503 | Distributed from 923 Generation And Fuel | 2015
14188 | 2022 | NC | Fairmont-FLS 100 | 59052 | GEN 1 |  | OP | PV | SUN | 4 | 0.194 | 6812 | 24523.0038 | 3406 | 12261.5019 | Distributed from 923 Generation And Fuel | 2013
14189 | 2022 | NC | Faison Solar | 59333 | FAIS1 |  | OP | PV | SUN | 2 | 0.17 | 2982 | 10735.1141 | 1491 | 5367.5571 | Distributed from 923 Generation And Fuel | 2015
14190 | 2022 | NC | Falls Hydro | 54895 | YF1 |  | OP | HY | WAT | 9 | 0.426 | 33546.783 | 120767.4527 | 12833.025 | 46198.5204 | Distributed from 923 Generation And Fuel | 1922
14191 | 2022 | NC | Falls Hydro | 54895 | YF2 |  | OP | HY | WAT | 11.2 | 0.426 | 41747.108 | 150288.3865 | 15969.987 | 57491.4933 | Distributed from 923 Generation And Fuel | 1919
14192 | 2022 | NC | Falls Hydro | 54895 | YF3 |  | OP | HY | WAT | 11.2 | 0.426 | 41747.108 | 150288.3865 | 15969.987 | 57491.4933 | Distributed from 923 Generation And Fuel | 1919
14193 | 2022 | NC | Farrington Farm | 58318 | 1 |  | OP | PV | SUN | 1 | 0.157 | 1372 | 4939.1605 | 686 | 2469.5802 | Distributed from 923 Generation And Fuel | 2012
14194 | 2022 | NC | Fern Solar LLC | 62798 | FERN |  | OP | PV | SUN | 100 | 0.257 | 225533 | 811912.3047 | 114523 | 412279.5018 | Distributed from 923 Generation And Fuel | 2020
14195 | 2022 | NC | Fisher Solar Farm - NC | 61089 | 1 |  | OP | PV | SUN | 5 | 0.215 | 9426 | 33933.3285 | 4714 | 16970.2642 | Distributed from 923 Generation And Fuel | 2015
14196 | 2022 | NC | Five Forks Solar | 59951 | 5FRK |  | OP | PV | SUN | 20 | 0.22 | 38599 | 138955.2884 | 19302 | 69486.6441 | Distributed from 923 Generation And Fuel | 2019
14197 | 2022 | NC | Flash Solar | 58726 | PV1 |  | OP | PV | SUN | 5 | 0.193 | 8447 | 30408.9567 | 4224 | 15206.2783 | Distributed from 923 Generation And Fuel | 2015
14198 | 2022 | NC | Flat Meeks PV 1 | 59514 | FLAT1 |  | OP | PV | SUN | 5 | 0.176 | 7728 | 27820.5774 | 3864 | 13910.2887 | Distributed from 923 Generation And Fuel | 2017
14199 | 2022 | NC | Flatwood Farm | 64527 | 16507 |  | OP | PV | SUN | 5 | 0.21 | 9202 | 33126.935 | 4602 | 16567.0675 | Distributed from 923 Generation And Fuel | 2018
14200 | 2022 | NC | Flemming Solar Center LLC | 58808 | FSC1 |  | OP | PV | SUN | 5 | 0.204 | 8915 | 32093.7433 | 4458 | 16048.6716 | Distributed from 923 Generation And Fuel | 2014
14201 | 2022 | NC | Flint Hill Solar, LLC | 60370 | FHSPV |  | OP | PV | SUN | 5.2 | 0.198 | 9022 | 32478.9402 | 4512 | 16243.0701 | Distributed from 923 Generation And Fuel | 2016
14202 | 2022 | NC | Flowers Solar LLC | 62487 | FLOW |  | OP | PV | SUN | 4.3 | 0.221 | 8339 | 30020.1598 | 4170 | 15011.8799 | Distributed from 923 Generation And Fuel | 2019
14203 | 2022 | NC | Floyd Road Solar Farm | 61031 | PV1 |  | OP | PV | SUN | 5 | 0.219 | 9581 | 34491.3241 | 4791 | 17247.462 | Distributed from 923 Generation And Fuel | 2017
14204 | 2022 | NC | Floyd Solar, LLC | 60147 | FLS1 |  | OP | PV | SUN | 6.5 | 0.167 | 9494 | 34178.1266 | 4748 | 17092.6633 | Distributed from 923 Generation And Fuel | 2016
14205 | 2022 | NC | FLS Solar 170, LLC | 59552 | FLS1 |  | OP | PV | SUN | 2 | 0.223 | 3910 | 14075.8874 | 1955 | 7037.9437 | Distributed from 923 Generation And Fuel | 2014
14206 | 2022 | NC | FLS Solar 200, LLC | 59551 | FLS1 |  | OP | PV | SUN | 4.3 | 0.169 | 6373 | 22942.6165 | 3187 | 11473.1082 | Distributed from 923 Generation And Fuel | 2014
14207 | 2022 | NC | FLS Solar 230 (Warren) | 59646 | FLS1 |  | OP | PV | SUN | 4.8 | 0.205 | 8620 | 31031.7517 | 4311 | 15519.4758 | Distributed from 923 Generation And Fuel | 2015
14208 | 2022 | NC | Fontana Dam | 2779 | 1 |  | OP | HY | WAT | 81 | 0.439 | 311696.396 | 1122098.0488 | 119236.007 | 429246.1912 | Distributed from 923 Generation And Fuel | 1945
14209 | 2022 | NC | Fontana Dam | 2779 | 2 |  | OP | HY | WAT | 92.7 | 0.439 | 356719.208 | 1284178.8754 | 136458.986 | 491248.4196 | Distributed from 923 Generation And Fuel | 1945
14210 | 2022 | NC | Fontana Dam | 2779 | 3 |  | OP | HY | WAT | 81 | 0.439 | 311696.396 | 1122098.0488 | 119236.007 | 429246.1912 | Distributed from 923 Generation And Fuel | 1954
14211 | 2022 | NC | Fox Creek Solar | 60624 | PV1 |  | OP | PV | SUN | 50.2 | 0.211 | 92827 | 334174.5266 | 45844 | 165037.0797 | Distributed from 923 Generation And Fuel | 2018
14212 | 2022 | NC | Foxfire Solar Farm | 59563 | PV1 |  | OP | PV | SUN | 5 | 0.224 | 9793 | 35254.518 | 4897 | 17629.059 | Distributed from 923 Generation And Fuel | 2015
14213 | 2022 | NC | Franklin (NC) | 2745 | 1 |  | OP | HY | WAT | 0.5 | 0.628 | 2751 | 9903.5208 | 1052.5 | 3788.9697 | Distributed from 923 Generation And Fuel | 1925
14214 | 2022 | NC | Franklin (NC) | 2745 | 2 |  | OP | HY | WAT | 0.5 | 0.628 | 2751 | 9903.5208 | 1052.5 | 3788.9697 | Distributed from 923 Generation And Fuel | 1925
14215 | 2022 | NC | Franklin Solar 2 | 59579 | PV1 |  | OP | PV | SUN | 2 | 0.212 | 3718 | 13384.6929 | 1859 | 6692.3465 | Distributed from 923 Generation And Fuel | 2014
14216 | 2022 | NC | Franklin Solar, LLC | 58802 | INV1 |  | OP | PV | SUN | 0.5 | 0.065 | 284.25 | 1023.2918 | 142.25 | 512.0959 | Distributed from 923 Generation And Fuel | 2013
14217 | 2022 | NC | Franklin Solar, LLC | 58802 | INV2 |  | OP | PV | SUN | 0.5 | 0.065 | 284.25 | 1023.2918 | 142.25 | 512.0959 | Distributed from 923 Generation And Fuel | 2013
14218 | 2022 | NC | Franklin Solar, LLC | 58802 | INV3 |  | OP | PV | SUN | 0.5 | 0.065 | 284.25 | 1023.2918 | 142.25 | 512.0959 | Distributed from 923 Generation And Fuel | 2013
14219 | 2022 | NC | Franklin Solar, LLC | 58802 | INV4 |  | OP | PV | SUN | 0.5 | 0.065 | 284.25 | 1023.2918 | 142.25 | 512.0959 | Distributed from 923 Generation And Fuel | 2013
14220 | 2022 | NC | Franklinton Solar | 59708 | 5MWPV |  | OP | PV | SUN | 5 | 0.209 | 9165 | 32993.7361 | 4583 | 16498.668 | Distributed from 923 Generation And Fuel | 2017
14221 | 2022 | NC | Freemont Solar Center LLC | 59912 | FREE |  | OP | PV | SUN | 5 | 0.185 | 8097 | 29148.9668 | 4049 | 14576.2834 | Distributed from 923 Generation And Fuel | 2016
14222 | 2022 | NC | Freight Line Solar, LLC | 63693 | 13503 |  | OP | PV | SUN | 2 | 0.249 | 4362 | 15703.0744 | 2181 | 7851.5372 | Distributed from 923 Generation And Fuel | 2020
14223 | 2022 | NC | Fremont Farm LLC | 59103 | 1 |  | OP | PV | SUN | 5 | 0.213 | 9319 | 33548.1316 | 4660 | 16775.8658 | Distributed from 923 Generation And Fuel | 2017
14224 | 2022 | NC | Fuquay Farm | 58331 | FUQUA |  | OP | PV | SUN | 5 | 0.197 | 8624 | 31046.1516 | 4313 | 15526.6758 | Distributed from 923 Generation And Fuel | 2013
14225 | 2022 | NC | G G Allen | 2718 | 1 | 1 | OP | ST | BIT | 163.2 | 0.054 | 76525 | 275487.7961 | 66894 | 240816.4735 | EIA-923 Generator File | 1957 | 2024
14226 | 2022 | NC | G G Allen | 2718 | 5 | 1 | OP | ST | BIT | 272 | 0.055 | 131962 | 475059.3995 | 93646 | 337122.903 | EIA-923 Generator File | 1961 | 2024
14227 | 2022 | NC | Gainey Solar, LLC | 60633 | PV1 |  | OP | PV | SUN | 2 | 0.228 | 4002 | 14407.0847 | 2001 | 7203.5424 | Distributed from 923 Generation And Fuel | 2016
14228 | 2022 | NC | Gamble Solar | 61127 | 12348 |  | OP | PV | SUN | 3 | 0.245 | 6429 | 23144.2148 | 3215 | 11573.9074 | Distributed from 923 Generation And Fuel | 2019
14229 | 2022 | NC | Garrell Solar Farm | 58866 | 1 |  | OP | PV | SUN | 5 | 0.153 | 6707 | 24145.0068 | 3354 | 12074.3034 | Distributed from 923 Generation And Fuel | 2013
14230 | 2022 | NC | Garysburg Solar | 59641 | 5MWPV |  | OP | PV | SUN | 5 | 0.201 | 8812 | 31722.9462 | 4407 | 15865.0731 | Distributed from 923 Generation And Fuel | 2016
14231 | 2022 | NC | Gaston | 2756 | 1 |  | OP | HY | WAT | 44.4 | 0.147 | 57099.75 | 205557.4555 | 19380.25 | 69768.3419 | Distributed from 923 Generation And Fuel | 1963
14232 | 2022 | NC | Gaston | 2756 | 2 |  | OP | HY | WAT | 44.4 | 0.147 | 57099.75 | 205557.4555 | 19380.25 | 69768.3419 | Distributed from 923 Generation And Fuel | 1963
14233 | 2022 | NC | Gaston | 2756 | 3 |  | OP | HY | WAT | 44.4 | 0.147 | 57099.75 | 205557.4555 | 19380.25 | 69768.3419 | Distributed from 923 Generation And Fuel | 1963
14234 | 2022 | NC | Gaston | 2756 | 4 |  | OP | HY | WAT | 44.4 | 0.147 | 57099.75 | 205557.4555 | 19380.25 | 69768.3419 | Distributed from 923 Generation And Fuel | 1963
14235 | 2022 | NC | Gaston County Renewable Energy Center | 61758 | GEN1 |  | OP | IC | LFG | 1.4 | 0.649 | 7953.667 | 28632.9721 | 3235.333 | 11647.1056 | Distributed from 923 Generation And Fuel | 2011
14236 | 2022 | NC | Gaston County Renewable Energy Center | 61758 | GEN2 |  | OP | IC | LFG | 1.4 | 0.649 | 7953.667 | 28632.9721 | 3235.333 | 11647.1056 | Distributed from 923 Generation And Fuel | 2011
14237 | 2022 | NC | Gaston County Renewable Energy Center | 61758 | GEN3 |  | OP | IC | LFG | 1.4 | 0.649 | 7953.667 | 28632.9721 | 3235.333 | 11647.1056 | Distributed from 923 Generation And Fuel | 2011
14238 | 2022 | NC | Gaston Memorial Hospital | 57629 | GMH1 |  | OP | IC | DFO | 1.8 | 0.001 | 14 | 50.3996 | 14 | 50.3996 | Distributed from 923 Generation And Fuel | 2006
14239 | 2022 | NC | Gaston Solar | 59642 | 5MWPV |  | OP | PV | SUN | 5 | 0.217 | 9524 | 34286.1257 | 4763 | 17146.6628 | Distributed from 923 Generation And Fuel | 2016
14240 | 2022 | NC | Gaston Solar Power Plant | 62669 | PV1 |  | OP | PV | SUN | 25 | 0.235 | 51510 | 185434.5165 | 25217 | 90780.4738 | Distributed from 923 Generation And Fuel | 2020
14241 | 2022 | NC | Gastonia Prime Power Park | 56954 | 1 |  | OP | IC | DFO | 2.3 | -0.001 | -23.585 | -84.9053 | -4.483 | -16.1387 | Distributed from 923 Generation And Fuel | 2008
14242 | 2022 | NC | Gastonia Prime Power Park | 56954 | 2 |  | OP | IC | DFO | 2.3 | -0.001 | -23.585 | -84.9053 | -4.483 | -16.1387 | Distributed from 923 Generation And Fuel | 2008
14243 | 2022 | NC | Gastonia Prime Power Park | 56954 | 3 |  | OP | IC | DFO | 1.8 | -0.001 | -18.458 | -66.4483 | -3.508 | -12.6287 | Distributed from 923 Generation And Fuel | 2012
14244 | 2022 | NC | Gastonia Prime Power Park | 56954 | 4 |  | OP | IC | DFO | 1.8 | -0.001 | -18.458 | -66.4483 | -3.508 | -12.6287 | Distributed from 923 Generation And Fuel | 2012
14245 | 2022 | NC | Gastonia Prime Power Park | 56954 | 5 |  | OP | IC | DFO | 1.8 | -0.001 | -18.458 | -66.4483 | -3.508 | -12.6287 | Distributed from 923 Generation And Fuel | 2013
14246 | 2022 | NC | Gastonia Prime Power Park | 56954 | 6 |  | OP | IC | DFO | 1.8 | -0.001 | -18.458 | -66.4483 | -3.508 | -12.6287 | Distributed from 923 Generation And Fuel | 2013
14247 | 2022 | NC | Gastonia Solar Center | 60359 | 60916 |  | OP | PV | SUN | 4.3 | 0.198 | 7454 | 26834.1853 | 3727 | 13417.0927 | Distributed from 923 Generation And Fuel | 2018
14248 | 2022 | NC | Gastonia, Tulip Drive | 56262 | DG3 |  | OP | IC | DFO | 1.8 | 0.001 | 18.333 | 65.9983 | 3.333 | 11.9987 | Distributed from 923 Generation And Fuel | 2005
14249 | 2022 | NC | Gastonia, Tulip Drive | 56262 | Unit1 |  | OP | IC | DFO | 1.8 | 0.001 | 18.333 | 65.9983 | 3.333 | 11.9987 | Distributed from 923 Generation And Fuel | 2005
14250 | 2022 | NC | Gastonia, Tulip Drive | 56262 | Unit2 |  | OP | IC | DFO | 1.8 | 0.001 | 18.333 | 65.9983 | 3.333 | 11.9987 | Distributed from 923 Generation And Fuel | 2005
14251 | 2022 | NC | Gates Solar LLC | 58673 | GATES |  | OP | PV | SUN | 5 | 0.213 | 9331 | 33591.3313 | 4666 | 16797.4656 | Distributed from 923 Generation And Fuel | 2015
14252 | 2022 | NC | Germantown Solar, LLC | 60480 | PV1 |  | OP | PV | SUN | 1.5 | 0.223 | 2924 | 10526.3158 | 1462 | 5263.1579 | Distributed from 923 Generation And Fuel | 2015
14253 | 2022 | NC | Gilead | 65505 | GILEA |  | OP | PV | SUN | 3.5 | 0.229 | 7006 | 25221.3982 | 3503 | 12610.6991 | Distributed from 923 Generation And Fuel | 2019
14254 | 2022 | NC | GKS Solar | 59426 | GKS1 |  | OP | PV | SUN | 5 | 0.199 | 8699 | 31316.1495 | 4350 | 15659.8747 | Distributed from 923 Generation And Fuel | 2015
14255 | 2022 | NC | Gladstone Farm | 65506 | GLADS |  | OP | PV | SUN | 5 | 0.252 | 11026 | 39693.2825 | 5514 | 19850.2412 | Distributed from 923 Generation And Fuel | 2019
14256 | 2022 | NC | Gliden (Op Zone) | 64385 | 304 |  | OP | PV | SUN | 5 | 0.243 | 10637 | 38292.8937 | 5319 | 19148.2468 | Distributed from 923 Generation And Fuel | 2020
14257 | 2022 | NC | Graham Solar Center LLC | 58957 | GRAH |  | OP | PV | SUN | 4.8 | 0.219 | 9205 | 33137.7349 | 4603 | 16570.6674 | Distributed from 923 Generation And Fuel | 2014
14258 | 2022 | NC | Grandy PV 1 | 59518 | GRAND |  | OP | PV | SUN | 20 | 0.172 | 30222 | 108798.3296 | 15113 | 54406.3647 | Distributed from 923 Generation And Fuel | 2020
14259 | 2022 | NC | Granite Falls Walmart | 56549 | 1 |  | OP | IC | DFO | 2.2 | 0.001 | 19 | 68.3995 | 4 | 14.3999 | Distributed from 923 Generation And Fuel | 2007
14260 | 2022 | NC | Granville Solar PV Power Project | 58487 | 1 |  | OP | PV | SUN | 2.5 | 0.226 | 4954 | 17834.2573 | 2477 | 8917.1287 | Distributed from 923 Generation And Fuel | 2012
14261 | 2022 | NC | Green Farm | 59148 | GREEN |  | OP | PV | SUN | 5 | 0.166 | 7279 | 26204.1904 | 3640 | 13103.8952 | Distributed from 923 Generation And Fuel | 2016
14262 | 2022 | NC | Grissom Solar, LLC | 64450 | GSF01 |  | OP | PV | SUN | 5 | 0.243 | 10649 | 38336.0933 | 5325 | 19169.8466 | Distributed from 923 Generation And Fuel | 2021
14263 | 2022 | NC | Grissom Solar, LLC | 64450 | GSF02 |  | OP | BA | MWH | 10 | 0 | 0 | 0 | 0 | 0 | Distributed from 923 Generation And Fuel | 2021
14264 | 2022 | NC | Grove Solar | 60181 | PV1 |  | OP | PV | SUN | 5 | 0.299 | 13111 | 47199.2224 | 6556 | 23601.4112 | Distributed from 923 Generation And Fuel | 2019
14265 | 2022 | NC | GRS CMS | 55599 | 1 |  | OP | GT | LFG | 5.3 | 0.076 | 3550 | 12779.8978 | 1444 | 5198.3584 | Distributed from 923 Generation And Fuel | 1999
14266 | 2022 | NC | Gutenberg Solar | 63076 | GUTN |  | OP | PV | SUN | 79.9 | 0.229 | 160077 | 576272.5898 | 82013 | 295244.438 | Distributed from 923 Generation And Fuel | 2019
14267 | 2022 | NC | H F Lee Steam Electric Plant | 2709 | 1 | 1 | OP | GT | NG | 195.2 | 0.064 | 109244.257 | 393276.179 | 45247.069 | 162888.1453 | Distributed from 923 Generation And Fuel | 2000
14268 | 2022 | NC | H F Lee Steam Electric Plant | 2709 | 2 | 1 | OP | GT | NG | 195.2 | 0.064 | 109244.257 | 393276.179 | 45247.069 | 162888.1453 | Distributed from 923 Generation And Fuel | 2000
14269 | 2022 | NC | H F Lee Steam Electric Plant | 2709 | 3 | 1 | OP | GT | NG | 195.2 | 0.064 | 109244.257 | 393276.179 | 45247.069 | 162888.1453 | Distributed from 923 Generation And Fuel | 2000
14270 | 2022 | NC | H F Lee Steam Electric Plant | 2709 | 4 |  | OP | GT | NG | 195.2 | 0.064 | 109244.257 | 393276.179 | 45247.069 | 162888.1453 | Distributed from 923 Generation And Fuel | 2000
14271 | 2022 | NC | H F Lee Steam Electric Plant | 2709 | 5 |  | OP | GT | NG | 198.9 | 0.064 | 111314.973 | 400730.697 | 46104.724 | 165975.6786 | Distributed from 923 Generation And Fuel | 2009
14272 | 2022 | NC | H F Lee Steam Electric Plant | 2709 | 1A |  | OP | CT | NG | 221 | 0.619 | 1198447 | 4314374.685 | 425733 | 1532626.539 | EIA-923 Generator File | 2012
14273 | 2022 | NC | H F Lee Steam Electric Plant | 2709 | 1B |  | OP | CT | NG | 221 | 0.664 | 1284836 | 4625372.597 | 506230 | 1822413.4207 | EIA-923 Generator File | 2012
14274 | 2022 | NC | H F Lee Steam Electric Plant | 2709 | 1C |  | OP | CT | NG | 221 | 0.686 | 1327451 | 4778785.3697 | 518090 | 1865109.0791 | EIA-923 Generator File | 2012
14275 | 2022 | NC | H F Lee Steam Electric Plant | 2709 | ST1 | 1 | OP | CA | NG | 405 | 0.629 | 2230312 | 8029058.9675 | 815381 | 2935348.1172 | EIA-923 Generator File | 2012
14276 | 2022 | NC | Halifax | 58943 | 1 |  | OP | PV | SUN | 20 | 0.17 | 29777 | 107196.3424 | 14890 | 53603.5712 | Distributed from 923 Generation And Fuel | 2014
14277 | 2022 | NC | Hall Solar Energy Storage | 64508 | BAT1 |  | OP | BA | MWH | 2.5 | -0.003 | -68 | -244.798 | -28 | -100.7992 | Distributed from 923 Generation And Fuel | 2022
14278 | 2022 | NC | Hall Solar Energy Storage | 64508 | SOL1 |  | OP | PV | SUN | 2 | 0.201 | 3515 | 12653.8988 | 1758 | 6328.7494 | Distributed from 923 Generation And Fuel | 2022
14279 | 2022 | NC | Hamlet Generating Facility | 56292 | ES1 |  | OP | GT | NG | 57.3 | 0.066 | 32903 | 118449.8524 | 21828.333 | 78581.3701 | Distributed from 923 Generation And Fuel | 2007
14280 | 2022 | NC | Hamlet Generating Facility | 56292 | ES2 |  | OP | GT | NG | 57.3 | 0.066 | 32903 | 118449.8524 | 21828.333 | 78581.3701 | Distributed from 923 Generation And Fuel | 2007
14281 | 2022 | NC | Hamlet Generating Facility | 56292 | ES3 |  | OP | GT | NG | 57.3 | 0.066 | 32903 | 118449.8524 | 21828.333 | 78581.3701 | Distributed from 923 Generation And Fuel | 2007
14282 | 2022 | NC | Hamlet Generating Facility | 56292 | ES4 |  | OP | GT | NG | 57.3 | 0.066 | 32903 | 118449.8524 | 21828.333 | 78581.3701 | Distributed from 923 Generation And Fuel | 2007
14283 | 2022 | NC | Hamlet Generating Facility | 56292 | ES5 |  | OP | GT | NG | 57.3 | 0.066 | 32903 | 118449.8524 | 21828.333 | 78581.3701 | Distributed from 923 Generation And Fuel | 2007
14284 | 2022 | NC | Hamlet Generating Facility | 56292 | ES6 |  | OP | GT | NG | 57.3 | 0.066 | 32903 | 118449.8524 | 21828.333 | 78581.3701 | Distributed from 923 Generation And Fuel | 2013
14285 | 2022 | NC | Hanover Solar, LLC | 61877 | HAN01 |  | OP | PV | SUN | 4.9 | 0.233 | 10020 | 36071.7114 | 5011 | 18039.4557 | Distributed from 923 Generation And Fuel | 2018
14286 | 2022 | NC | Happy Solar | 59512 | PV1 |  | OP | PV | SUN | 4 | 0.214 | 7501 | 27003.384 | 3751 | 13503.492 | Distributed from 923 Generation And Fuel | 2016
14287 | 2022 | NC | Hardison Farm Solar, LLC | 60415 | HFSPV |  | OP | PV | SUN | 5.2 | 0.216 | 9850 | 35459.7163 | 4926 | 17733.4581 | Distributed from 923 Generation And Fuel | 2016
14288 | 2022 | NC | Harrell's Hill Solar Center LLC | 59337 | HHS1 |  | OP | PV | SUN | 5 | 0.202 | 8855 | 31877.745 | 4428 | 15940.6725 | Distributed from 923 Generation And Fuel | 2015
14289 | 2022 | NC | Harris | 6015 | 1 | 1 | OP | ST | NUC | 950.9 | 0.937 | 7806867 | 28104496.364 | 3453555 | 12432698.5384 | Distributed from 923 Generation And Fuel | 1987
14290 | 2022 | NC | Harrison Solar, LLC | 63975 | HARS |  | OP | PV | SUN | 5 | 0.242 | 10603 | 38170.4946 | 5302 | 19087.0473 | Distributed from 923 Generation And Fuel | 2020
14291 | 2022 | NC | Harts Mill Solar, LLC | 64144 | HMS01 |  | OP | PV | SUN | 80 | 0.261 | 182591 | 657322.3414 | 91380 | 328965.3683 | Distributed from 923 Generation And Fuel | 2020
14292 | 2022 | NC | Harvest Beulaville, LLC | 63299 | NCBVL |  | OP | PV | SUN | 2 | 0.205 | 3585 | 12905.8968 | 1793 | 6454.7484 | Distributed from 923 Generation And Fuel | 2017
14293 | 2022 | NC | Haw River Hydro | 10258 | 1 |  | OP | HY | WAT | 1 | 0.32 | 2802 | 10087.1193 | 1072 | 3859.1691 | Distributed from 923 Generation And Fuel | 1981
14294 | 2022 | NC | Haw River Hydro | 10258 | 2 |  | OP | HY | WAT | 0.5 | 0.32 | 1401 | 5043.5597 | 536 | 1929.5846 | Distributed from 923 Generation And Fuel | 1982
14295 | 2022 | NC | Hawtree Solar | 62951 | HAWT1 |  | OP | PV | SUN | 65 | 0.246 | 140175 | 504625.963 | 74608 | 268586.6513 | Distributed from 923 Generation And Fuel | 2021
14296 | 2022 | NC | Hayes Solar, LLC | 63974 | HAYES |  | OP | PV | SUN | 3 | 0.249 | 6535 | 23525.8118 | 3268 | 11764.7059 | Distributed from 923 Generation And Fuel | 2020
14297 | 2022 | NC | Haynes Farm | 58332 | 1 |  | OP | PV | SUN | 5 | 0.188 | 8255 | 29717.7623 | 4128 | 14860.6811 | Distributed from 923 Generation And Fuel | 2013
14298 | 2022 | NC | Haywood Farm Solar, LLC | 61255 | HAY02 |  | OP | PV | SUN | 4.9 | 0.215 | 9208 | 33148.5348 | 4605 | 16577.8674 | Distributed from 923 Generation And Fuel | 2017
14299 | 2022 | NC | HCE Johnston I, LLC | 60121 | HCEJI |  | OP | PV | SUN | 1.9 | 0.209 | 3473 | 12502.7 | 1737 | 6253.15 | Distributed from 923 Generation And Fuel | 2015
14300 | 2022 | NC | HCE Moore I | 62539 | PGR02 |  | OP | PV | SUN | 2 | 0.183 | 3207 | 11545.1076 | 1604 | 5774.3538 | Distributed from 923 Generation And Fuel | 2018
14301 | 2022 | NC | Hector Farm | 60577 | 1 |  | OP | PV | SUN | 5 | 0.216 | 9452 | 34026.9278 | 4727 | 17017.0639 | Distributed from 923 Generation And Fuel | 2017
14302 | 2022 | NC | Heedeh Solar | 60157 | PV1 |  | OP | PV | SUN | 4.5 | 0.179 | 7059 | 25412.1967 | 3530 | 12707.8983 | Distributed from 923 Generation And Fuel | 2018
14303 | 2022 | NC | Hemlock Solar | 60207 | HEMLK |  | OP | PV | SUN | 5 | 0.213 | 9330 | 33587.7313 | 4666 | 16797.4656 | Distributed from 923 Generation And Fuel | 2017
14304 | 2022 | NC | Henry Farm | 65552 | HENRY |  | OP | PV | SUN | 5 | 0.204 | 8930 | 32147.7428 | 4466 | 16077.4714 | Distributed from 923 Generation And Fuel | 2017
14305 | 2022 | NC | Hertford Solar Farm | 60384 | HERT |  | OP | PV | SUN | 5 | 0.205 | 8994 | 32378.141 | 4498 | 16192.6705 | Distributed from 923 Generation And Fuel | 2016
14306 | 2022 | NC | Hertford Solar Power, LLC | 63024 | KEH |  | OP | PV | SUN | 10 | 0.073 | 6422 | 23119.015 | 4411 | 15879.473 | Distributed from 923 Generation And Fuel | 2022 | 2061
14307 | 2022 | NC | Hew Fulton Farm, LLC | 60778 | 1 |  | OP | PV | SUN | 5 | 0.213 | 9339 | 33620.131 | 4670 | 16811.8655 | Distributed from 923 Generation And Fuel | 2015
14308 | 2022 | NC | Hickory | 59829 | 5515 |  | OP | PV | SUN | 5 | 0.233 | 10207 | 36744.906 | 5104 | 18374.253 | Distributed from 923 Generation And Fuel | 2019
14309 | 2022 | NC | High Point, Fairfield | 56059 | 1 |  | OP | IC | DFO | 1.8 | -0.003 | -48 | -172.7986 | 0 | 0 | Distributed from 923 Generation And Fuel | 2002
14310 | 2022 | NC | High Point, POLO | 57196 | 1 |  | OP | IC | DFO | 1.8 | 0.005 | 78 | 280.7978 | 15 | 53.9996 | Distributed from 923 Generation And Fuel | 2007
14311 | 2022 | NC | High Point, Pump Station Rd | 56260 | Unit1 |  | OP | IC | DFO | 1.8 | 0.002 | 37 | 133.1989 | 7 | 25.1998 | Distributed from 923 Generation And Fuel | 2005
14312 | 2022 | NC | High Point, Pump Station Rd | 56260 | Unit2 |  | OP | IC | DFO | 1.8 | 0.002 | 37 | 133.1989 | 7 | 25.1998 | Distributed from 923 Generation And Fuel | 2005
14313 | 2022 | NC | High Rock Hydro | 54896 | HR1 |  | OP | HY | WAT | 11 | 0.406 | 39103.333 | 140770.8726 | 14958.667 | 53850.7704 | Distributed from 923 Generation And Fuel | 1927
14314 | 2022 | NC | High Rock Hydro | 54896 | HR2 |  | OP | HY | WAT | 11 | 0.406 | 39103.333 | 140770.8726 | 14958.667 | 53850.7704 | Distributed from 923 Generation And Fuel | 1927
14315 | 2022 | NC | High Rock Hydro | 54896 | HR3 |  | OP | HY | WAT | 11 | 0.406 | 39103.333 | 140770.8726 | 14958.667 | 53850.7704 | Distributed from 923 Generation And Fuel | 1927
14316 | 2022 | NC | High Shoals Hydro (NC) | 10550 | GEN1 |  | OP | HY | WAT | 1.8 | 0.175 | 2760 | 9935.9205 | 633 | 2278.7818 | Distributed from 923 Generation And Fuel | 1934
14317 | 2022 | NC | High Shoals PV1 | 59997 | HISHO |  | OP | PV | SUN | 16 | 0.153 | 21410 | 77075.3834 | 13537 | 48732.8101 | Distributed from 923 Generation And Fuel | 2022
14318 | 2022 | NC | Highest Power Solar, LLC | 63812 | PGR31 |  | OP | PV | SUN | 48.7 | 0.239 | 101815 | 366531.0678 | 55087 | 198311.6135 | Distributed from 923 Generation And Fuel | 2022
14319 | 2022 | NC | Highland Solar Center LLC | 59163 | HSC 1 |  | OP | PV | SUN | 5 | 0.206 | 9040 | 32543.7397 | 4521 | 16275.4698 | Distributed from 923 Generation And Fuel | 2015
14320 | 2022 | NC | Highwater Solar I | 59487 | HIGHW |  | OP | PV | SUN | 4.9 | 0.218 | 9359 | 33692.1305 | 4680 | 16847.8652 | Distributed from 923 Generation And Fuel | 2015
14321 | 2022 | NC | Hiwassee Dam | 2780 | 1 |  | OP | HY | WAT | 70.6 | 0.501 | 309758 | 1115119.879 | 128894 | 464014.6879 | Distributed from 923 Generation And Fuel | 1940
14322 | 2022 | NC | Hiwassee Dam | 2780 | 2 |  | OP | PS | WAT | 95 | 0 | 0 | 0 | 0 | 0 | Distributed from 923 Generation And Fuel | 1956
14323 | 2022 | NC | Holly Swamp Solar, LLC | 63695 | 13502 |  | OP | PV | SUN | 2 | 0.189 | 3311 | 11919.5046 | 1656 | 5961.5523 | Distributed from 923 Generation And Fuel | 2020
14324 | 2022 | NC | Holstein Plant | 58623 | PV1 |  | OP | PV | SUN | 20 | 0.182 | 31898 | 114831.8813 | 15951 | 57423.1406 | Distributed from 923 Generation And Fuel | 2015
14325 | 2022 | NC | Hood Farm Solar, LLC | 61256 | HOF05 |  | OP | PV | SUN | 4.9 | 0.215 | 9237 | 33252.934 | 4619 | 16628.267 | Distributed from 923 Generation And Fuel | 2017
14326 | 2022 | NC | Hopewell Friends | 61883 | GEN1 |  | OP | PV | SUN | 1.3 | 0.179 | 2041 | 7347.5412 | 1021 | 3675.5706 | Distributed from 923 Generation And Fuel | 2018
14327 | 2022 | NC | Hot Springs Energy Storage & Microgrid | 64640 | ES1 |  | OP | BA | MWH | 4.4 | -0.002 | -88 | -316.7975 | -46 | -165.5987 | Distributed from 923 Generation And Fuel | 2022
14328 | 2022 | NC | Hot Springs Energy Storage & Microgrid | 64640 | PV1 |  | OP | PV | SUN | 1.9 | 0.061 | 1017 | 3661.1707 | 623 | 2242.7821 | Distributed from 923 Generation And Fuel | 2022
14329 | 2022 | NC | Howell Midland Farm, LLC | 60312 | 1 |  | OP | PV | SUN | 4.9 | 0.212 | 9090 | 32723.7382 | 4546 | 16365.4691 | Distributed from 923 Generation And Fuel | 2015
14330 | 2022 | NC | Huntersville Delivery No 2 | 56550 | 1 |  | OP | IC | DFO | 2.2 | -0.002 | -47 | -169.1986 | 0 | 0 | Distributed from 923 Generation And Fuel | 2007
14331 | 2022 | NC | Husky Solar | 59510 | PV1 |  | OP | PV | SUN | 5 | 0.2 | 8766 | 31557.3475 | 4384 | 15782.2737 | Distributed from 923 Generation And Fuel | 2016
14332 | 2022 | NC | Hutchinson Farm | 59564 | PV1 |  | OP | PV | SUN | 5 | 0.221 | 9668 | 34804.5216 | 4835 | 17405.8608 | Distributed from 923 Generation And Fuel | 2014
14333 | 2022 | NC | HWY 158 PV | 63566 | HW158 |  | OP | PV | SUN | 9 | 0.243 | 19144 | 68917.8487 | 9573 | 34462.5243 | Distributed from 923 Generation And Fuel | 2020
14334 | 2022 | NC | HXNAir Solar One | 60209 | HXNAI |  | OP | PV | SUN | 5 | 0.212 | 9295 | 33461.7323 | 4648 | 16732.6661 | Distributed from 923 Generation And Fuel | 2017
14335 | 2022 | NC | Ingredion Winston Salem | 54618 | 7500 |  | OP | ST | WDS | 7.5 | 0.527 | 34651 | 124742.6021 | 15111.908 | 54402.4336 | EIA-923 Generator File | 1985
14336 | 2022 | NC | Ingredion Winston Salem | 54618 | 900 |  | OP | ST | WDS | 0.9 | 0.743 | 5858 | 21088.6313 | 1813.429 | 6528.2922 | EIA-923 Generator File | 1993
14337 | 2022 | NC | Innovative Solar 10 | 60050 | FLS1 |  | OP | PV | SUN | 1.5 | 0.201 | 2639 | 9500.324 | 1320 | 4751.962 | Distributed from 923 Generation And Fuel | 2015
14338 | 2022 | NC | Innovative Solar 14, LLC | 59553 | FLS1 |  | OP | PV | SUN | 2 | 0.187 | 3283 | 11818.7055 | 1642 | 5911.1527 | Distributed from 923 Generation And Fuel | 2014
14339 | 2022 | NC | Innovative Solar 15, LLC | 59554 | FLS1 |  | OP | PV | SUN | 2 | 0.188 | 3295 | 11861.9051 | 1648 | 5932.7525 | Distributed from 923 Generation And Fuel | 2014
14340 | 2022 | NC | Innovative Solar 16 | 60055 | FLS1 |  | OP | PV | SUN | 2 | 0.183 | 3208 | 11548.7076 | 1604 | 5774.3538 | Distributed from 923 Generation And Fuel | 2015
14341 | 2022 | NC | Innovative Solar 18, LLC | 60051 | FLS1 |  | OP | PV | SUN | 1.9 | 0.235 | 3916 | 14097.4872 | 1958 | 7048.7436 | Distributed from 923 Generation And Fuel | 2015
14342 | 2022 | NC | Innovative Solar 23 | 59670 | IS023 |  | OP | PV | SUN | 1.9 | 0.219 | 3639 | 13100.2952 | 1820 | 6551.9476 | Distributed from 923 Generation And Fuel | 2015
14343 | 2022 | NC | Innovative Solar 26, LLC | 60052 | FLS1 |  | OP | PV | SUN | 1.9 | 0.208 | 3459 | 12452.3004 | 1730 | 6227.9502 | Distributed from 923 Generation And Fuel | 2015
14344 | 2022 | NC | Innovative Solar 31 | 60540 | IS031 |  | OP | PV | SUN | 35 | 0.209 | 64179 | 231042.5517 | 32649 | 117535.4597 | Distributed from 923 Generation And Fuel | 2017
14345 | 2022 | NC | Innovative Solar 35, LLC | 61258 | ISS35 |  | OP | PV | SUN | 1.9 | 0.199 | 3318 | 11944.7044 | 1659 | 5972.3522 | Distributed from 923 Generation And Fuel | 2017
14346 | 2022 | NC | Innovative Solar 37 LLC | 59665 | IS037 |  | OP | PV | SUN | 100 | 0.173 | 151879 | 546760.0259 | 72852 | 262265.1019 | Distributed from 923 Generation And Fuel | 2017
14347 | 2022 | NC | Innovative Solar 42 | 60539 | IS042 |  | OP | PV | SUN | 71 | 0.228 | 141983 | 511134.7109 | 69537 | 250331.1974 | Distributed from 923 Generation And Fuel | 2017
14348 | 2022 | NC | Innovative Solar 43, LLC | 60149 | FLS1 |  | OP | PV | SUN | 50.8 | 0.157 | 69678 | 250838.7933 | 31776 | 114392.6849 | Distributed from 923 Generation And Fuel | 2016
14349 | 2022 | NC | Innovative Solar 44 | 59675 | IS044 |  | OP | PV | SUN | 4.9 | 0.211 | 9040 | 32543.7397 | 4521 | 16275.4698 | Distributed from 923 Generation And Fuel | 2015
14350 | 2022 | NC | Innovative Solar 46 | 59671 | IS046 |  | OP | PV | SUN | 78.5 | 0.217 | 149446 | 538001.296 | 74746 | 269083.4473 | Distributed from 923 Generation And Fuel | 2016
14351 | 2022 | NC | Innovative Solar 47 | 59666 | IS047 |  | OP | PV | SUN | 33.8 | 0.237 | 70131 | 252469.5802 | 35019 | 126067.3915 | Distributed from 923 Generation And Fuel | 2017
14352 | 2022 | NC | Innovative Solar 48 | 59667 | IS048 |  | OP | PV | SUN | 4.9 | 0.197 | 8468 | 30484.5561 | 4235 | 15245.878 | Distributed from 923 Generation And Fuel | 2015
14353 | 2022 | NC | Innovative Solar 54 | 59669 | IS054 |  | OP | PV | SUN | 50 | 0.222 | 97322 | 350356.3971 | 45730 | 164626.683 | Distributed from 923 Generation And Fuel | 2018
14354 | 2022 | NC | Innovative Solar 55 | 59676 | IS044 |  | OP | PV | SUN | 6.5 | 0.161 | 9181 | 33051.3356 | 4591 | 16527.4678 | Distributed from 923 Generation And Fuel | 2017
14355 | 2022 | NC | Innovative Solar 59, LLC | 61259 | ISS59 |  | OP | PV | SUN | 1.9 | 0.189 | 3151 | 11343.5093 | 1576 | 5673.5546 | Distributed from 923 Generation And Fuel | 2017
14356 | 2022 | NC | Innovative Solar 6 | 59542 | IS6 |  | OP | PV | SUN | 3.6 | 0.199 | 6285 | 22625.819 | 3143 | 11314.7095 | Distributed from 923 Generation And Fuel | 2016
14357 | 2022 | NC | Innovative Solar 60, LLC | 61260 | ISS60 |  | OP | PV | SUN | 1.9 | 0.218 | 3634 | 13082.2953 | 1817 | 6541.1477 | Distributed from 923 Generation And Fuel | 2017
14358 | 2022 | NC | Innovative Solar 63, LLC | 60053 | FLS1 |  | OP | PV | SUN | 4.9 | 0.208 | 8935 | 32165.7427 | 4468 | 16084.6713 | Distributed from 923 Generation And Fuel | 2016
14359 | 2022 | NC | Innovative Solar 64 | 59677 | IS064 |  | OP | PV | SUN | 4.9 | 0.213 | 9159 | 32972.1362 | 4580 | 16487.8681 | Distributed from 923 Generation And Fuel | 2016
14360 | 2022 | NC | Innovative Solar 65 | 60398 | FLS1 |  | OP | PV | SUN | 4.9 | 0.21 | 9017 | 32460.9403 | 4509 | 16232.2701 | Distributed from 923 Generation And Fuel | 2016
14361 | 2022 | NC | Innovative Solar 67 | 59678 | IS067 |  | OP | PV | SUN | 33.3 | 0.249 | 72655 | 261555.9076 | 36162 | 130182.1585 | Distributed from 923 Generation And Fuel | 2018
14362 | 2022 | NC | International Paper Co. - New Bern Mill | 50188 | TG2 | 3 | OP | ST | BLQ | 38.1 | 0.608 | 202999.83 | 730793.5417 | 78413.844 | 282287.5801 | EIA-923 Generator File | 2014
14363 | 2022 | NC | International Paper Riegelwood Mill | 54656 | NO3 | 8 | OP | ST | BLQ | 44 | 0.822 | 316713.46 | 1140159.3347 | 139356.643 | 501679.9014 | EIA-923 Generator File | 1976
14364 | 2022 | NC | International Paper Riegelwood Mill | 54656 | NO 1 | 8 | RE | ST | BLQ | 7.5 | 1.035 | 68002.569 | 244807.2899 | 30056.42 | 108202.2464 | EIA-923 Generator File | 1951 | 2022
14365 | 2022 | NC | Iredell County LFG Facility | 56962 | 1 |  | OP | IC | LFG | 1.6 | 0.85 | 11919 | 42908.0567 | 4848.5 | 17454.4604 | Distributed from 923 Generation And Fuel | 2008
14366 | 2022 | NC | Iredell County LFG Facility | 56962 | 2 |  | OP | IC | LFG | 1.6 | 0.85 | 11919 | 42908.0567 | 4848.5 | 17454.4604 | Distributed from 923 Generation And Fuel | 2008
14367 | 2022 | NC | Ivy River Hydro | 50890 | GEN1 |  | OP | HY | WAT | 0.2 |  | GENYRONL: 1985
14368 | 2022 | NC | Ivy River Hydro | 50890 | GEN2 |  | OP | HY | WAT | 0.2 |  | GENYRONL: 1985
14369 | 2022 | NC | Ivy River Hydro | 50890 | GEN3 |  | OP | HY | WAT | 0.2 |  | GENYRONL: 1985
14370 | 2022 | NC | Ivy River Hydro | 50890 | GEN4 |  | OP | HY | WAT | 0.2 |  | GENYRONL: 1985
14371 | 2022 | NC | Ivy River Hydro | 50890 | GEN5 |  | OS | HY | WAT | 0.2 |  | GENYRONL: 1985
14372 | 2022 | NC | Ivy River Hydro | 50890 | GEN6 |  | OS | HY | WAT | 0.2 |  | GENYRONL: 1985
14373 | 2022 | NC | Jackson Solar Farm | 61292 | JAKSN |  | OP | PV | SUN | 10 | 0.113 | 9874 | 35546.1156 | 4938 | 17776.6578 | Distributed from 923 Generation And Fuel | 2017
14374 | 2022 | NC | Jacob Solar | 59503 | PV1 |  | OP | PV | SUN | 5 | 0.197 | 8640 | 31103.7512 | 4321 | 15555.4756 | Distributed from 923 Generation And Fuel | 2016
14375 | 2022 | NC | Jakana Solar | 59170 | 5MWPV |  | OP | PV | SUN | 5 | 0.196 | 8568 | 30844.5532 | 4285 | 15425.8766 | Distributed from 923 Generation And Fuel | 2014
14376 | 2022 | NC | James E. Rogers Energy Complex | 2721 | 5 | 1 | OP | ST | NG | 621 | 0.11 | 600803 | 2162873.497 | 465258 | 1674915.4007 | EIA-923 Generator File | 1972
14377 | 2022 | NC | James E. Rogers Energy Complex | 2721 | 6 | 1 | OP | ST | NG | 909.5 | 0.554 | 4410848 | 15878925.7686 | 2206167 | 7942137.6629 | EIA-923 Generator File | 2012
14378 | 2022 | NC | Jamesville Road Solar, LLC | 62329 | JMVLR |  | OP | PV | SUN | 5 | 0.247 | 10823 | 38962.4883 | 5412 | 19483.0441 | Distributed from 923 Generation And Fuel | 2019
14379 | 2022 | NC | Jersey Holdings | 60784 | PV1 |  | OP | PV | SUN | 5 | 0.214 | 9353 | 33670.5306 | 4677 | 16837.0653 | Distributed from 923 Generation And Fuel | 2017
14380 | 2022 | NC | Jester Solar | 60290 | PV1 |  | OP | PV | SUN | 5 | 0.228 | 9978 | 35920.5126 | 4990 | 17963.8563 | Distributed from 923 Generation And Fuel | 2020
14381 | 2022 | NC | Jordan Hydroelectric Project | 58390 | EMOD |  | OA | HY | WAT | 2.2 | 0.135 | 2602.5 | 9368.925 | 995.5 | 3583.7713 | Distributed from 923 Generation And Fuel | 2012
14382 | 2022 | NC | Jordan Hydroelectric Project | 58390 | WMOD |  | OA | HY | WAT | 2.2 | 0.135 | 2602.5 | 9368.925 | 995.5 | 3583.7713 | Distributed from 923 Generation And Fuel | 2012
14383 | 2022 | NC | Kalish Farm Solar | 65553 | KALIS |  | OP | PV | SUN | 5 | 0.213 | 9329 | 33584.1313 | 4665 | 16793.8656 | Distributed from 923 Generation And Fuel | 2018
14384 | 2022 | NC | KapStone Kraft Paper Corp | 50254 | GEN1 | 5 | OP | ST | BLQ | 28.3 | 0.763 | 189129.93 | 680862.3011 | 77354.739 | 278474.8326 | EIA-923 Generator File | 1966
14385 | 2022 | NC | Kathleen Solar | 60180 | PV1 |  | OP | PV | SUN | 5 | 0.212 | 9288 | 33436.5325 | 4645 | 16721.8662 | Distributed from 923 Generation And Fuel | 2018
14386 | 2022 | NC | Keen Farm | 59565 | PV1 |  | OP | PV | SUN | 5 | 0.208 | 9097 | 32748.938 | 4549 | 16376.269 | Distributed from 923 Generation And Fuel | 2015
14387 | 2022 | NC | Kelford | 59527 | KELF1 |  | OP | PV | SUN | 20 | 0.212 | 37150 | 133738.9301 | 18577 | 66876.665 | Distributed from 923 Generation And Fuel | 2015
14388 | 2022 | NC | Kelford | 59796 | FLS1 |  | OP | PV | SUN | 5 | 0.191 | 8379 | 30164.1587 | 4190 | 15083.8793 | Distributed from 923 Generation And Fuel | 2016
14389 | 2022 | NC | Kelly Solar, LLC | 61219 | KELLY |  | OP | PV | SUN | 5 | 0.21 | 9201 | 33123.335 | 4601 | 16563.4675 | Distributed from 923 Generation And Fuel | 2018
14390 | 2022 | NC | Kenansville | 59051 | GEN 1 |  | OP | PV | SUN | 2 | 0.189 | 3319 | 11948.3044 | 1660 | 5975.9522 | Distributed from 923 Generation And Fuel | 2013
14391 | 2022 | NC | Kenansville Solar 2, LLC | 58803 | INV1 |  | OP | PV | SUN | 2 | 0.209 | 3669 | 13208.2943 | 1835 | 6605.9472 | Distributed from 923 Generation And Fuel | 2016
14392 | 2022 | NC | Kenansville Solar Farm, LLC | 58840 | INV1 |  | OP | PV | SUN | 0.5 | 0.141 | 617.556 | 2223.1838 | 308.778 | 1111.5919 | Distributed from 923 Generation And Fuel | 2014
14393 | 2022 | NC | Kenansville Solar Farm, LLC | 58840 | INV2 |  | OP | PV | SUN | 0.5 | 0.141 | 617.556 | 2223.1838 | 308.778 | 1111.5919 | Distributed from 923 Generation And Fuel | 2014
14394 | 2022 | NC | Kenansville Solar Farm, LLC | 58840 | INV3 |  | OP | PV | SUN | 0.5 | 0.141 | 617.556 | 2223.1838 | 308.778 | 1111.5919 | Distributed from 923 Generation And Fuel | 2014
14395 | 2022 | NC | Kenansville Solar Farm, LLC | 58840 | INV4 |  | OP | PV | SUN | 0.5 | 0.141 | 617.556 | 2223.1838 | 308.778 | 1111.5919 | Distributed from 923 Generation And Fuel | 2014
14396 | 2022 | NC | Kenansville Solar Farm, LLC | 58840 | INV5 |  | OP | PV | SUN | 0.5 | 0.141 | 617.556 | 2223.1838 | 308.778 | 1111.5919 | Distributed from 923 Generation And Fuel | 2014
14397 | 2022 | NC | Kenansville Solar Farm, LLC | 58840 | INV6 |  | OP | PV | SUN | 0.5 | 0.141 | 617.556 | 2223.1838 | 308.778 | 1111.5919 | Distributed from 923 Generation And Fuel | 2014
14398 | 2022 | NC | Kenansville Solar Farm, LLC | 58840 | INV7 |  | OP | PV | SUN | 0.5 | 0.141 | 617.556 | 2223.1838 | 308.778 | 1111.5919 | Distributed from 923 Generation And Fuel | 2014
14399 | 2022 | NC | Kenansville Solar Farm, LLC | 58840 | INV8 |  | OP | PV | SUN | 0.5 | 0.141 | 617.556 | 2223.1838 | 308.778 | 1111.5919 | Distributed from 923 Generation And Fuel | 2014
14400 | 2022 | NC | Kenansville Solar Farm, LLC | 58840 | INV9 |  | OP | PV | SUN | 0.5 | 0.141 | 617.556 | 2223.1838 | 308.778 | 1111.5919 | Distributed from 923 Generation And Fuel | 2014
14401 | 2022 | NC | Kendall Farm | 65554 | KENDL |  | OP | PV | SUN | 5 | 0.233 | 10206 | 36741.3061 | 5104 | 18374.253 | Distributed from 923 Generation And Fuel | 2019
14402 | 2022 | NC | Kennedy Solar, LLC | 60397 | FLS1 |  | OP | PV | SUN | 4.9 | 0.205 | 8820 | 31751.746 | 4411 | 15879.473 | Distributed from 923 Generation And Fuel | 2017
14403 | 2022 | NC | Kenneth Solar | 59507 | PV1 |  | OP | PV | SUN | 3 | 0.178 | 4680 | 16847.8652 | 2340 | 8423.9326 | Distributed from 923 Generation And Fuel | 2016
14404 | 2022 | NC | Kings Mountain Energy Center | 59325 | KMEC1 |  | OP | CT | NG | 310.2 | 0.694 | 1887051 | 6793329.2534 | 811823 | 2922539.4197 | EIA-923 Generator File | 2018
14405 | 2022 | NC | Kings Mountain Energy Center | 59325 | KMEC2 | 1 | OP | CA | NG | 233.7 | 0.606 | 1241250 | 4468464.2523 | 572277 | 2060180.7186 | EIA-923 Generator File | 2018
14406 | 2022 | NC | Kinston | 59125 | 1 |  | OP | PV | SUN | 2 | 0.215 | 3767 | 13561.0915 | 1884 | 6782.3457 | Distributed from 923 Generation And Fuel | 2014
14407 | 2022 | NC | Kinston Davis Farm | 61090 | 1 |  | OP | PV | SUN | 5 | 0.199 | 8710 | 31355.7492 | 4356 | 15681.4745 | Distributed from 923 Generation And Fuel | 2015
14408 | 2022 | NC | Kinston Solar | 59832 | FLS1 |  | OP | PV | SUN | 5 | 0.202 | 8843 | 31834.5453 | 4422 | 15919.0726 | Distributed from 923 Generation And Fuel | 2015
14409 | 2022 | NC | Kirkwall Holdings | 58791 | PV1 |  | OP | PV | SUN | 5 | 0.208 | 9093 | 32734.5381 | 4547 | 16369.069 | Distributed from 923 Generation And Fuel | 2016
14410 | 2022 | NC | Kojak Farm | 60578 | 1 |  | OP | PV | SUN | 5 | 0.202 | 8830 | 31787.7457 | 4416 | 15897.4728 | Distributed from 923 Generation And Fuel | 2016
14411 | 2022 | NC | L V Sutton | 2713 | CA1 | 2 | OP | CA | NG | 288 | 0.566 | 1426978 | 5137079.7034 | 563832 | 2029778.9618 | EIA-923 Generator File | 2013
14412 | 2022 | NC | L V Sutton | 2713 | CT004 |  | OP | GT | NG | 60.5 | 0.015 | 8155.5 | 29359.5651 | 1745 | 6281.9497 | Distributed from 923 Generation And Fuel | 2017
14413 | 2022 | NC | L V Sutton | 2713 | CT005 |  | OP | GT | NG | 60.5 | 0.015 | 8155.5 | 29359.5651 | 1745 | 6281.9497 | Distributed from 923 Generation And Fuel | 2017
14414 | 2022 | NC | L V Sutton | 2713 | CT1 |  | OP | CT | NG | 221 | 0.632 | 1222597 | 4401313.9895 | 446135 | 1606073.1514 | EIA-923 Generator File | 2013
14415 | 2022 | NC | L V Sutton | 2713 | CT2 |  | OP | CT | NG | 221 | 0.652 | 1261420 | 4541075.6714 | 502211 | 1807945.1364 | EIA-923 Generator File | 2013
14416 | 2022 | NC | Lafayette Solar I, LLC | 60105 | LAF |  | OP | PV | SUN | 2 | 0.197 | 3443 | 12394.7008 | 1722 | 6199.1504 | Distributed from 923 Generation And Fuel | 2015
14417 | 2022 | NC | Lake Lure | 2773 | 1 |  | OP | HY | WAT | 1.2 | 0.096 | 1007.333 | 3626.3698 | 385.333 | 1387.1877 | Distributed from 923 Generation And Fuel | 1927
14418 | 2022 | NC | Lake Lure | 2773 | 2 |  | OP | HY | WAT | 2.4 | 0.096 | 2014.667 | 7252.7432 | 770.667 | 2774.379 | Distributed from 923 Generation And Fuel | 1927
14419 | 2022 | NC | Landis Delivery No 2 | 56551 | 1 |  | OP | IC | DFO | 2.2 | -0.003 | -59 | -212.3983 | 0 | 0 | Distributed from 923 Generation And Fuel | 2007
14420 | 2022 | NC | Lane II Solar, LLC | 63837 | PV1 |  | OP | PV | SUN | 4.9 | 0.254 | 10910 | 39275.6858 | 5456 | 19641.4429 | Distributed from 923 Generation And Fuel | 2020
14421 | 2022 | NC | Lane Solar | 62104 | PGRF2 |  | OP | PV | SUN | 5 | 0.225 | 9839 | 35420.1166 | 4920 | 17711.8583 | Distributed from 923 Generation And Fuel | 2018
14422 | 2022 | NC | Lang Solar Farm | 63449 | PV1 |  | OP | PV | SUN | 5 | 0.219 | 9575 | 34469.7242 | 4788 | 17236.6621 | Distributed from 923 Generation And Fuel | 2016
14423 | 2022 | NC | Langdon Solar Farm, LLC | 60538 | 1 |  | OP | PV | SUN | 5 | 0.205 | 8962 | 32262.9419 | 4482 | 16135.0709 | Distributed from 923 Generation And Fuel | 2015
14424 | 2022 | NC | Langley PV1 | 59158 | LNG1 |  | OP | PV | SUN | 5 | 0.214 | 9355 | 33677.7306 | 4678 | 16840.6653 | Distributed from 923 Generation And Fuel | 2014
14425 | 2022 | NC | Lanier Solar | 59486 | LANIE |  | OP | PV | SUN | 4.9 | 0.22 | 9425 | 33929.7286 | 4713 | 16966.6643 | Distributed from 923 Generation And Fuel | 2016
14426 | 2022 | NC | Laurinburg Farm | 61091 | 1 |  | OP | PV | SUN | 5 | 0.219 | 9573 | 34462.5243 | 4787 | 17233.0621 | Distributed from 923 Generation And Fuel | 2015
14427 | 2022 | NC | Laurinburg Solar | 59833 | FLS1 |  | OP | PV | SUN | 5 | 0.212 | 9292 | 33450.9324 | 4647 | 16729.0662 | Distributed from 923 Generation And Fuel | 2015
14428 | 2022 | NC | Laurinburg Solar, LLC (Heelstone) | 60200 | LAUR |  | OP | PV | SUN | 2 | 0.224 | 3929 | 14144.2868 | 1965 | 7073.9434 | Distributed from 923 Generation And Fuel | 2015
14429 | 2022 | NC | Leggett Solar, LLC | 60783 | 1 |  | OP | PV | SUN | 5 | 0.191 | 8376 | 30153.3588 | 4189 | 15080.2794 | Distributed from 923 Generation And Fuel | 2016
14430 | 2022 | NC | Lenoir Farm | 58333 | 1 |  | OP | PV | SUN | 5 | 0.193 | 8452 | 30426.9566 | 4227 | 15217.0783 | Distributed from 923 Generation And Fuel | 2013
14431 | 2022 | NC | Lenoir Farm 2 | 58334 | 1 |  | OP | PV | SUN | 5 | 0.189 | 8282 | 29814.9615 | 4141 | 14907.4807 | Distributed from 923 Generation And Fuel | 2013
14432 | 2022 | NC | Lewiston Solar | 59174 | 5MWPV |  | OP | PV | SUN | 5 | 0.198 | 8680 | 31247.75 | 4341 | 15627.475 | Distributed from 923 Generation And Fuel | 2014
14433 | 2022 | NC | Lexington | 56261 | Unit1 |  | OP | IC | DFO | 1.8 | -0.002 | -38 | -136.7989 | 0 | 0 | Distributed from 923 Generation And Fuel | 2005
14434 | 2022 | NC | Lexington | 56261 | Unit2 |  | OP | IC | DFO | 1.8 | -0.002 | -38 | -136.7989 | 0 | 0 | Distributed from 923 Generation And Fuel | 2005
14435 | 2022 | NC | Lexington Health Center | 56067 | 1 |  | OP | IC | DFO | 1.8 | -0.002 | -27 | -97.1992 | 0 | 0 | Distributed from 923 Generation And Fuel | 2002
14436 | 2022 | NC | Lick Creek Solar, LLC | 63811 | PGR27 |  | OP | PV | SUN | 50 | 0.19 | 83290 | 299841.6013 | 42368 | 152523.5798 | Distributed from 923 Generation And Fuel | 2022
14437 | 2022 | NC | Lillington Solar | 59921 | 5MWPV |  | OP | PV | SUN | 5 | 0.221 | 9681 | 34851.3212 | 4841 | 17427.4606 | Distributed from 923 Generation And Fuel | 2017
14438 | 2022 | NC | Lincoln Combustion | 7277 | 1 |  | OP | GT | NG | 109.6 | 0.003 | 3046.563 | 10967.5391 | 478 | 1720.7862 | Distributed from 923 Generation And Fuel | 1995
14439 | 2022 | NC | Lincoln Combustion | 7277 | 10 |  | OP | GT | NG | 109.6 | 0.003 | 3046.563 | 10967.5391 | 478 | 1720.7862 | Distributed from 923 Generation And Fuel | 1995
14440 | 2022 | NC | Lincoln Combustion | 7277 | 11 |  | OP | GT | NG | 109.6 | 0.003 | 3046.563 | 10967.5391 | 478 | 1720.7862 | Distributed from 923 Generation And Fuel | 1995
14441 | 2022 | NC | Lincoln Combustion | 7277 | 12 |  | OP | GT | NG | 109.6 | 0.003 | 3046.563 | 10967.5391 | 478 | 1720.7862 | Distributed from 923 Generation And Fuel | 1995
14442 | 2022 | NC | Lincoln Combustion | 7277 | 13 |  | OP | GT | NG | 109.6 | 0.003 | 3046.563 | 10967.5391 | 478 | 1720.7862 | Distributed from 923 Generation And Fuel | 1996
14443 | 2022 | NC | Lincoln Combustion | 7277 | 14 |  | OP | GT | NG | 109.6 | 0.003 | 3046.563 | 10967.5391 | 478 | 1720.7862 | Distributed from 923 Generation And Fuel | 1996
14444 | 2022 | NC | Lincoln Combustion | 7277 | 15 |  | OP | GT | NG | 109.6 | 0.003 | 3046.563 | 10967.5391 | 478 | 1720.7862 | Distributed from 923 Generation And Fuel | 1996
14445 | 2022 | NC | Lincoln Combustion | 7277 | 16 |  | OP | GT | NG | 109.6 | 0.003 | 3046.563 | 10967.5391 | 478 | 1720.7862 | Distributed from 923 Generation And Fuel | 1996
14446 | 2022 | NC | Lincoln Combustion | 7277 | 2 |  | OP | GT | NG | 109.6 | 0.003 | 3046.563 | 10967.5391 | 478 | 1720.7862 | Distributed from 923 Generation And Fuel | 1995
14447 | 2022 | NC | Lincoln Combustion | 7277 | 3 |  | OP | GT | NG | 109.6 | 0.003 | 3046.563 | 10967.5391 | 478 | 1720.7862 | Distributed from 923 Generation And Fuel | 1995
14448 | 2022 | NC | Lincoln Combustion | 7277 | 4 |  | OP | GT | NG | 109.6 | 0.003 | 3046.563 | 10967.5391 | 478 | 1720.7862 | Distributed from 923 Generation And Fuel | 1995
14449 | 2022 | NC | Lincoln Combustion | 7277 | 5 |  | OP | GT | NG | 109.6 | 0.003 | 3046.563 | 10967.5391 | 478 | 1720.7862 | Distributed from 923 Generation And Fuel | 1995
14450 | 2022 | NC | Lincoln Combustion | 7277 | 6 |  | OP | GT | NG | 109.6 | 0.003 | 3046.563 | 10967.5391 | 478 | 1720.7862 | Distributed from 923 Generation And Fuel | 1995
14451 | 2022 | NC | Lincoln Combustion | 7277 | 7 |  | OP | GT | NG | 109.6 | 0.003 | 3046.563 | 10967.5391 | 478 | 1720.7862 | Distributed from 923 Generation And Fuel | 1995
14452 | 2022 | NC | Lincoln Combustion | 7277 | 8 |  | OP | GT | NG | 109.6 | 0.003 | 3046.563 | 10967.5391 | 478 | 1720.7862 | Distributed from 923 Generation And Fuel | 1995
14453 | 2022 | NC | Lincoln Combustion | 7277 | 9 |  | OP | GT | NG | 109.6 | 0.003 | 3046.563 | 10967.5391 | 478 | 1720.7862 | Distributed from 923 Generation And Fuel | 1995
14454 | 2022 | NC | Lincoln Solar, LLC (NC) | 60399 | FLS1 |  | OP | PV | SUN | 4.9 | 0.2 | 8574 | 30866.1531 | 4288 | 15436.6765 | Distributed from 923 Generation And Fuel | 2016
14455 | 2022 | NC | Lincolnton High School | 56341 | 1 |  | OP | IC | DFO | 1.8 | 0 | 7 | 25.1998 | 1 | 3.6 | Distributed from 923 Generation And Fuel | 2006
14456 | 2022 | NC | Little River PV 1 | 59521 | LTLRV |  | OP | PV | SUN | 5 | 0.206 | 9020 | 32471.7402 | 4511 | 16239.4701 | Distributed from 923 Generation And Fuel | 2015
14457 | 2022 | NC | Littlefield Solar Center LLC | 58809 | LSC1 |  | OP | PV | SUN | 5 | 0.207 | 9080 | 32687.7385 | 4541 | 16347.4692 | Distributed from 923 Generation And Fuel | 2015
14458 | 2022 | NC | Lockville Hydropower | 10051 | GEN1 |  | OP | HY | WAT | 0.6 | 0 | 0 | 0 | 0 | 0 | Distributed from 923 Generation And Fuel | 1985
14459 | 2022 | NC | Lockville Hydropower | 10051 | GEN2 |  | OP | HY | WAT | 0.6 | 0 | 0 | 0 | 0 | 0 | Distributed from 923 Generation And Fuel | 1985
14460 | 2022 | NC | Long Creek Waste Water Plant | 57630 | ES1 |  | OP | IC | DFO | 1.7 | 0.004 | 64 | 230.3982 | 38.333 | 137.9977 | Distributed from 923 Generation And Fuel | 1995
14461 | 2022 | NC | Long Creek Waste Water Plant | 57630 | ES2 |  | OP | IC | DFO | 1.7 | 0.004 | 64 | 230.3982 | 38.333 | 137.9977 | Distributed from 923 Generation And Fuel | 1995
14462 | 2022 | NC | Long Creek Waste Water Plant | 57630 | ES3 |  | OP | IC | DFO | 1.7 | 0.004 | 64 | 230.3982 | 38.333 | 137.9977 | Distributed from 923 Generation And Fuel | 1995
14463 | 2022 | NC | Long Farm 46 Solar, LLC | 60208 | PV1 |  | OP | PV | SUN | 5 | 0.211 | 9247 | 33288.9337 | 4624 | 16646.2668 | Distributed from 923 Generation And Fuel | 2016
14464 | 2022 | NC | Long Henry Solar | 61347 | GEN1 |  | OP | PV | SUN | 2 | 0.228 | 3994 | 14378.285 | 1997 | 7189.1425 | Distributed from 923 Generation And Fuel | 2017
14465 | 2022 | NC | Lookout Shoals | 2726 | 1 |  | OP | HY | WAT | 8.6 | 0.421 | 31694.667 | 114099.8884 | 12124.333 | 43647.2496 | Distributed from 923 Generation And Fuel | 1915
14466 | 2022 | NC | Lookout Shoals | 2726 | 2 |  | OP | HY | WAT | 8.6 | 0.421 | 31694.667 | 114099.8884 | 12124.333 | 43647.2496 | Distributed from 923 Generation And Fuel | 1915
14467 | 2022 | NC | Lookout Shoals | 2726 | 3 |  | OP | HY | WAT | 8.6 | 0.421 | 31694.667 | 114099.8884 | 12124.333 | 43647.2496 | Distributed from 923 Generation And Fuel | 1915
14468 | 2022 | NC | Lotus | 64173 | 1305 |  | OP | PV | SUN | 4 | 0.196 | 6871 | 24735.4021 | 3436 | 12369.501 | Distributed from 923 Generation And Fuel | 2014
14469 | 2022 | NC | Lowe Solar Energy Storage | 64516 | BAT1 |  | OP | BA | MWH | 2.5 | -0.003 | -61 | -219.5982 | -25 | -89.9993 | Distributed from 923 Generation And Fuel | 2022
14470 | 2022 | NC | Lowe Solar Energy Storage | 64516 | SOL1 |  | OP | PV | SUN | 2 | 0.221 | 3874 | 13946.2884 | 1937 | 6973.1442 | Distributed from 923 Generation And Fuel | 2022
14471 | 2022 | NC | Ludie Brown Solar Energy Storage | 64514 | BAT1 |  | OP | BA | MWH | 2.5 | -0.003 | -59 | -212.3983 | -25 | -89.9993 | Distributed from 923 Generation And Fuel | 2022
14472 | 2022 | NC | Ludie Brown Solar Energy Storage | 64514 | SOL1 |  | OP | PV | SUN | 2 | 0.207 | 3619 | 13028.2958 | 1810 | 6515.9479 | Distributed from 923 Generation And Fuel | 2022
14473 | 2022 | NC | Lumberton | 10382 | GEN1 | 2 | OP | ST | WDS | 34.7 | 0 | 0 | 0 | 0 | 0 | EIA-923 Generator File | 1985
14474 | 2022 | NC | Lux Solar, LLC | 61284 | GEN1 |  | OP | PV | SUN | 2 | 0.223 | 3901 | 14043.4877 | 1951 | 7023.5438 | Distributed from 923 Generation And Fuel | 2016
14475 | 2022 | NC | Maiden Community Center | 56342 | 1 |  | OP | IC | DFO | 1.8 | 0.002 | 38 | 136.7989 | 7 | 25.1998 | Distributed from 923 Generation And Fuel | 2006
14476 | 2022 | NC | Maiden Creek Solar Power Plant | 62668 | PV1 |  | OP | PV | SUN | 69.3 | 0.213 | 129577 | 466473.4682 | 61179 | 220242.6381 | Distributed from 923 Generation And Fuel | 2021
14477 | 2022 | NC | Manning PV 1 | 59520 | MANN |  | OP | PV | SUN | 5 | 0.22 | 9652 | 34746.922 | 4827 | 17377.061 | Distributed from 923 Generation And Fuel | 2018
14478 | 2022 | NC | Manway Solar Farm | 59575 | PV1 |  | OP | PV | SUN | 5 | 0.216 | 9481 | 34131.3269 | 4741 | 17067.4635 | Distributed from 923 Generation And Fuel | 2015
14479 | 2022 | NC | Mariposa Solar Center LLC | 59162 | MSC 1 |  | OP | PV | SUN | 5 | 0.202 | 8866 | 31917.3447 | 4434 | 15962.2723 | Distributed from 923 Generation And Fuel | 2016
14480 | 2022 | NC | Market Farm | 59105 | 1 |  | OP | PV | SUN | 4.9 | 0.206 | 8862 | 31902.9448 | 4432 | 15955.0724 | Distributed from 923 Generation And Fuel | 2014
14481 | 2022 | NC | Marshall (NC) | 2727 | 1 | 1 | OP | ST | NG | 348.5 | 0.279 | 852311 | 3068295.0536 | 604209 | 2175134.9989 | EIA-923 Generator File | 1965 | 2034
14482 | 2022 | NC | Marshall (NC) | 2727 | 2 | 1 | OP | ST | BIT | 348.5 | 0.177 | 540040 | 1944128.447 | 6409 | 23072.2154 | EIA-923 Generator File | 1966 | 2034
14483 | 2022 | NC | Marshall (NC) | 2727 | 3 | 1 | OP | ST | NG | 711 | 0.498 | 3101170 | 11164122.687 | 1120774 | 4034754.122 | EIA-923 Generator File | 1969
14484 | 2022 | NC | Marshall (NC) | 2727 | 4 | 1 | OP | ST | BIT | 711 | 0.435 | 2712398 | 9764554.6836 | 1306924 | 4704888.7609 | EIA-923 Generator File | 1970
14485 | 2022 | NC | Marshall Dam | 2710 | HC1 |  | OP | HY | WAT | 2.5 | 0.025 | 557.5 | 2006.9839 | 213.5 | 768.5939 | Distributed from 923 Generation And Fuel | 1985
14486 | 2022 | NC | Marshall Dam | 2710 | HC2 |  | OP | HY | WAT | 2.5 | 0.025 | 557.5 | 2006.9839 | 213.5 | 768.5939 | Distributed from 923 Generation And Fuel | 1985
14487 | 2022 | NC | Marshville Farm | 58335 | 1 |  | OP | PV | SUN | 5 | 0.184 | 8080 | 29087.7673 | 4040 | 14543.8836 | Distributed from 923 Generation And Fuel | 2013
14488 | 2022 | NC | Martin Creek Farm LLC | 59124 | 1 |  | OP | PV | SUN | 3 | 0.205 | 5396 | 19425.4446 | 2698 | 9712.7223 | Distributed from 923 Generation And Fuel | 2014
14489 | 2022 | NC | Martins Creek Solar NC, LLC | 57461 | 1 |  | OP | PV | SUN | 0.9 | 0.157 | 1238 | 4456.7643 | 619 | 2228.3822 | Distributed from 923 Generation And Fuel | 2011
14490 | 2022 | NC | Mas Durham Power, LLC | 57365 | 1A |  | OA | IC | LFG | 1.1 | 0.626 | 6032 | 21715.0263 | 2453.5 | 8832.5293 | Distributed from 923 Generation And Fuel | 2010
14491 | 2022 | NC | Mas Durham Power, LLC | 57365 | 1B |  | OP | IC | LFG | 1.1 | 0.626 | 6032 | 21715.0263 | 2453.5 | 8832.5293 | Distributed from 923 Generation And Fuel | 2010
14492 | 2022 | NC | Maxton Solar, LLC | 60416 | MSPV |  | OP | PV | SUN | 4.9 | 0.224 | 9634 | 34682.1225 | 4818 | 17344.6612 | Distributed from 923 Generation And Fuel | 2016
14493 | 2022 | NC | Mayberry Solar LLC | 57321 | 1PV |  | OP | PV | SUN | 1.2 | 0.144 | 1510 | 5435.9565 | 755 | 2717.9783 | Distributed from 923 Generation And Fuel | 2011
14494 | 2022 | NC | Mayo | 6250 | 1 | 2 | OP | ST | BIT | 763.2 | 0.163 | 1091887 | 3930761.7539 | 660688 | 2378457.7723 | EIA-923 Generator File | 1983
14495 | 2022 | NC | MC1 Solar | 60395 | MC1PV |  | OP | PV | SUN | 5 | 0.177 | 7745 | 27881.7769 | 3873 | 13942.6885 | Distributed from 923 Generation And Fuel | 2016
14496 | 2022 | NC | McCallum Farm | 58350 | 1 |  | OP | PV | SUN | 5 | 0.206 | 9032 | 32514.9399 | 4517 | 16261.0699 | Distributed from 923 Generation And Fuel | 2013
14497 | 2022 | NC | McGoogan Farm, LLC | 60779 | 1 |  | OP | PV | SUN | 5 | 0.222 | 9703 | 34930.5206 | 4852 | 17467.0603 | Distributed from 923 Generation And Fuel | 2015
14498 | 2022 | NC | McGrigor Farm Solar | 60440 | PV1 |  | OP | PV | SUN | 5 | 0.24 | 10527 | 37896.8968 | 5264 | 18950.2484 | Distributed from 923 Generation And Fuel | 2019
14499 | 2022 | NC | McGuire | 6038 | 1 | 1 | OP | ST | NUC | 1220.3 | 0.91 | 9725155 | 35010277.9178 | 4163579 | 14988764.4899 | Distributed from 923 Generation And Fuel | 1981
14500 | 2022 | NC | McGuire | 6038 | 2 | 1 | OP | ST | NUC | 1220.3 | 0.91 | 9725155 | 35010277.9178 | 4163579 | 14988764.4899 | Distributed from 923 Generation And Fuel | 1984
14501 | 2022 | NC | McKenzie Farm | 58853 | 1 |  | OP | PV | SUN | 5 | 0.218 | 9565 | 34433.7245 | 4783 | 17218.6623 | Distributed from 923 Generation And Fuel | 2013
14502 | 2022 | NC | Meadowbrook Solar Farm | 59936 | NB008 |  | OP | PV | SUN | 5 | 0.217 | 9521 | 34275.3258 | 4761 | 17139.4629 | Distributed from 923 Generation And Fuel | 2016
14503 | 2022 | NC | Meadowlark Solar | 64117 | MLS01 |  | OP | PV | SUN | 4.9 | 0.223 | 9576 | 34473.3242 | 4789 | 17240.2621 | Distributed from 923 Generation And Fuel | 2018
14504 | 2022 | NC | Meadows PV 1 | 59513 | MEAD1 |  | OP | PV | SUN | 20 | 0.176 | 30875 | 111149.1108 | 15439 | 55579.9554 | Distributed from 923 Generation And Fuel | 2016
14505 | 2022 | NC | Meeks Solar, LLC | 63267 | NCMKS |  | OP | PV | SUN | 2 | 0.18 | 3161 | 11379.509 | 1581 | 5691.5545 | Distributed from 923 Generation And Fuel | 2017
14506 | 2022 | NC | Melinda Solar | 59502 | PV1 |  | OP | PV | SUN | 5 | 0.185 | 8098 | 29152.5668 | 4049 | 14576.2834 | Distributed from 923 Generation And Fuel | 2015
14507 | 2022 | NC | Meriwether Farm | 60579 | 1 |  | OP | PV | SUN | 5 | 0.202 | 8826 | 31773.3458 | 4414 | 15890.2729 | Distributed from 923 Generation And Fuel | 2016
14508 | 2022 | NC | Metropolitan Sewerage District | 10181 | GEN1 |  | SB | HY | WAT | 0.8 | 0.302 | 2119 | 7628.339 | 792 | 2851.1772 | Distributed from 923 Generation And Fuel | 1988
14509 | 2022 | NC | Metropolitan Sewerage District | 10181 | GEN2 |  | OP | HY | WAT | 0.8 | 0.302 | 2119 | 7628.339 | 792 | 2851.1772 | Distributed from 923 Generation And Fuel | 1988
14510 | 2022 | NC | Metropolitan Sewerage District | 10181 | GEN3 |  | OP | HY | WAT | 0.8 | 0.302 | 2119 | 7628.339 | 792 | 2851.1772 | Distributed from 923 Generation And Fuel | 1988
14511 | 2022 | NC | Mile Farm | 58336 | 1 |  | OP | PV | SUN | 5 | 0.2 | 8766 | 31557.3475 | 4384 | 15782.2737 | Distributed from 923 Generation And Fuel | 2014
14512 | 2022 | NC | Mill Pond Solar Farm, LLC | 61196 | MILLL |  | OP | PV | SUN | 5 | 0.219 | 9590 | 34523.7238 | 4796 | 17265.4619 | Distributed from 923 Generation And Fuel | 2017
14513 | 2022 | NC | Mill Pond Solar, LLC | 62328 | MLLPD |  | OP | PV | SUN | 5 | 0.253 | 11081 | 39891.2809 | 5541 | 19947.4404 | Distributed from 923 Generation And Fuel | 2019
14514 | 2022 | NC | MILL SOLAR 1 | 61160 | MILL1 |  | OS | PV | SUN | 1.4 | 0 | 0 | 0 | 0 | 0 | Distributed from 923 Generation And Fuel | 2015 | 2023
14515 | 2022 | NC | Millers Chapel Solar | 66719 | MILCH |  | OP | PV | SUN | 4.8 | 0.22 | 9271 | 33375.333 | 4636 | 16689.4665 | Distributed from 923 Generation And Fuel | 2021
14516 | 2022 | NC | Millikan Farm | 59576 | GEN1 |  | OP | PV | SUN | 5 | 0.214 | 9376 | 33753.33 | 4689 | 16880.265 | Distributed from 923 Generation And Fuel | 2015
14517 | 2022 | NC | Mills Anson Farm | 61093 | 1 |  | OP | PV | SUN | 5 | 0.207 | 9062 | 32622.939 | 4532 | 16315.0695 | Distributed from 923 Generation And Fuel | 2016
14518 | 2022 | NC | Milo Solar | 58739 | PV1 |  | OP | PV | SUN | 3 | 0.205 | 5377 | 19357.0451 | 2689 | 9680.3226 | Distributed from 923 Generation And Fuel | 2016
14519 | 2022 | NC | Minnie Solar | 58740 | PV1 |  | OP | PV | SUN | 3 | 0.209 | 5486 | 19749.442 | 2743 | 9874.721 | Distributed from 923 Generation And Fuel | 2016
14520 | 2022 | NC | Misenheimer Farm | 59577 | PV1 |  | OP | PV | SUN | 5 | 0.203 | 8877 | 31956.9443 | 4439 | 15980.2722 | Distributed from 923 Generation And Fuel | 2015
14521 | 2022 | NC | Mission | 2746 | 1 |  | OP | HY | WAT | 0.6 | 0.541 | 2842.667 | 10233.5193 | 1087.333 | 3914.3675 | Distributed from 923 Generation And Fuel | 1924
14522 | 2022 | NC | Mission | 2746 | 2 |  | OP | HY | WAT | 0.6 | 0.541 | 2842.667 | 10233.5193 | 1087.333 | 3914.3675 | Distributed from 923 Generation And Fuel | 1924
14523 | 2022 | NC | Mission | 2746 | 3 |  | OP | HY | WAT | 0.6 | 0.541 | 2842.667 | 10233.5193 | 1087.333 | 3914.3675 | Distributed from 923 Generation And Fuel | 1943
14524 | 2022 | NC | Mocksville Farm | 58313 | 1 |  | OP | PV | SUN | 5 | 0.211 | 9227 | 33216.9343 | 4614 | 16610.2671 | Distributed from 923 Generation And Fuel | 2012
14525 | 2022 | NC | Mocksville Solar | 59570 | PV1 |  | OP | PV | SUN | 15.4 | 0.205 | 27693 | 99694.0024 | 13848 | 49852.4012 | Distributed from 923 Generation And Fuel | 2016
14526 | 2022 | NC | Modlin Solar Farm | 60417 | MSFPV |  | OP | PV | SUN | 4.9 | 0.208 | 8930 | 32147.7428 | 4466 | 16077.4714 | Distributed from 923 Generation And Fuel | 2016
14527 | 2022 | NC | Moncure Farm LLC | 59123 | 1 |  | OP | PV | SUN | 3 | 0.23 | 6047 | 21769.0258 | 3024 | 10886.3129 | Distributed from 923 Generation And Fuel | 2014
14528 | 2022 | NC | Monroe Generating Station | 57505 | 1 |  | OP | GT | NG | 15 | 0 | 33.5 | 120.599 | 14.5 | 52.1996 | Distributed from 923 Generation And Fuel | 2010
14529 | 2022 | NC | Monroe Generating Station | 57505 | 2 |  | OP | GT | NG | 15 | 0 | 33.5 | 120.599 | 14.5 | 52.1996 | Distributed from 923 Generation And Fuel | 2010
14530 | 2022 | NC | Monroe Middle School | 56343 | 1 |  | OP | IC | DFO | 1.8 | 0.001 | 18 | 64.7995 | 3 | 10.7999 | Distributed from 923 Generation And Fuel | 2006
14531 | 2022 | NC | Monroe Moore Farm | 59578 | PV1 |  | OP | PV | SUN | 5 | 0.213 | 9320 | 33551.7316 | 4661 | 16779.4658 | Distributed from 923 Generation And Fuel | 2016
14532 | 2022 | NC | Monroe Solar Facility | 60383 | MONPV |  | OP | PV | SUN | 54.6 | 0.219 | 104962 | 377860.1771 | 50938 | 183375.333 | Distributed from 923 Generation And Fuel | 2017
14533 | 2022 | NC | Montgomery Solar LLC | 58649 | 1 |  | OP | PV | SUN | 20 | 0.224 | 39331 | 141590.4673 | 19668 | 70804.2336 | Distributed from 923 Generation And Fuel | 2015
14534 | 2022 | NC | Moore Solar | 64193 | MR01 |  | OP | PV | SUN | 5 | 0.21 | 9213 | 33166.5347 | 4607 | 16585.0673 | Distributed from 923 Generation And Fuel | 2018
14535 | 2022 | NC | Moore Solar Farm | 58337 | 1 |  | OP | PV | SUN | 5 | 0.188 | 8224 | 29606.1632 | 4112 | 14803.0816 | Distributed from 923 Generation And Fuel | 2013
14536 | 2022 | NC | Moorings Farm | 58338 | 1 |  | OP | PV | SUN | 5 | 0.187 | 8180 | 29447.7644 | 4090 | 14723.8822 | Distributed from 923 Generation And Fuel | 2013
14537 | 2022 | NC | Moorings Farm 2, LLC | 61405 | 1 |  | OP | PV | SUN | 5 | 0.209 | 9133 | 32878.537 | 4567 | 16441.0685 | Distributed from 923 Generation And Fuel | 2017
14538 | 2022 | NC | Morgan Farm, LLC | 60133 | MOR |  | OP | PV | SUN | 5 | 0.205 | 8959 | 32252.142 | 4480 | 16127.871 | Distributed from 923 Generation And Fuel | 2015
14539 | 2022 | NC | Morgan's Corner | 60422 | 1 |  | OP | PV | SUN | 20 | 0.143 | 25073 | 90262.0779 | 12538 | 45136.4389 | Distributed from 923 Generation And Fuel | 2015
14540 | 2022 | NC | Morganton Station 5 | 56344 | 1 |  | OP | IC | DFO | 1.8 | -0.002 | -38 | -136.7989 | 0 | 0 | Distributed from 923 Generation And Fuel | 2006
14541 | 2022 | NC | Morganton, Parker Road | 56064 | 1 |  | OP | IC | DFO | 1.8 | -0.002 | -33 | -118.799 | 0 | 0 | Distributed from 923 Generation And Fuel | 2002
14542 | 2022 | NC | Morning View | 61881 | GEN1 |  | OP | PV | SUN | 2 | 0.237 | 4158 | 14968.6803 | 2079 | 7484.3401 | Distributed from 923 Generation And Fuel | 2018
14543 | 2022 | NC | Mount Olive Farm | 59107 | 1 |  | OP | PV | SUN | 5 | 0.223 | 9789 | 35240.1181 | 4895 | 17621.859 | Distributed from 923 Generation And Fuel | 2014
14544 | 2022 | NC | Mount Olive Solar | 59908 | 2MWPV |  | OP | PV | SUN | 2 | 0.194 | 3402 | 12247.102 | 1701 | 6123.551 | Distributed from 923 Generation And Fuel | 2016
14545 | 2022 | NC | Mountain Island | 2728 | 1 |  | OP | HY | WAT | 15 | 0.197 | 25917.5 | 93302.2536 | 9914.5 | 35691.9145 | Distributed from 923 Generation And Fuel | 1923
14546 | 2022 | NC | Mountain Island | 2728 | 2 |  | OP | HY | WAT | 15 | 0.197 | 25917.5 | 93302.2536 | 9914.5 | 35691.9145 | Distributed from 923 Generation And Fuel | 1923
14547 | 2022 | NC | Mountain Island | 2728 | 3 |  | OP | HY | WAT | 15 | 0.197 | 25917.5 | 93302.2536 | 9914.5 | 35691.9145 | Distributed from 923 Generation And Fuel | 1923
14548 | 2022 | NC | Mountain Island | 2728 | 4 |  | OP | HY | WAT | 15 | 0.197 | 25917.5 | 93302.2536 | 9914.5 | 35691.9145 | Distributed from 923 Generation And Fuel | 1923
14549 | 2022 | NC | Moyer Solar | 66487 | MOYER |  | OP | PV | SUN | 5 | 0 | 1 | 3.6 | 0 | 0 | Distributed from 923 Generation And Fuel | 2022
14550 | 2022 | NC | Mt Olive Farm 2 | 58345 | 1 |  | OP | PV | SUN | 5 | 0.214 | 9368 | 33724.5302 | 4685 | 16865.8651 | Distributed from 923 Generation And Fuel | 2013
14551 | 2022 | NC | Mt Olive Solar 1 | 59645 | FLS1 |  | OP | PV | SUN | 5 | 0.205 | 8958 | 32248.542 | 4480 | 16127.871 | Distributed from 923 Generation And Fuel | 2015
14552 | 2022 | NC | Murdock Solar | 59509 | PV1 |  | OP | PV | SUN | 4 | 0.209 | 7313 | 26326.5894 | 3657 | 13165.0947 | Distributed from 923 Generation And Fuel | 2016
14553 | 2022 | NC | Murphy Farm Power, LLC | 57677 | 1 |  | OP | PV | SUN | 0.9 | 0.169 | 1336 | 4809.5615 | 668 | 2404.7808 | Distributed from 923 Generation And Fuel | 2011
14554 | 2022 | NC | Murphy-Brown LLC | 55002 | 01 |  | SB | IC | DFO | 1.2 | -0.02 | -212 | -763.1939 | -212 | -763.1939 | Distributed from 923 Generation And Fuel | 1995
14555 | 2022 | NC | Murphy-Brown LLC | 55002 | 02 |  | SB | IC | DFO | 1.2 | -0.02 | -212 | -763.1939 | -212 | -763.1939 | Distributed from 923 Generation And Fuel | 1995
14556 | 2022 | NC | Mustang Solar | 61533 | GEN1 |  | OP | PV | SUN | 5 | 0.228 | 9981 | 35931.3125 | 4991 | 17967.4563 | Distributed from 923 Generation And Fuel | 2018
14557 | 2022 | NC | Nantahala | 2747 | 1 |  | OP | HY | WAT | 43.2 | 0.506 | 191423 | 689117.2871 | 73227 | 263615.0911 | Distributed from 923 Generation And Fuel | 1942
14558 | 2022 | NC | Narrows (NC) | 54894 | YN1 |  | OP | HY | WAT | 24.7 | 0.446 | 96426.484 | 347132.5653 | 36886.998 | 132792.1305 | Distributed from 923 Generation And Fuel | 1917
14559 | 2022 | NC | Narrows (NC) | 54894 | YN2 |  | OP | HY | WAT | 24.7 | 0.446 | 96426.484 | 347132.5653 | 36886.998 | 132792.1305 | Distributed from 923 Generation And Fuel | 1917
14560 | 2022 | NC | Narrows (NC) | 54894 | YN3 |  | OP | HY | WAT | 29 | 0.446 | 113213.281 | 407564.5511 | 43308.621 | 155909.7883 | Distributed from 923 Generation And Fuel | 1917
14561 | 2022 | NC | Narrows (NC) | 54894 | YN4 |  | OP | HY | WAT | 30.4 | 0.446 | 118678.75 | 427240.0821 | 45399.382 | 163436.4677 | Distributed from 923 Generation And Fuel | 1924
14562 | 2022 | NC | Nash 58 Farm | 58854 | 1 |  | OP | PV | SUN | 5 | 0.202 | 8852 | 31866.9451 | 4427 | 15937.0725 | Distributed from 923 Generation And Fuel | 2013
14563 | 2022 | NC | Nash 64 Farm | 58855 | 1 |  | OP | PV | SUN | 5 | 0.166 | 7262 | 26142.9909 | 3631 | 13071.4954 | Distributed from 923 Generation And Fuel | 2014
14564 | 2022 | NC | Nash 97 Solar 2 | 64118 | N97S2 |  | OP | PV | SUN | 4.9 | 0.206 | 8847 | 31848.9452 | 4424 | 15926.2726 | Distributed from 923 Generation And Fuel | 2018
14565 | 2022 | NC | Nash 97 Solar, LLC | 60408 | 97PV |  | OP | PV | SUN | 5.2 | 0.191 | 8686 | 31269.3498 | 4344 | 15638.2749 | Distributed from 923 Generation And Fuel | 2016
14566 | 2022 | NC | Nashville Farms, LLC | 60134 | NASH |  | OP | PV | SUN | 2 | 0.197 | 3443 | 12394.7008 | 1722 | 6199.1504 | Distributed from 923 Generation And Fuel | 2015
14567 | 2022 | NC | NC 102 Project LLC | 61610 | NC102 |  | OP | PV | SUN | 74.8 | 0.228 | 149211 | 537155.3028 | 73142 | 263309.0935 | Distributed from 923 Generation And Fuel | 2018
14568 | 2022 | NC | NCSU Cates Cogeneration Plant | 61676 | CTG1 |  | OP | GT | NG | 5.6 | 0.818 | 40122 | 144438.0445 | 17326.5 | 62374.901 | Distributed from 923 Generation And Fuel | 2012
14569 | 2022 | NC | NCSU Cates Cogeneration Plant | 61676 | CTG2 |  | OP | GT | NG | 5.6 | 0.818 | 40122 | 144438.0445 | 17326.5 | 62374.901 | Distributed from 923 Generation And Fuel | 2012
14570 | 2022 | NC | NCSU CCUP Cogeneration Plant | 61675 | CTG1 |  | OP | GT | NG | 5.6 | 0.846 | 41492 | 149370.005 | 18212 | 65562.6755 | Distributed from 923 Generation And Fuel | 2019
14571 | 2022 | NC | NCSU CCUP Cogeneration Plant | 61675 | STG |  | OP | ST | NG | 1 | 0.241 | 2109 | 7592.3393 | 933.528 | 3360.6739 | EIA-923 Generator File | 2019
14572 | 2022 | NC | Neisler Street Solar | 60072 | NSS1 |  | OP | PV | SUN | 2 | 0.201 | 3524 | 12686.2985 | 1762 | 6343.1493 | Distributed from 923 Generation And Fuel | 2015
14573 | 2022 | NC | Neuse River Solar Farm | 58524 | 1 |  | OP | PV | SUN | 1.1 | 0.161 | 1550 | 5579.9554 | 775 | 2789.9777 | Distributed from 923 Generation And Fuel | 2011
14574 | 2022 | NC | New Bern | 56688 | 1 |  | OP | IC | LFG | 0.3 | 0.495 | 1301.222 | 4684.3617 | 518.833 | 1867.7839 | Distributed from 923 Generation And Fuel | 2007
14575 | 2022 | NC | New Bern | 56688 | 10 |  | OP | IC | LFG | 0.3 | 0.495 | 1301.222 | 4684.3617 | 518.833 | 1867.7839 | Distributed from 923 Generation And Fuel | 2007
14576 | 2022 | NC | New Bern | 56688 | 11 |  | OP | IC | LFG | 0.3 | 0.495 | 1301.222 | 4684.3617 | 518.833 | 1867.7839 | Distributed from 923 Generation And Fuel | 2007
14577 | 2022 | NC | New Bern | 56688 | 12 |  | OP | IC | LFG | 0.3 | 0.495 | 1301.222 | 4684.3617 | 518.833 | 1867.7839 | Distributed from 923 Generation And Fuel | 2007
14578 | 2022 | NC | New Bern | 56688 | 13 |  | OP | IC | LFG | 0.3 | 0.495 | 1301.222 | 4684.3617 | 518.833 | 1867.7839 | Distributed from 923 Generation And Fuel | 2011
14579 | 2022 | NC | New Bern | 56688 | 14 |  | OP | IC | LFG | 0.3 | 0.495 | 1301.222 | 4684.3617 | 518.833 | 1867.7839 | Distributed from 923 Generation And Fuel | 2011
14580 | 2022 | NC | New Bern | 56688 | 15 |  | OP | IC | LFG | 0.3 | 0.495 | 1301.222 | 4684.3617 | 518.833 | 1867.7839 | Distributed from 923 Generation And Fuel | 2011
14581 | 2022 | NC | New Bern | 56688 | 16 |  | OP | IC | LFG | 0.3 | 0.495 | 1301.222 | 4684.3617 | 518.833 | 1867.7839 | Distributed from 923 Generation And Fuel | 2011
14582 | 2022 | NC | New Bern | 56688 | 17 |  | OP | IC | LFG | 0.3 | 0.495 | 1301.222 | 4684.3617 | 518.833 | 1867.7839 | Distributed from 923 Generation And Fuel | 2011
14583 | 2022 | NC | New Bern | 56688 | 18 |  | OP | IC | LFG | 0.3 | 0.495 | 1301.222 | 4684.3617 | 518.833 | 1867.7839 | Distributed from 923 Generation And Fuel | 2011
14584 | 2022 | NC | New Bern | 56688 | 2 |  | OP | IC | LFG | 0.3 | 0.495 | 1301.222 | 4684.3617 | 518.833 | 1867.7839 | Distributed from 923 Generation And Fuel | 2007
14585 | 2022 | NC | New Bern | 56688 | 3 |  | OP | IC | LFG | 0.3 | 0.495 | 1301.222 | 4684.3617 | 518.833 | 1867.7839 | Distributed from 923 Generation And Fuel | 2007
14586 | 2022 | NC | New Bern | 56688 | 4 |  | OP | IC | LFG | 0.3 | 0.495 | 1301.222 | 4684.3617 | 518.833 | 1867.7839 | Distributed from 923 Generation And Fuel | 2007
14587 | 2022 | NC | New Bern | 56688 | 5 |  | OP | IC | LFG | 0.3 | 0.495 | 1301.222 | 4684.3617 | 518.833 | 1867.7839 | Distributed from 923 Generation And Fuel | 2007
14588 | 2022 | NC | New Bern | 56688 | 6 |  | OP | IC | LFG | 0.3 | 0.495 | 1301.222 | 4684.3617 | 518.833 | 1867.7839 | Distributed from 923 Generation And Fuel | 2007
14589 | 2022 | NC | New Bern | 56688 | 7 |  | OP | IC | LFG | 0.3 | 0.495 | 1301.222 | 4684.3617 | 518.833 | 1867.7839 | Distributed from 923 Generation And Fuel | 2007
14590 | 2022 | NC | New Bern | 56688 | 8 |  | OP | IC | LFG | 0.3 | 0.495 | 1301.222 | 4684.3617 | 518.833 | 1867.7839 | Distributed from 923 Generation And Fuel | 2007
14591 | 2022 | NC | New Bern | 56688 | 9 |  | OP | IC | LFG | 0.3 | 0.495 | 1301.222 | 4684.3617 | 518.833 | 1867.7839 | Distributed from 923 Generation And Fuel | 2007
14592 | 2022 | NC | New Bern Farm | 58339 | 1 |  | OP | PV | SUN | 5 | 0.198 | 8675 | 31229.7502 | 4338 | 15616.6751 | Distributed from 923 Generation And Fuel | 2014
14593 | 2022 | NC | Newton Grove | 59835 | GEN1 |  | OP | PV | SUN | 1.9 | 0.161 | 2685 | 9665.9227 | 1343 | 4834.7613 | Distributed from 923 Generation And Fuel | 2015
14594 | 2022 | NC | Nick Solar | 58741 | NICK |  | OP | PV | SUN | 5 | 0.203 | 8895 | 32021.7438 | 4448 | 16012.6719 | Distributed from 923 Generation And Fuel | 2014
14595 | 2022 | NC | Nickelson Solar 2 | 64119 | NS2 |  | OP | PV | SUN | 4.9 | 0.222 | 9543 | 34354.5252 | 4772 | 17179.0626 | Distributed from 923 Generation And Fuel | 2018
14596 | 2022 | NC | Nickelson Solar, LLC | 62205 | GNICK |  | OP | PV | SUN | 5.3 | 0.207 | 9602 | 34566.9235 | 4802 | 17287.0617 | Distributed from 923 Generation And Fuel | 2018
14597 | 2022 | NC | Nitro Solar | 59501 | NITRO |  | OP | PV | SUN | 5 | 0.196 | 8573 | 30862.5531 | 4287 | 15433.0765 | Distributed from 923 Generation And Fuel | 2015
14598 | 2022 | NC | North 301 Solar | 61778 | N301 |  | OP | PV | SUN | 20 | 0.243 | 42502 | 153005.976 | 22387 | 80592.5553 | Distributed from 923 Generation And Fuel | 2019
14599 | 2022 | NC | North Carolina Solar Bethea I | 58531 | P22A |  | OP | PV | SUN | 2 | 0.189 | 3303 | 11890.7049 | 1652 | 5947.1524 | Distributed from 923 Generation And Fuel | 2013
14600 | 2022 | NC | North Carolina Solar III LLC | 58880 | NCIII |  | OP | PV | SUN | 4.9 | 0.199 | 8522 | 30678.9546 | 4262 | 15343.0773 | Distributed from 923 Generation And Fuel | 2013
14601 | 2022 | NC | North Nash Farm, LLC | 60651 | 1 |  | OP | PV | SUN | 5 | 0.214 | 9384 | 33782.1297 | 4693 | 16894.6648 | Distributed from 923 Generation And Fuel | 2015
14602 | 2022 | NC | Northern Cardinal Solar | 60992 | NCARD |  | OP | PV | SUN | 2 | 0.21 | 3671 | 13215.4943 | 1836 | 6609.5471 | Distributed from 923 Generation And Fuel | 2018
14603 | 2022 | NC | Oakboro Farm | 58851 | 1 |  | OP | PV | SUN | 5 | 0.211 | 9255 | 33317.7335 | 4628 | 16660.6667 | Distributed from 923 Generation And Fuel | 2014
14604 | 2022 | NC | Oakwood Solar | 66720 | OAKWD |  | OP | PV | SUN | 5 | 0.246 | 10759 | 38732.0901 | 5380 | 19367.8451 | Distributed from 923 Generation And Fuel | 2021
14605 | 2022 | NC | Ocracoke Hybrid | 6377 | 1 |  | OP | IC | DFO | 3 | 0.006 | 168 | 604.7952 | 32 | 115.1991 | Distributed from 923 Generation And Fuel | 1991
14606 | 2022 | NC | Ocracoke Hybrid | 6377 | BAT |  | OP | BA | MWH | 1 | -0.003 | -22 | -79.1994 | -9 | -32.3997 | Distributed from 923 Generation And Fuel | 2017
14607 | 2022 | NC | Old Caroleen Solar Farm | 61534 | GEN1 |  | OP | PV | SUN | 2 | 0.221 | 3877 | 13957.0883 | 1939 | 6980.3442 | Distributed from 923 Generation And Fuel | 2018
14608 | 2022 | NC | Old Catawba PV 1 | 59519 | OLDC |  | OP | PV | SUN | 3.5 | 0.196 | 5998 | 21592.6273 | 2999 | 10796.3136 | Distributed from 923 Generation And Fuel | 2015
14609 | 2022 | NC | Old Cedar Solar Energy Storage | 64522 | BAT1 |  | OP | BA | MWH | 1.3 | 0.012 | 131 | 471.5962 | 54 | 194.3984 | Distributed from 923 Generation And Fuel | 2021
14610 | 2022 | NC | Old Cedar Solar Energy Storage | 64522 | SOL1 |  | OP | PV | SUN | 1 | 0.215 | 1884 | 6782.3457 | 942 | 3391.1729 | Distributed from 923 Generation And Fuel | 2021
14611 | 2022 | NC | Old Pageland Monroe Road Solar Farm | 60600 | PV1 |  | OP | PV | SUN | 5.3 | 0.199 | 9224 | 33206.1344 | 4613 | 16606.6671 | Distributed from 923 Generation And Fuel | 2015
14612 | 2022 | NC | Old Wire Farm | 61094 | 1 |  | OP | PV | SUN | 5 | 0.239 | 10471 | 37695.2984 | 5236 | 18849.4492 | Distributed from 923 Generation And Fuel | 2016
14613 | 2022 | NC | Onslow Power Producers | 58558 | GEN1 |  | OP | IC | LFG | 2 | 0.753 | 13191 | 47487.2201 | 5366 | 19317.4455 | Distributed from 923 Generation And Fuel | 2013
14614 | 2022 | NC | Orbit Energy Charlotte | 58638 | 1 |  | OP | IC | OBG | 5.2 | 0.187 | 8531 | 30711.3543 | 3470 | 12491.9001 | Distributed from 923 Generation And Fuel | 2016
14615 | 2022 | NC | Organ Church Solar | 60284 | PV1 |  | OP | PV | SUN | 5 | 0.247 | 10830 | 38987.6881 | 5416 | 19497.444 | Distributed from 923 Generation And Fuel | 2019
14616 | 2022 | NC | Ouchchy PV1 | 59999 | OUCH1 |  | OP | PV | SUN | 3 | 0.197 | 5183 | 18658.6507 | 2592 | 9331.1254 | Distributed from 923 Generation And Fuel | 2015
14617 | 2022 | NC | Overhill Solar | 66372 | OVERH |  | OP | PV | SUN | 5 | 0.184 | 8051 | 28983.3681 | 4595 | 16541.8677 | Distributed from 923 Generation And Fuel | 2022
14618 | 2022 | NC | Overman Solar | 66721 | OVRMN |  | OP | PV | SUN | 5 | 0.26 | 11398 | 41032.4717 | 5700 | 20519.8358 | Distributed from 923 Generation And Fuel | 2021
14619 | 2022 | NC | Owen Solar | 58742 | PV1 |  | OP | PV | SUN | 5 | 0.151 | 6592 | 23731.0102 | 3296 | 11865.5051 | Distributed from 923 Generation And Fuel | 2016
14620 | 2022 | NC | Oxford Dam | 2729 | 1 |  | OP | HY | WAT | 18 | 0.314 | 49495 | 178180.5746 | 18934 | 68161.8547 | Distributed from 923 Generation And Fuel | 1928
14621 | 2022 | NC | Oxford Dam | 2729 | 2 |  | OP | HY | WAT | 18 | 0.314 | 49495 | 178180.5746 | 18934 | 68161.8547 | Distributed from 923 Generation And Fuel | 1928
14622 | 2022 | NC | Page Solar | 62018 | PGRI1 |  | OP | PV | SUN | 1.6 | 0.187 | 2621 | 9435.5245 | 1311 | 4719.5622 | Distributed from 923 Generation And Fuel | 2018
14623 | 2022 | NC | Pamlico Partners Solar | 58799 | 1 |  | OP | PV | SUN | 5 | 0.173 | 7565 | 27233.7821 | 3783 | 13618.6911 | Distributed from 923 Generation And Fuel | 2013
14624 | 2022 | NC | Panda Solar NC 1, LLC | 62089 | 20002 |  | OP | PV | SUN | 1 | 0.208 | 1822 | 6559.1475 | 911 | 3279.5738 | Distributed from 923 Generation And Fuel | 2019 | 2049
14625 | 2022 | NC | Panda Solar NC 10, LLC | 62128 | 20031 |  | OP | PV | SUN | 2 | 0.235 | 4119 | 14828.2814 | 2060 | 7415.9407 | Distributed from 923 Generation And Fuel | 2019 | 2049
14626 | 2022 | NC | Panda Solar NC 11, LLC | 62129 | 20032 |  | OP | PV | SUN | 2 | 0.232 | 4072 | 14659.0827 | 2036 | 7329.5414 | Distributed from 923 Generation And Fuel | 2019 | 2049
14627 | 2022 | NC | Panda Solar NC 2, LLC | 62120 | 20003 |  | OP | PV | SUN | 2 | 0.188 | 3287 | 11833.1053 | 1644 | 5918.3527 | Distributed from 923 Generation And Fuel | 2019 | 2049
14628 | 2022 | NC | Panda Solar NC 3, LLC | 62121 | 20011 |  | OP | PV | SUN | 2 | 0.212 | 3722 | 13399.0928 | 1861 | 6699.5464 | Distributed from 923 Generation And Fuel | 2019 | 2049
14629 | 2022 | NC | Panda Solar NC 4, LLC | 62122 | 20009 |  | OP | PV | SUN | 2 | 0.223 | 3906 | 14061.4875 | 1953 | 7030.7438 | Distributed from 923 Generation And Fuel | 2019
14630 | 2022 | NC | Panda Solar NC 5, LLC | 62123 | 20007 |  | OP | PV | SUN | 1 | 0.216 | 1891 | 6807.5455 | 946 | 3405.5728 | Distributed from 923 Generation And Fuel | 2019 | 2049
14631 | 2022 | NC | Panda Solar NC 6, LLC | 62124 | 20028 |  | OP | PV | SUN | 1 | 0.204 | 1786 | 6429.5486 | 893 | 3214.7743 | Distributed from 923 Generation And Fuel | 2019 | 2049
14632 | 2022 | NC | Panda Solar NC 7, LLC | 62125 | 20038 |  | OP | PV | SUN | 1.5 | 0.198 | 2597 | 9349.1252 | 1299 | 4676.3626 | Distributed from 923 Generation And Fuel | 2019
14633 | 2022 | NC | Panda Solar NC 8, LLC | 62126 | 20052 |  | OP | PV | SUN | 2 | 0.223 | 3912 | 14083.0873 | 1956 | 7041.5437 | Distributed from 923 Generation And Fuel | 2019 | 2049
14634 | 2022 | NC | Panda Solar NC 9, LLC | 62127 | 20022 |  | OP | PV | SUN | 2 | 0.253 | 4433 | 15958.6723 | 2217 | 7981.1362 | Distributed from 923 Generation And Fuel | 2019 | 2049
14635 | 2022 | NC | Pasquotank | 59530 | PASQ1 |  | OP | PV | SUN | 20 | 0.22 | 38627 | 139056.0876 | 19316 | 69537.0437 | Distributed from 923 Generation And Fuel | 2014
14636 | 2022 | NC | Pate Farm | 58856 | 1 |  | OP | PV | SUN | 5 | 0.203 | 8907 | 32064.9435 | 4454 | 16034.2717 | Distributed from 923 Generation And Fuel | 2013
14637 | 2022 | NC | PCIP Solar | 58305 | PCIP |  | OP | PV | SUN | 1 | 0.185 | 1619 | 5828.3534 | 810 | 2915.9767 | Distributed from 923 Generation And Fuel | 2011
14638 | 2022 | NC | PCS Phosphate | 50509 | GEN1 |  | OP | ST | WH | 54 | 0.441 | 208620 | 751025.9918 | 93192 | 335488.5161 | Distributed from 923 Generation And Fuel | 1984
14639 | 2022 | NC | PCSP3 Airport | 58538 | 3 |  | OP | PV | SUN | 2.5 | 0.158 | 3469 | 12488.3001 | 1735 | 6245.95 | Distributed from 923 Generation And Fuel | 2011
14640 | 2022 | NC | Peake Road | 65555 | PEAKE |  | OP | PV | SUN | 5 | 0.216 | 9461 | 34059.3275 | 4731 | 17031.4637 | Distributed from 923 Generation And Fuel | 2019
14641 | 2022 | NC | Pecan Grove Solar, LLC | 62659 | 1081 |  | OP | PV | SUN | 5 | 0.201 | 8825 | 31769.7458 | 4413 | 15886.6729 | Distributed from 923 Generation And Fuel | 2019
14642 | 2022 | NC | Pecan PV1 | 59157 | PEC1 |  | OP | PV | SUN | 5 | 0.211 | 9222 | 33198.9344 | 4612 | 16603.0672 | Distributed from 923 Generation And Fuel | 2014
14643 | 2022 | NC | Pecan Solar | 60030 | PECAN |  | OP | PV | SUN | 74.9 | 0.225 | 147319 | 530344.1572 | 71723 | 258200.7344 | Distributed from 923 Generation And Fuel | 2018
14644 | 2022 | NC | Penny Hill Solar | 63266 | NCPHL |  | OP | PV | SUN | 2 | 0.174 | 3048 | 10972.7122 | 1524 | 5486.3561 | Distributed from 923 Generation And Fuel | 2017
14645 | 2022 | NC | Perkins Solar, LLC | 60629 | PV1 |  | OP | PV | SUN | 2 | 0.219 | 3836 | 13809.4895 | 1918 | 6904.7448 | Distributed from 923 Generation And Fuel | 2016
14646 | 2022 | NC | PG Solar, LLC | 63692 | 13504 |  | OP | PV | SUN | 2 | 0.22 | 3847 | 13849.0892 | 1924 | 6926.3446 | Distributed from 923 Generation And Fuel | 2020
14647 | 2022 | NC | Phelps 158 Solar Farm | 61134 | 15800 |  | OP | PV | SUN | 5 | 0.229 | 10042 | 36150.9108 | 5022 | 18079.0554 | Distributed from 923 Generation And Fuel | 2018
14648 | 2022 | NC | Pikeville Farm | 61404 | 1 |  | OP | PV | SUN | 5 | 0.234 | 10238 | 36856.5051 | 5120 | 18431.8525 | Distributed from 923 Generation And Fuel | 2017
14649 | 2022 | NC | Pilot Mountain Solar, LLC | 63835 | PV1 |  | OP | PV | SUN | 4.9 | 0.243 | 10446 | 37605.2992 | 5224 | 18806.2496 | Distributed from 923 Generation And Fuel | 2020
14650 | 2022 | NC | Pine Valley Solar Farm, LLC | 60298 | PV1 |  | OP | PV | SUN | 5 | 0.197 | 8649 | 31136.1509 | 6358 | 22888.6169 | Distributed from 923 Generation And Fuel | 2022
14651 | 2022 | NC | Pinesage | 61978 | GEN1 |  | OP | PV | SUN | 5 | 0.202 | 8865 | 31913.7447 | 4433 | 15958.6723 | Distributed from 923 Generation And Fuel | 2018
14652 | 2022 | NC | Pineville Delivery 2 | 56345 | 1 |  | OP | IC | DFO | 1.8 | -0.002 | -24 | -86.3993 | 0 | 0 | Distributed from 923 Generation And Fuel | 2006
14653 | 2022 | NC | Plott Hound Solar | 63015 | 1088 |  | OP | PV | SUN | 5 | 0.172 | 7535 | 27125.783 | 3768 | 13564.6915 | Distributed from 923 Generation And Fuel | 2021
14654 | 2022 | NC | Plymouth Solar LLC | 58480 | 1 |  | OP | PV | SUN | 5 | 0.092 | 4034 | 14522.2838 | 2017 | 7261.1419 | Distributed from 923 Generation And Fuel | 2012
14655 | 2022 | NC | Polk Farm | 66373 | POLK |  | OP | PV | SUN | 5 | 0.137 | 5981 | 21531.4277 | 3414 | 12290.3017 | Distributed from 923 Generation And Fuel | 2022
14656 | 2022 | NC | Pollocksville Solar | 59917 | 5MWPV |  | OP | PV | SUN | 5 | 0.201 | 8814 | 31730.1462 | 4408 | 15868.6731 | Distributed from 923 Generation And Fuel | 2016
14657 | 2022 | NC | Porter Solar | 59504 | PV1 |  | OP | PV | SUN | 5 | 0.186 | 8165 | 29393.7648 | 4083 | 14698.6824 | Distributed from 923 Generation And Fuel | 2015
14658 | 2022 | NC | Powatan Road Solar | 64035 | POWTN |  | OP | PV | SUN | 2 | 0.254 | 4445 | 16001.872 | 2223 | 8002.736 | Distributed from 923 Generation And Fuel | 2020
14659 | 2022 | NC | Princeton | 59533 | PRCTN |  | OP | PV | SUN | 5 | 0.193 | 8469 | 30488.1561 | 4235 | 15245.878 | Distributed from 923 Generation And Fuel | 2015
14660 | 2022 | NC | Progress Manis I | 58529 | P11A |  | OP | PV | SUN | 2 | 0.15 | 2625 | 9449.9244 | 1313 | 4726.7622 | Distributed from 923 Generation And Fuel | 2012
14661 | 2022 | NC | Progress Solar 1, LLC | 58493 | PRO1 |  | OP | PV | SUN | 4 | 0.176 | 6175 | 22229.8222 | 3088 | 11116.7111 | Distributed from 923 Generation And Fuel | 2012
14662 | 2022 | NC | Progress Solar II, LLC | 58494 | PROG2 |  | OP | PV | SUN | 3.5 | 0.192 | 5889 | 21200.2304 | 2945 | 10601.9152 | Distributed from 923 Generation And Fuel | 2012
14663 | 2022 | NC | Progress Solar III, LLC | 58495 | PROG3 |  | OP | PV | SUN | 3.5 | 0.192 | 5877 | 21157.0307 | 2939 | 10580.3154 | Distributed from 923 Generation And Fuel | 2012
14664 | 2022 | NC | Quarter Horse Solar | 62095 | PGRF5 |  | OP | PV | SUN | 4.5 | 0.244 | 9605 | 34577.7234 | 4803 | 17290.6617 | Distributed from 923 Generation And Fuel | 2018
14665 | 2022 | NC | Queens Creek | 6438 | 1 |  | OP | HY | WAT | 1.4 | 0.252 | 3089 | 11120.311 | 1182 | 4255.166 | Distributed from 923 Generation And Fuel | 1949
14666 | 2022 | NC | Quincy Solar | 59506 | PV1 |  | OP | PV | SUN | 4 | 0.213 | 7466 | 26877.385 | 3733 | 13438.6925 | Distributed from 923 Generation And Fuel | 2015
14667 | 2022 | NC | QVC Inc | 56966 | 1 |  | OP | PV | SUN | 1 | 0.107 | 937.143 | 3373.6878 | 468.571 | 1686.8421 | Distributed from 923 Generation And Fuel | 2008
14668 | 2022 | NC | QVC Inc | 56966 | 2 |  | OP | PV | SUN | 2.5 | 0.107 | 2342.857 | 8434.2177 | 1171.429 | 4217.1107 | Distributed from 923 Generation And Fuel | 2013
14669 | 2022 | NC | Raeford Farm | 58274 | RAEF |  | OP | PV | SUN | 5 | 0.199 | 8697 | 31308.9495 | 4349 | 15656.2747 | Distributed from 923 Generation And Fuel | 2012
14670 | 2022 | NC | Railroad Farm | 58316 | 1 |  | OP | PV | SUN | 5 | 0.185 | 8116 | 29217.3663 | 4058 | 14608.6831 | Distributed from 923 Generation And Fuel | 2012
14671 | 2022 | NC | Railroad Farm 2 | 61095 | 1 |  | OP | PV | SUN | 5 | 0.219 | 9575 | 34469.7242 | 4788 | 17236.6621 | Distributed from 923 Generation And Fuel | 2014
14672 | 2022 | NC | Railroad Solar Farm, LLC | 63381 | NCRAL |  | OP | PV | SUN | 4.1 | 0.2 | 7194 | 25898.1928 | 3597 | 12949.0964 | Distributed from 923 Generation And Fuel | 2016
14673 | 2022 | NC | Rams Horn Solar Center LLC | 58810 | RHSC1 |  | OP | PV | SUN | 5 | 0.179 | 7845 | 28241.7741 | 3923 | 14122.687 | Distributed from 923 Generation And Fuel | 2014
14674 | 2022 | NC | Ranchland Solar, LLC | 61813 | RCHLD |  | OP | PV | SUN | 60 | 0.243 | 127498 | 458989.1281 | 65273 | 234980.9202 | Distributed from 923 Generation And Fuel | 2017
14675 | 2022 | NC | Ray Wilson Solar | 63017 | 1090 |  | OP | PV | SUN | 5 | 0.191 | 8374 | 30146.1588 | 4188 | 15076.6794 | Distributed from 923 Generation And Fuel | 2021
14676 | 2022 | NC | Red Hill Solar Center, LLC | 59760 | RHILL |  | OP | PV | SUN | 5 | 0.161 | 7069 | 25448.1964 | 3535 | 12725.8982 | Distributed from 923 Generation And Fuel | 2014
14677 | 2022 | NC | Red Oak Solar Farm, LLC | 60929 | RDOAK |  | OP | PV | SUN | 5 | 0.215 | 9427 | 33936.9285 | 4714 | 16970.2642 | Distributed from 923 Generation And Fuel | 2016
14678 | 2022 | NC | Red Toad 1425 A Powatan Road, LLC | 60129 | POW |  | OP | PV | SUN | 2 | 0.201 | 3522 | 12679.0986 | 1761 | 6339.5493 | Distributed from 923 Generation And Fuel | 2015
14679 | 2022 | NC | Red Toad 4451 Buffalo Road, LLC | 62131 | G4451 |  | OP | PV | SUN | 2 | 0.23 | 4037 | 14533.0837 | 2019 | 7268.3419 | Distributed from 923 Generation And Fuel | 2018
14680 | 2022 | NC | Red Toad 5840 Buffalo Road, LLC | 62204 | G5840 |  | OP | PV | SUN | 2 | 0.238 | 4177 | 15037.0797 | 2089 | 7520.3398 | Distributed from 923 Generation And Fuel | 2018
14681 | 2022 | NC | Redmon Solar Farm LLC | 59114 | 1 |  | OP | PV | SUN | 2 | 0.228 | 4003 | 14410.6847 | 2002 | 7207.1423 | Distributed from 923 Generation And Fuel | 2015
14682 | 2022 | NC | Reventure Park | 58865 | LFG |  | OP | IC | LFG | 1.9 | 0.845 | 14068.686 | 50646.8644 | 5722.8 | 20601.9152 | Distributed from 923 Generation And Fuel | 2014
14683 | 2022 | NC | Reventure Park | 58865 | RNG |  | OP | IC | LFG | 1.6 | 0.845 | 11847.314 | 42649.9892 | 4819.2 | 17348.9812 | Distributed from 923 Generation And Fuel | 2015
14684 | 2022 | NC | Rhodhiss | 2730 | 1 |  | OP | HY | WAT | 8.5 | 0.272 | 20263.333 | 72947.4152 | 7751.667 | 27905.778 | Distributed from 923 Generation And Fuel | 1925
14685 | 2022 | NC | Rhodhiss | 2730 | 2 |  | OP | HY | WAT | 8.5 | 0.272 | 20263.333 | 72947.4152 | 7751.667 | 27905.778 | Distributed from 923 Generation And Fuel | 1925
14686 | 2022 | NC | Rhodhiss | 2730 | 3 |  | OP | HY | WAT | 8.5 | 0.272 | 20263.333 | 72947.4152 | 7751.667 | 27905.778 | Distributed from 923 Generation And Fuel | 1925
14687 | 2022 | NC | Richlands Solar, LLC | 65583 | RICH1 |  | OP | PV | SUN | 1.9 | 0.232 | 3859 | 13892.2889 | 1930 | 6947.9444 | Distributed from 923 Generation And Fuel | 2021
14688 | 2022 | NC | Ridgeback | 65110 | RID |  | OP | PV | SUN | 2 | 0.207 | 3624 | 13046.2956 | 1812 | 6523.1478 | Distributed from 923 Generation And Fuel | 2021
14689 | 2022 | NC | River Road Solar, LLC | 60487 | PV1 |  | OP | PV | SUN | 5 | 0.196 | 8606 | 30981.3521 | 4304 | 15494.276 | Distributed from 923 Generation And Fuel | 2016
14690 | 2022 | NC | Roanoke Rapids | 2758 | 1 |  | OP | HY | WAT | 25 | 0.164 | 35835.25 | 129005.868 | 13708.5 | 49350.2052 | Distributed from 923 Generation And Fuel | 1955
14691 | 2022 | NC | Roanoke Rapids | 2758 | 2 |  | OP | HY | WAT | 25 | 0.164 | 35835.25 | 129005.868 | 13708.5 | 49350.2052 | Distributed from 923 Generation And Fuel | 1955
14692 | 2022 | NC | Roanoke Rapids | 2758 | 3 |  | OP | HY | WAT | 25 | 0.164 | 35835.25 | 129005.868 | 13708.5 | 49350.2052 | Distributed from 923 Generation And Fuel | 1955
14693 | 2022 | NC | Roanoke Rapids | 2758 | 4 |  | OP | HY | WAT | 25 | 0.164 | 35835.25 | 129005.868 | 13708.5 | 49350.2052 | Distributed from 923 Generation And Fuel | 1955
14694 | 2022 | NC | Robeson County LFG to Energy | 59763 | GEN01 |  | OA | IC | LFG | 1 | 0 | 0 | 0 | 0 | 0 | Distributed from 923 Generation And Fuel | 2012
14695 | 2022 | NC | Robeson County LFG to Energy | 59763 | GEN02 |  | OS | IC | LFG | 1 | 0 | 0 | 0 | 0 | 0 | Distributed from 923 Generation And Fuel | 2015
14696 | 2022 | NC | Robin Solar | 60165 | PV1 |  | OP | PV | SUN | 3.8 | 0.253 | 8430 | 30347.7572 | 4216 | 15177.4786 | Distributed from 923 Generation And Fuel | 2021
14697 | 2022 | NC | Rock Farm | 58347 | 1 |  | OP | PV | SUN | 5 | 0.202 | 8859 | 31892.1449 | 4430 | 15947.8724 | Distributed from 923 Generation And Fuel | 2013
14698 | 2022 | NC | Rockingham County CT Station | 55116 | CT1 |  | SB | GT | NG | 195.5 | 0.168 | 287832 | 1036186.9105 | 178814.6 | 643727.4102 | Distributed from 923 Generation And Fuel | 2000
14699 | 2022 | NC | Rockingham County CT Station | 55116 | CT2 |  | SB | GT | NG | 195.5 | 0.168 | 287832 | 1036186.9105 | 178814.6 | 643727.4102 | Distributed from 923 Generation And Fuel | 2000
14700 | 2022 | NC | Rockingham County CT Station | 55116 | CT3 |  | SB | GT | NG | 195.5 | 0.168 | 287832 | 1036186.9105 | 178814.6 | 643727.4102 | Distributed from 923 Generation And Fuel | 2000
14701 | 2022 | NC | Rockingham County CT Station | 55116 | CT4 |  | SB | GT | NG | 195.5 | 0.168 | 287832 | 1036186.9105 | 178814.6 | 643727.4102 | Distributed from 923 Generation And Fuel | 2000
14702 | 2022 | NC | Rockingham County CT Station | 55116 | CT5 |  | SB | GT | NG | 195.5 | 0.168 | 287832 | 1036186.9105 | 178814.6 | 643727.4102 | Distributed from 923 Generation And Fuel | 2000
14703 | 2022 | NC | Rockingham Solar, LLC | 60106 | ROCK |  | OP | PV | SUN | 5 | 0.217 | 9499 | 34196.1264 | 4750 | 17099.8632 | Distributed from 923 Generation And Fuel | 2015
14704 | 2022 | NC | Rockwell Solar LLC | 58668 | ROCKW |  | OP | PV | SUN | 3.5 | 0.183 | 5625 | 20249.838 | 2813 | 10126.719 | Distributed from 923 Generation And Fuel | 2014
14705 | 2022 | NC | Rocky Mount Mill | 50468 | 1 |  | OS | HY | WAT | 0.6 | 0 | 0 | 0 | 0 | 0 | Distributed from 923 Generation And Fuel | 1949
14706 | 2022 | NC | Rocky Mount Mill | 50468 | 2 |  | OA | HY | WAT | 0.5 | 0 | 0 | 0 | 0 | 0 | Distributed from 923 Generation And Fuel | 1941
14707 | 2022 | NC | Rocky Mount Mill | 50468 | 3 |  | OA | HY | WAT | 0.5 | 0 | 0 | 0 | 0 | 0 | Distributed from 923 Generation And Fuel | 1949
14708 | 2022 | NC | Roper Farm, LLC | 60761 | 1 |  | OP | PV | SUN | 5 | 0.221 | 9691 | 34887.3209 | 4846 | 17445.4604 | Distributed from 923 Generation And Fuel | 2015
14709 | 2022 | NC | Rose Hill | 59375 | ROSE1 |  | OP | PV | SUN | 2 | 0.171 | 3001 | 10803.5136 | 1501 | 5403.5568 | Distributed from 923 Generation And Fuel | 2012
14710 | 2022 | NC | Rosemary Power Station | 50555 | GEN1 |  | OP | CT | DFO | 86 | 0.002 | 1643 | 5914.7527 | 1547 | 5569.1554 | EIA-923 Generator File | 1990
14711 | 2022 | NC | Rosemary Power Station | 50555 | GEN2 |  | OP | CT | DFO | 40 | 0 | 0 | 0 | 0 | 0 | EIA-923 Generator File | 1990
14712 | 2022 | NC | Rosemary Power Station | 50555 | GEN3 | 1 | OP | CA | DFO | 54 | 0 | 0 | 0 | 0 | 0 | EIA-923 Generator File | 1990
14713 | 2022 | NC | Rosewood Solar | 61520 | GEN1 |  | OP | PV | SUN | 2 | 0.228 | 3986 | 14349.4852 | 1993 | 7174.7426 | Distributed from 923 Generation And Fuel | 2016
14714 | 2022 | NC | Rowan | 7826 | 001 |  | OP | GT | NG | 199.4 | 0.134 | 234270.667 | 843367.6543 | 181600 | 653754.77 | Distributed from 923 Generation And Fuel | 2001
14715 | 2022 | NC | Rowan | 7826 | 002 |  | OP | GT | NG | 199.4 | 0.134 | 234270.667 | 843367.6543 | 181600 | 653754.77 | Distributed from 923 Generation And Fuel | 2001
14716 | 2022 | NC | Rowan | 7826 | 003 |  | OP | GT | NG | 199.4 | 0.134 | 234270.667 | 843367.6543 | 181600 | 653754.77 | Distributed from 923 Generation And Fuel | 2001
14717 | 2022 | NC | Rowan | 7826 | 4 |  | OP | CT | NG | 199.4 | 0.71 | 1240668 | 4466369.069 | 567969 | 2044672.0426 | EIA-923 Generator File | 2003
14718 | 2022 | NC | Rowan | 7826 | 5 |  | OP | CT | NG | 199.4 | 0.699 | 1221827 | 4398542.0117 | 578063 | 2081010.1519 | EIA-923 Generator File | 2003
14719 | 2022 | NC | Rowan | 7826 | STG | 2 | OP | CA | NG | 195 | 0.767 | 1309347 | 4713611.4911 | 618341 | 2226009.7919 | EIA-923 Generator File | 2003
14720 | 2022 | NC | Roxboro | 2712 | 1 | 1 | OP | ST | BIT | 410.8 | 0.259 | 932311 | 3356292.7497 | 435104 | 1566361.8691 | EIA-923 Generator File | 1966
14721 | 2022 | NC | Roxboro | 2712 | 2 | 1 | OP | ST | BIT | 657 | 0.37 | 2130031 | 7668050.2556 | 1102114 | 3967578.6594 | EIA-923 Generator File | 1968
14722 | 2022 | NC | Roxboro | 2712 | 3 | 2 | OP | ST | BIT | 745.2 | 0.279 | 1819964 | 6551817.9855 | 589129 | 2120847.4332 | EIA-923 Generator File | 1973
14723 | 2022 | NC | Roxboro | 2712 | 4 | 2 | OP | ST | BIT | 745.2 | 0.089 | 577747 | 2079872.561 | 429090 | 1544711.6423 | EIA-923 Generator File | 1980
14724 | 2022 | NC | Roxboro Farm | 58340 | 1 |  | OP | PV | SUN | 5 | 0.198 | 8675 | 31229.7502 | 4338 | 15616.6751 | Distributed from 923 Generation And Fuel | 2014
14725 | 2022 | NC | Roxboro Solar Farm, LLC | 61288 | GEN1 |  | OP | PV | SUN | 5 | 0.207 | 9060 | 32615.7391 | 4531 | 16311.4695 | Distributed from 923 Generation And Fuel | 2015
14726 | 2022 | NC | Royal Solar | 59831 | FLS1 |  | OP | PV | SUN | 4.9 | 0.214 | 9191 | 33087.3353 | 4596 | 16545.4676 | Distributed from 923 Generation And Fuel | 2015
14727 | 2022 | NC | Ruff Solar LLC | 62594 | 11625 |  | OP | PV | SUN | 22 | 0.239 | 46065 | 165832.6733 | 23035 | 82925.3366 | Distributed from 923 Generation And Fuel | 2020
14728 | 2022 | NC | Ruskin Solar | 60922 | PV1 |  | OP | PV | SUN | 2 | 0.226 | 3956 | 14241.4861 | 1978 | 7120.743 | Distributed from 923 Generation And Fuel | 2017
14729 | 2022 | NC | Rutherford Farm | 59589 | PV1 |  | OP | PV | SUN | 74.8 | 0.211 | 138106 | 497177.6226 | 66802 | 240485.2761 | Distributed from 923 Generation And Fuel | 2016
14730 | 2022 | NC | Ryland Road Solar | 64677 | RYLND |  | OP | PV | SUN | 5 | 0.249 | 10921 | 39315.2855 | 5461 | 19659.4427 | Distributed from 923 Generation And Fuel | 2021
14731 | 2022 | NC | Sabattus Solar LLC | 62596 | 11999 |  | OP | PV | SUN | 5 | 0.212 | 9292 | 33450.9324 | 4647 | 16729.0662 | Distributed from 923 Generation And Fuel | 2019
14732 | 2022 | NC | Sadiebrook NC Solar | 62102 | PGRF1 |  | OP | PV | SUN | 5 | 0.211 | 9242 | 33270.9338 | 4622 | 16639.0669 | Distributed from 923 Generation And Fuel | 2018
14733 | 2022 | NC | Salem Energy Systems LLC | 54984 | UNT2 |  | OP | GT | LFG | 4.5 | 0.677 | 26705 | 96137.2309 | 10863 | 39106.4871 | Distributed from 923 Generation And Fuel | 2017
14734 | 2022 | NC | Salisbury Solar | 61128 | 12349 |  | OP | PV | SUN | 3.8 | 0.239 | 7946 | 28605.3712 | 3973 | 14302.6856 | Distributed from 923 Generation And Fuel | 2018
14735 | 2022 | NC | Samarcand Solar Farm, LLC | 58805 | INV1 |  | OP | PV | SUN | 0.5 | 0.191 | 837 | 3013.1759 | 418.6 | 1506.9479 | Distributed from 923 Generation And Fuel | 2014
14736 | 2022 | NC | Samarcand Solar Farm, LLC | 58805 | INV10 |  | OP | PV | SUN | 0.5 | 0.191 | 837 | 3013.1759 | 418.6 | 1506.9479 | Distributed from 923 Generation And Fuel | 2014
14737 | 2022 | NC | Samarcand Solar Farm, LLC | 58805 | INV2 |  | OP | PV | SUN | 0.5 | 0.191 | 837 | 3013.1759 | 418.6 | 1506.9479 | Distributed from 923 Generation And Fuel | 2014
14738 | 2022 | NC | Samarcand Solar Farm, LLC | 58805 | INV3 |  | OP | PV | SUN | 0.5 | 0.191 | 837 | 3013.1759 | 418.6 | 1506.9479 | Distributed from 923 Generation And Fuel | 2014
14739 | 2022 | NC | Samarcand Solar Farm, LLC | 58805 | INV4 |  | OP | PV | SUN | 0.5 | 0.191 | 837 | 3013.1759 | 418.6 | 1506.9479 | Distributed from 923 Generation And Fuel | 2014
14740 | 2022 | NC | Samarcand Solar Farm, LLC | 58805 | INV5 |  | OP | PV | SUN | 0.5 | 0.191 | 837 | 3013.1759 | 418.6 | 1506.9479 | Distributed from 923 Generation And Fuel | 2014
14741 | 2022 | NC | Samarcand Solar Farm, LLC | 58805 | INV6 |  | OP | PV | SUN | 0.5 | 0.191 | 837 | 3013.1759 | 418.6 | 1506.9479 | Distributed from 923 Generation And Fuel | 2014
14742 | 2022 | NC | Samarcand Solar Farm, LLC | 58805 | INV7 |  | OP | PV | SUN | 0.5 | 0.191 | 837 | 3013.1759 | 418.6 | 1506.9479 | Distributed from 923 Generation And Fuel | 2014
14743 | 2022 | NC | Samarcand Solar Farm, LLC | 58805 | INV8 |  | OP | PV | SUN | 0.5 | 0.191 | 837 | 3013.1759 | 418.6 | 1506.9479 | Distributed from 923 Generation And Fuel | 2014
14744 | 2022 | NC | Samarcand Solar Farm, LLC | 58805 | INV9 |  | OP | PV | SUN | 0.5 | 0.191 | 837 | 3013.1759 | 418.6 | 1506.9479 | Distributed from 923 Generation And Fuel | 2014
14745 | 2022 | NC | Sampson Solar | 61096 | 1 |  | OP | PV | SUN | 2 | 0.224 | 3929 | 14144.2868 | 1965 | 7073.9434 | Distributed from 923 Generation And Fuel | 2015
14746 | 2022 | NC | Sandy Cross Solar, LLC | 58491 | SANDY |  | OP | PV | SUN | 1.2 | 0.173 | 1817 | 6541.1477 | 909 | 3272.3738 | Distributed from 923 Generation And Fuel | 2012
14747 | 2022 | NC | Sandy Solar | 62692 | PGR04 |  | OP | PV | SUN | 5 | 0.164 | 7202 | 25926.9926 | 3601 | 12963.4963 | Distributed from 923 Generation And Fuel | 2018
14748 | 2022 | NC | Santeetlah | 54898 | 1 |  | OP | HY | WAT | 22.5 | 0.411 | 80961.5 | 291459.0683 | 30971 | 111494.708 | Distributed from 923 Generation And Fuel | 1928
14749 | 2022 | NC | Santeetlah | 54898 | 2 |  | OP | HY | WAT | 22.5 | 0.411 | 80961.5 | 291459.0683 | 30971 | 111494.708 | Distributed from 923 Generation And Fuel | 1928
14750 | 2022 | NC | Sarah Solar | 59500 | SARAH |  | OP | PV | SUN | 5 | 0.168 | 7338 | 26416.5887 | 3669 | 13208.2943 | Distributed from 923 Generation And Fuel | 2015
14751 | 2022 | NC | SAS Solar Farm | 56915 | 1 |  | OP | PV | SUN | 0.5 | 0.11 | 482 | 1735.1861 | 241 | 867.5931 | Distributed from 923 Generation And Fuel | 2008
14752 | 2022 | NC | SAS Solar Farm | 56915 | 2 |  | OP | PV | SUN | 0.5 | 0.11 | 482 | 1735.1861 | 241 | 867.5931 | Distributed from 923 Generation And Fuel | 2008
14753 | 2022 | NC | SAS Solar Farm | 56915 | 3 |  | OP | PV | SUN | 0.5 | 0.11 | 482 | 1735.1861 | 241 | 867.5931 | Distributed from 923 Generation And Fuel | 2010
14754 | 2022 | NC | SAS Solar Farm | 56915 | 4 |  | OP | PV | SUN | 0.5 | 0.11 | 482 | 1735.1861 | 241 | 867.5931 | Distributed from 923 Generation And Fuel | 2010
14755 | 2022 | NC | Saw Solar | 66722 | SAW |  | OP | PV | SUN | 5 | 0.084 | 3678 | 13240.6941 | 2526 | 9093.5273 | Distributed from 923 Generation And Fuel | 2022
14756 | 2022 | NC | Sawtell Solar | 66723 | SAWTL |  | OP | PV | SUN | 3 | 0.194 | 5087 | 18313.0535 | 2544 | 9158.3267 | Distributed from 923 Generation And Fuel | 2021
14757 | 2022 | NC | Scarlet Solar | 60921 | PV1 |  | OP | PV | SUN | 2 | 0.225 | 3938 | 14176.6866 | 1969 | 7088.3433 | Distributed from 923 Generation And Fuel | 2017
14758 | 2022 | NC | Schell Solar Farm | 59591 | PV1 |  | OP | PV | SUN | 5 | 0.204 | 8928 | 32140.5429 | 4465 | 16073.8714 | Distributed from 923 Generation And Fuel | 2016
14759 | 2022 | NC | Scotch Bonnet Solar, LLC | 63345 | PGR07 |  | OP | PV | SUN | 4.5 | 0.183 | 7232 | 26034.9917 | 3616 | 13017.4959 | Distributed from 923 Generation And Fuel | 2020
14760 | 2022 | NC | Seaboard Solar LLC | 59643 | 5MWPV |  | OP | PV | SUN | 5 | 0.173 | 7565 | 27233.7821 | 3783 | 13618.6911 | Distributed from 923 Generation And Fuel | 2016
14761 | 2022 | NC | Seagrove | 65556 | SEAGR |  | OP | PV | SUN | 4.5 | 0.223 | 8773 | 31582.5473 | 4387 | 15793.0737 | Distributed from 923 Generation And Fuel | 2019
14762 | 2022 | NC | Sedberry Farm | 59592 | PV1 |  | OP | PV | SUN | 5 | 0.198 | 8664 | 31190.1505 | 4333 | 15598.6752 | Distributed from 923 Generation And Fuel | 2016
14763 | 2022 | NC | Sellers Farm Solar | 60439 | PV1 |  | OP | PV | SUN | 5 | 0.139 | 6098 | 21952.6244 | 4482 | 16135.0709 | Distributed from 923 Generation And Fuel | 2022
14764 | 2022 | NC | Selma Solar LLC | 58669 | SELMA |  | OP | PV | SUN | 5 | 0.198 | 8682 | 31254.95 | 4342 | 15631.075 | Distributed from 923 Generation And Fuel | 2014
14765 | 2022 | NC | Selwyn Farm | 66374 | SELW |  | OP | PV | SUN | 5 | 0.172 | 7523 | 27082.5833 | 4294 | 15458.2763 | Distributed from 923 Generation And Fuel | 2022
14766 | 2022 | NC | Shankle Solar Center LLC | 58956 | SHAN |  | OP | PV | SUN | 4.8 | 0.22 | 9262 | 33342.9333 | 4632 | 16675.0666 | Distributed from 923 Generation And Fuel | 2015
14767 | 2022 | NC | Shannon Farm | 58323 | 1 |  | OP | PV | SUN | 5 | 0.188 | 8218 | 29584.5633 | 4109 | 14792.2817 | Distributed from 923 Generation And Fuel | 2012
14768 | 2022 | NC | Shawboro PV1 | 59155 | SHAW1 |  | OP | PV | SUN | 20 | 0.215 | 37633 | 135477.7162 | 18819 | 67747.858 | Distributed from 923 Generation And Fuel | 2015
14769 | 2022 | NC | Shelby Randolph Road Solar 1, LLC | 60101 | SRR |  | OP | PV | SUN | 2 | 0.21 | 3682 | 13255.094 | 1841 | 6627.547 | Distributed from 923 Generation And Fuel | 2015
14770 | 2022 | NC | Shelby Solar Energy Generation Facility | 57200 | 1 |  | OP | PV | SUN | 0.9 | 0.149 | 1178 | 4240.7661 | 589 | 2120.383 | Distributed from 923 Generation And Fuel | 2010
14771 | 2022 | NC | Shelby, NC | 54363 | GEN2 |  | SB | IC | DFO | 0.9 | 0 | 0 | 0 | 0 | 0 | Distributed from 923 Generation And Fuel | 1972
14772 | 2022 | NC | Shelby, NC | 54363 | GEN3 |  | SB | IC | DFO | 0.9 | 0 | 0 | 0 | 0 | 0 | Distributed from 923 Generation And Fuel | 1972
14773 | 2022 | NC | Shelby, NC | 54363 | GEN4 |  | SB | IC | DFO | 1.2 | 0 | 0 | 0 | 0 | 0 | Distributed from 923 Generation And Fuel | 1972
14774 | 2022 | NC | Shelby, NC | 54363 | GEN5 |  | SB | IC | DFO | 1.2 | 0 | 0 | 0 | 0 | 0 | Distributed from 923 Generation And Fuel | 1972
14775 | 2022 | NC | Shelby, Toms Street | 56063 | 1 |  | OP | IC | DFO | 1.8 | -0.003 | -45 | -161.9987 | 0 | 0 | Distributed from 923 Generation And Fuel | 2002
14776 | 2022 | NC | Shelter Solar | 60156 | PV1 |  | OP | PV | SUN | 5 | 0.223 | 9789 | 35240.1181 | 4895 | 17621.859 | Distributed from 923 Generation And Fuel | 2018
14777 | 2022 | NC | Sherwood H Smith Jr Energy Complex | 7805 | 001 |  | OP | GT | NG | 199.4 | 0.224 | 390559.6 | 1406003.312 | 197617.8 | 711418.3887 | Distributed from 923 Generation And Fuel | 2001
14778 | 2022 | NC | Sherwood H Smith Jr Energy Complex | 7805 | 002 |  | OP | GT | NG | 199.4 | 0.224 | 390559.6 | 1406003.312 | 197617.8 | 711418.3887 | Distributed from 923 Generation And Fuel | 2001
14779 | 2022 | NC | Sherwood H Smith Jr Energy Complex | 7805 | 003 |  | OP | GT | NG | 199.4 | 0.224 | 390559.6 | 1406003.312 | 197617.8 | 711418.3887 | Distributed from 923 Generation And Fuel | 2001
14780 | 2022 | NC | Sherwood H Smith Jr Energy Complex | 7805 | 004 |  | OP | GT | NG | 199.4 | 0.224 | 390559.6 | 1406003.312 | 197617.8 | 711418.3887 | Distributed from 923 Generation And Fuel | 2001
14781 | 2022 | NC | Sherwood H Smith Jr Energy Complex | 7805 | 10 |  | OP | CT | NG | 191.2 | 0.821 | 1374781 | 4949172.0066 | 550642 | 1982295.3416 | EIA-923 Generator File | 2011
14782 | 2022 | NC | Sherwood H Smith Jr Energy Complex | 7805 | 6 |  | OP | GT | NG | 199.4 | 0.224 | 390559.6 | 1406003.312 | 197617.8 | 711418.3887 | Distributed from 923 Generation And Fuel | 2002
14783 | 2022 | NC | Sherwood H Smith Jr Energy Complex | 7805 | 7 |  | OP | CT | NG | 199.4 | 0.6 | 1048739 | 3775430.1966 | 465748 | 1676679.3866 | EIA-923 Generator File | 2002
14784 | 2022 | NC | Sherwood H Smith Jr Energy Complex | 7805 | 8 |  | OP | CT | NG | 199.4 | 0.613 | 1070984 | 3855511.5559 | 479599 | 1726542.5877 | EIA-923 Generator File | 2002
14785 | 2022 | NC | Sherwood H Smith Jr Energy Complex | 7805 | 9 |  | OP | CT | NG | 191.2 | 0.822 | 1377370 | 4958492.3321 | 555644 | 2000302.3976 | EIA-923 Generator File | 2011
14786 | 2022 | NC | Sherwood H Smith Jr Energy Complex | 7805 | ST4 | 1 | OP | CA | NG | 195.5 | 0.694 | 1189385 | 4281751.746 | 542181 | 1951835.9853 | EIA-923 Generator File | 2002
14787 | 2022 | NC | Sherwood H Smith Jr Energy Complex | 7805 | ST5 | 1 | OP | CA | NG | 271.1 | 0.803 | 1906354 | 6862819.4974 | 811930 | 2922924.6166 | EIA-923 Generator File | 2011
14788 | 2022 | NC | Shieldwall Solar | 66375 | SHIEL |  | OP | PV | SUN | 5 | 0.01 | 448 | 1612.7871 | 0 | 0 | Distributed from 923 Generation And Fuel | 2022
14789 | 2022 | NC | Shiloh Hwy Solar | 62691 | PGR05 |  | OP | PV | SUN | 5 | 0.236 | 10353 | 37270.5018 | 5177 | 18637.0509 | Distributed from 923 Generation And Fuel | 2017
14790 | 2022 | NC | Shoe Creek Solar, LLC | 60380 | SCSPV |  | OP | PV | SUN | 65 | 0.266 | 151660 | 545971.6322 | 77061 | 277417.3807 | Distributed from 923 Generation And Fuel | 2017
14791 | 2022 | NC | SID Solar I, LLC | 60108 | SID |  | OP | PV | SUN | 5 | 0.193 | 8459 | 30452.1564 | 4230 | 15227.8782 | Distributed from 923 Generation And Fuel | 2015
14792 | 2022 | NC | Sigmon Catawba Farm | 58861 | 1 |  | OP | PV | SUN | 5 | 0.204 | 8952 | 32226.9422 | 4477 | 16117.0711 | Distributed from 923 Generation And Fuel | 2014
14793 | 2022 | NC | Siler 421 Farm, LLC | 61019 | SILER |  | OP | PV | SUN | 5 | 0.222 | 9735 | 35045.7196 | 4868 | 17524.6598 | Distributed from 923 Generation And Fuel | 2016
14794 | 2022 | NC | Siler City Solar 2 | 64121 | SCS2 |  | OP | PV | SUN | 4.9 | 0.223 | 9581 | 34491.3241 | 4791 | 17247.462 | Distributed from 923 Generation And Fuel | 2018
14795 | 2022 | NC | Simons Farm | 59149 | SIMON |  | OP | PV | SUN | 5 | 0.209 | 9171 | 33015.3359 | 4586 | 16509.4679 | Distributed from 923 Generation And Fuel | 2016
14796 | 2022 | NC | Smith Solar Farm | 65567 | SMITH |  | OP | PV | SUN | 5 | 0.243 | 10643 | 38314.4935 | 5322 | 19159.0467 | Distributed from 923 Generation And Fuel | 2019
14797 | 2022 | NC | Smithfield Farmland Corp Bladen | 54823 | GEN1 |  | SB | IC | DFO | 1.5 | 0 | 5.053 | 18.1907 | 3.316 | 11.9375 | Distributed from 923 Generation And Fuel | 1993
14798 | 2022 | NC | Smithfield Farmland Corp Bladen | 54823 | GEN2 |  | SB | IC | DFO | 1.5 | 0 | 5.053 | 18.1907 | 3.316 | 11.9375 | Distributed from 923 Generation And Fuel | 1993
14799 | 2022 | NC | Smithfield Farmland Corp Bladen | 54823 | GEN3 |  | SB | IC | DFO | 1.5 | 0 | 5.053 | 18.1907 | 3.316 | 11.9375 | Distributed from 923 Generation And Fuel | 1993
14800 | 2022 | NC | Smithfield Farmland Corp Bladen | 54823 | GEN4 |  | SB | IC | DFO | 1.5 | 0 | 5.053 | 18.1907 | 3.316 | 11.9375 | Distributed from 923 Generation And Fuel | 1993
14801 | 2022 | NC | Smithfield Farmland Corp Bladen | 54823 | GEN5 |  | SB | IC | DFO | 1.5 | 0 | 5.053 | 18.1907 | 3.316 | 11.9375 | Distributed from 923 Generation And Fuel | 1993
14802 | 2022 | NC | Smithfield Farmland Corp Bladen | 54823 | GEN6 |  | SB | IC | DFO | 1.5 | 0 | 5.053 | 18.1907 | 3.316 | 11.9375 | Distributed from 923 Generation And Fuel | 1993
14803 | 2022 | NC | Smithfield Farmland Corp Bladen | 54823 | GEN7 |  | SB | IC | DFO | 1.5 | 0 | 5.053 | 18.1907 | 3.316 | 11.9375 | Distributed from 923 Generation And Fuel | 1993
14804 | 2022 | NC | Smithfield Farmland Corp Bladen | 54823 | GEN8 |  | SB | IC | DFO | 1.5 | 0 | 5.053 | 18.1907 | 3.316 | 11.9375 | Distributed from 923 Generation And Fuel | 1993
14805 | 2022 | NC | Smithfield Farmland Corp Bladen | 54823 | GEN9 |  | SB | IC | DFO | 1.5 | 0 | 5.053 | 18.1907 | 3.316 | 11.9375 | Distributed from 923 Generation And Fuel | 1998
14806 | 2022 | NC | Smithfield Farmland Corp Bladen | 54823 | GN10 |  | SB | IC | DFO | 1.5 | 0 | 5.053 | 18.1907 | 3.316 | 11.9375 | Distributed from 923 Generation And Fuel | 1998
14807 | 2022 | NC | Smithfield Farmland Corp Bladen | 54823 | GN11 |  | SB | IC | DFO | 1.5 | 0 | 5.053 | 18.1907 | 3.316 | 11.9375 | Distributed from 923 Generation And Fuel | 1998
14808 | 2022 | NC | Smithfield Farmland Corp Bladen | 54823 | GN12 |  | SB | IC | DFO | 1.5 | 0 | 5.053 | 18.1907 | 3.316 | 11.9375 | Distributed from 923 Generation And Fuel | 1998
14809 | 2022 | NC | Smithfield Farmland Corp Bladen | 54823 | GN13 |  | SB | IC | DFO | 1.5 | 0 | 5.053 | 18.1907 | 3.316 | 11.9375 | Distributed from 923 Generation And Fuel | 1998
14810 | 2022 | NC | Smithfield Farmland Corp Bladen | 54823 | GN14 |  | SB | IC | DFO | 1.5 | 0 | 5.053 | 18.1907 | 3.316 | 11.9375 | Distributed from 923 Generation And Fuel | 1998
14811 | 2022 | NC | Smithfield Farmland Corp Bladen | 54823 | GN15 |  | SB | IC | DFO | 1.5 | 0 | 5.053 | 18.1907 | 3.316 | 11.9375 | Distributed from 923 Generation And Fuel | 1998
14812 | 2022 | NC | Smithfield Farmland Corp Bladen | 54823 | GN16 |  | SB | IC | DFO | 1.5 | 0 | 5.053 | 18.1907 | 3.316 | 11.9375 | Distributed from 923 Generation And Fuel | 1995
14813 | 2022 | NC | Smithfield Farmland Corp Bladen | 54823 | GN17 |  | SB | IC | DFO | 1.5 | 0 | 5.053 | 18.1907 | 3.316 | 11.9375 | Distributed from 923 Generation And Fuel | 1998
14814 | 2022 | NC | Smithfield Farmland Corp Bladen | 54823 | GN18 |  | SB | IC | DFO | 1.5 | 0 | 5.053 | 18.1907 | 3.316 | 11.9375 | Distributed from 923 Generation And Fuel | 1995
14815 | 2022 | NC | Smithfield Farmland Corp Bladen | 54823 | GN19 |  | SB | IC | DFO | 1.5 | 0 | 5.053 | 18.1907 | 3.316 | 11.9375 | Distributed from 923 Generation And Fuel | 1998
14816 | 2022 | NC | Smithfield Packaged Meats Corp. | 56035 | 1 |  | SB | IC | DFO | 1.4 | 0.014 | 175 | 629.995 | 33 | 118.799 | Distributed from 923 Generation And Fuel | 2002
14817 | 2022 | NC | Smithfield Packaged Meats Corp. | 56035 | 2 |  | SB | IC | DFO | 1.4 | 0.014 | 175 | 629.995 | 33 | 118.799 | Distributed from 923 Generation And Fuel | 2002
14818 | 2022 | NC | Smithfield Packaged Meats Corp. | 58575 | 1 |  | OP | IC | DFO | 2.3 | 0.021 | 416 | 1497.588 | 78.25 | 281.6977 | Distributed from 923 Generation And Fuel | 2013
14819 | 2022 | NC | Smithfield Packaged Meats Corp. | 58575 | 2 |  | OP | IC | DFO | 2.3 | 0.021 | 416 | 1497.588 | 78.25 | 281.6977 | Distributed from 923 Generation And Fuel | 2013
14820 | 2022 | NC | Smithfield Packaged Meats Corp. | 58575 | 3 |  | OP | IC | DFO | 2.3 | 0.021 | 416 | 1497.588 | 78.25 | 281.6977 | Distributed from 923 Generation And Fuel | 2013
14821 | 2022 | NC | Smithfield Packaged Meats Corp. | 58575 | 4 |  | OP | IC | DFO | 2.3 | 0.021 | 416 | 1497.588 | 78.25 | 281.6977 | Distributed from 923 Generation And Fuel | 2013
14822 | 2022 | NC | Sneads Grove | 65551 | SNEAD |  | OP | PV | SUN | 5 | 0.235 | 10293 | 37054.5036 | 5147 | 18529.0518 | Distributed from 923 Generation And Fuel | 2018
14823 | 2022 | NC | Snow Camp Solar, LLC | 60367 | SCSPV |  | OP | PV | SUN | 5.2 | 0.244 | 11137 | 40092.8793 | 5569 | 20048.2396 | Distributed from 923 Generation And Fuel | 2016
14824 | 2022 | NC | Snow Hill Solar 2 LLC | 59106 | 1 |  | OP | PV | SUN | 2 | 0.211 | 3691 | 13287.4937 | 1846 | 6645.5468 | Distributed from 923 Generation And Fuel | 2014
14825 | 2022 | NC | SoINCPower5, LLC | 59857 | BAT1 |  | OP | PV | SUN | 5 | 0.212 | 9306 | 33501.332 | 4654 | 16754.266 | Distributed from 923 Generation And Fuel | 2015
14826 | 2022 | NC | SoINCPower6, LLC | 59856 | SUN1 |  | OP | PV | SUN | 5 | 0.25 | 10929 | 39344.0852 | 5465 | 19673.8426 | Distributed from 923 Generation And Fuel | 2015
14827 | 2022 | NC | Solar Lee, LLC | 64237 | 002 |  | OP | PV | SUN | 4.9 | 0.213 | 9150 | 32939.7365 | 4576 | 16473.4682 | Distributed from 923 Generation And Fuel | 2021
14828 | 2022 | NC | Solar Star North Carolina II LLC | 57435 | 1 |  | OP | PV | SUN | 1.3 | 0.163 | 1854.6 | 6676.5066 | 927.4 | 3338.6133 | Distributed from 923 Generation And Fuel | 2011
14829 | 2022 | NC | Solar Star North Carolina II LLC | 57435 | 2 |  | OP | PV | SUN | 1.3 | 0.163 | 1854.6 | 6676.5066 | 927.4 | 3338.6133 | Distributed from 923 Generation And Fuel | 2011
14830 | 2022 | NC | Solar Star North Carolina II LLC | 57435 | 3 |  | OP | PV | SUN | 1.3 | 0.163 | 1854.6 | 6676.5066 | 927.4 | 3338.6133 | Distributed from 923 Generation And Fuel | 2011
14831 | 2022 | NC | Solar Star North Carolina II LLC | 57435 | 4 |  | OP | PV | SUN | 1.3 | 0.163 | 1854.6 | 6676.5066 | 927.4 | 3338.6133 | Distributed from 923 Generation And Fuel | 2011
14832 | 2022 | NC | Solar Star North Carolina II LLC | 57435 | 5 |  | OP | PV | SUN | 1.3 | 0.163 | 1854.6 | 6676.5066 | 927.4 | 3338.6133 | Distributed from 923 Generation And Fuel | 2011
14833 | 2022 | NC | Soluga Farms 1 | 59191 | 1 |  | OP | PV | SUN | 5 | 0.207 | 9052 | 32586.9393 | 4527 | 16297.0696 | Distributed from 923 Generation And Fuel | 2014
14834 | 2022 | NC | Soluga Farms 2 LLC | 59192 | 1 |  | OP | PV | SUN | 5 | 0.212 | 9264 | 33350.1332 | 4633 | 16678.6666 | Distributed from 923 Generation And Fuel | 2014
14835 | 2022 | NC | Soluga Farms III | 60580 | 1 |  | OP | PV | SUN | 5 | 0.212 | 9306 | 33501.332 | 4654 | 16754.266 | Distributed from 923 Generation And Fuel | 2015
14836 | 2022 | NC | Soluga Farms IV | 59934 | SFIV |  | OP | PV | SUN | 3.4 | 0.217 | 6462 | 23263.0139 | 3231 | 11631.5069 | Distributed from 923 Generation And Fuel | 2018
14837 | 2022 | NC | Sonne One | 58782 | PV1 |  | OP | PV | SUN | 5 | 0.211 | 9247 | 33288.9337 | 4624 | 16646.2668 | Distributed from 923 Generation And Fuel | 2016
14838 | 2022 | NC | Sonne Two | 58829 | PV1 |  | OP | PV | SUN | 5 | 0.216 | 9444 | 33998.128 | 4723 | 17002.664 | Distributed from 923 Generation And Fuel | 2016
14839 | 2022 | NC | Sophie Solar | 58745 | PV1 |  | OP | PV | SUN | 4.5 | 0.201 | 7928 | 28540.5717 | 3964 | 14270.2858 | Distributed from 923 Generation And Fuel | 2016
14840 | 2022 | NC | Soul City Solar | 59606 | FLS1 |  | OP | PV | SUN | 3.5 | 0.166 | 5090 | 18323.8534 | 2545 | 9161.9267 | Distributed from 923 Generation And Fuel | 2015
14841 | 2022 | NC | South Atlantic Services Solar Farm I | 60798 | PV1 |  | OP | PV | SUN | 1.6 | 0.188 | 2642 | 9511.1239 | 1321 | 4755.562 | Distributed from 923 Generation And Fuel | 2013
14842 | 2022 | NC | South Louisburg Solar | 59825 | 5MWPV |  | OP | PV | SUN | 5 | 0.228 | 9972 | 35898.9128 | 3064 | 11030.3118 | Distributed from 923 Generation And Fuel | 2016
14843 | 2022 | NC | South Robeson Farm | 58273 | SROB |  | OP | PV | SUN | 5 | 0.172 | 7530 | 27107.7831 | 3765 | 13553.8916 | Distributed from 923 Generation And Fuel | 2012
14844 | 2022 | NC | South Winston Farm, LLC | 60409 | SWFPV |  | OP | PV | SUN | 5.2 | 0.188 | 8560 | 30815.7535 | 4281 | 15411.4767 | Distributed from 923 Generation And Fuel | 2016
14845 | 2022 | NC | Southerland Farm Solar | 60553 | 1 |  | OP | PV | SUN | 5 | 0.223 | 9782 | 35214.9183 | 4892 | 17611.0591 | Distributed from 923 Generation And Fuel | 2016
14846 | 2022 | NC | Southwick Solar | 66724 | SOUWK |  | OP | PV | SUN | 3 | 0.212 | 5578 | 20080.6394 | 2789 | 10040.3197 | Distributed from 923 Generation And Fuel | 2020
14847 | 2022 | NC | Speedway Solar NC, LLC | 62821 | GEN1 |  | OP | PV | SUN | 22.6 | 0.187 | 37086 | 133508.5319 | 18545 | 66761.4659 | Distributed from 923 Generation And Fuel | 2021
14848 | 2022 | NC | Spencer Farm, LLC | 61220 | 1 |  | OP | PV | SUN | 5 | 0.217 | 9512 | 34242.9261 | 4757 | 17125.063 | Distributed from 923 Generation And Fuel | 2017
14849 | 2022 | NC | Spencer Meadow Solar Energy Storage | 64520 | BAT1 |  | OP | BA | MWH | 2.5 | -0.004 | -84 | -302.3976 | -35 | -125.999 | Distributed from 923 Generation And Fuel | 2022
14850 | 2022 | NC | Spencer Meadow Solar Energy Storage | 64520 | SOL1 |  | OP | PV | SUN | 2 | 0.224 | 3919 | 14108.2871 | 1960 | 7055.9436 | Distributed from 923 Generation And Fuel | 2022
14851 | 2022 | NC | Spicewood Solar Farm LLC | 59109 | 1 |  | OP | PV | SUN | 5 | 0.203 | 8878 | 31960.5443 | 4440 | 15983.8721 | Distributed from 923 Generation And Fuel | 2014
14852 | 2022 | NC | Spring Hope Solar 2, LLC | 66465 | 68900 |  | OP | PV | SUN | 5 | 0.227 | 9943 | 35794.5136 | 4972 | 17899.0568 | Distributed from 923 Generation And Fuel | 2021
14853 | 2022 | NC | Spring Hope Solar 3, LLC | 62997 | PGR09 |  | OP | PV | SUN | 5 | 0.165 | 7227 | 26016.9919 | 3614 | 13010.2959 | Distributed from 923 Generation And Fuel | 2020
14854 | 2022 | NC | Spring Valley Farm 2, LLC | 59593 | PV1 |  | OP | PV | SUN | 5 | 0.206 | 9015 | 32453.7404 | 4508 | 16228.6702 | Distributed from 923 Generation And Fuel | 2017
14855 | 2022 | NC | St. Pauls Solar 1, LLC | 60396 | FLS1 |  | OP | PV | SUN | 4.9 | 0.183 | 7864 | 28310.1735 | 3932 | 14155.0868 | Distributed from 923 Generation And Fuel | 2017
14856 | 2022 | NC | St. Pauls Solar 2 | 61156 | STPAU |  | OP | PV | SUN | 5 | 0.213 | 9349 | 33656.1308 | 4675 | 16829.8654 | Distributed from 923 Generation And Fuel | 2017
14857 | 2022 | NC | Stagecoach Solar | 59604 | FLS1 |  | OP | PV | SUN | 5 | 0.199 | 8716 | 31377.349 | 4359 | 15692.2745 | Distributed from 923 Generation And Fuel | 2015
14858 | 2022 | NC | Stainback Solar Farm | 60257 | INV1 |  | OP | PV | SUN | 5 | 0.214 | 9374 | 33746.13 | 4688 | 16876.665 | Distributed from 923 Generation And Fuel | 2016
14859 | 2022 | NC | Stanly Solar, LLC | 64702 | PGR32 |  | OP | PV | SUN | 50 | 0.055 | 24041 | 86546.9076 | 8345 | 30041.7597 | Distributed from 923 Generation And Fuel | 2022
14860 | 2022 | NC | Star Solar | 58746 | PV1 |  | OP | PV | SUN | 5 | 0.175 | 7685 | 27665.7787 | 3843 | 13834.6893 | Distributed from 923 Generation And Fuel | 2016
14861 | 2022 | NC | Starr | 62602 | STARR |  | OP | PV | SUN | 5 | 0.241 | 10562 | 38022.8958 | 5282 | 19015.0479 | Distributed from 923 Generation And Fuel | 2019
14862 | 2022 | NC | Statesville Delivery No 3 | 56552 | 1 |  | OP | IC | DFO | 2.2 | -0.002 | -48 | -172.7986 | 0 | 0 | Distributed from 923 Generation And Fuel | 2007
14863 | 2022 | NC | Statesville Solar | 61535 | GEN1 |  | OP | PV | SUN | 5 | 0.219 | 9594 | 34538.1237 | 4798 | 17272.6618 | Distributed from 923 Generation And Fuel | 2017
14864 | 2022 | NC | Statesville, Highway 64 | 56062 | 1 |  | OP | IC | DFO | 1.8 | -0.003 | -46 | -165.5987 | 0 | 0 | Distributed from 923 Generation And Fuel | 2002
14865 | 2022 | NC | Stikeleather Farm | 59595 | PV1 |  | OP | PV | SUN | 5 | 0.228 | 9998 | 35992.5121 | 5000 | 17999.856 | Distributed from 923 Generation And Fuel | 2015
14866 | 2022 | NC | Stone Solar | 61085 | 1 |  | OP | PV | SUN | 5 | 0.223 | 9762 | 35142.9189 | 4882 | 17575.0594 | Distributed from 923 Generation And Fuel | 2016
14867 | 2022 | NC | Stony Knoll Solar, LLC | 62820 | GEN1 |  | OP | PV | SUN | 22.6 | 0.187 | 37012 | 133242.1341 | 21126 | 76052.9916 | Distributed from 923 Generation And Fuel | 2022
14868 | 2022 | NC | Stout Farm | 59581 | PV1 |  | OP | PV | SUN | 5 | 0.2 | 8749 | 31496.148 | 4375 | 15749.874 | Distributed from 923 Generation And Fuel | 2014
14869 | 2022 | NC | Strider Solar, LLC | 63270 | NCSTR |  | OP | PV | SUN | 5 | 0.196 | 8585 | 30905.7528 | 4293 | 15454.6764 | Distributed from 923 Generation And Fuel | 2018
14870 | 2022 | NC | Sugar Run Solar | 60189 | SRS15 |  | OP | PV | SUN | 5 | 0.21 | 9207 | 33144.9348 | 4604 | 16574.2674 | Distributed from 923 Generation And Fuel | 2015
14871 | 2022 | NC | Sugar Solar, LLC | 63807 | PGR29 |  | OP | PV | SUN | 60 | 0.237 | 124804 | 449290.8057 | 63611 | 228997.768 | Distributed from 923 Generation And Fuel | 2021
14872 | 2022 | NC | Summit Farms Solar | 60611 | PV1 |  | OP | PV | SUN | 62.4 | 0.189 | 103541 | 372744.618 | 54951 | 197822.0174 | Distributed from 923 Generation And Fuel | 2017
14873 | 2022 | NC | Summit Solar | 66376 | SUMMT |  | OP | PV | SUN | 3 | 0.027 | 713 | 2566.7795 | 362 | 1303.1896 | Distributed from 923 Generation And Fuel | 2022
14874 | 2022 | NC | Sun Devil Solar | 59505 | PV1 |  | OP | PV | SUN | 5 | 0.195 | 8539 | 30740.1541 | 4270 | 15371.877 | Distributed from 923 Generation And Fuel | 2015
14875 | 2022 | NC | Sun Farm V, LLC | 61287 | SF5PV |  | OP | PV | SUN | 5 | 0.218 | 9531 | 34311.3255 | 4766 | 17157.4627 | Distributed from 923 Generation And Fuel | 2018
14876 | 2022 | NC | Sun Farm VI, LLC | 61842 | PV1 |  | OP | PV | SUN | 5 | 0.251 | 11013 | 39646.4828 | 5507 | 19825.0414 | Distributed from 923 Generation And Fuel | 2018
14877 | 2022 | NC | Sun Farm VIII, LLC | 64311 | SFS08 |  | OP | PV | SUN | 4 | 0.217 | 7609 | 27392.1809 | 3805 | 13697.8904 | Distributed from 923 Generation And Fuel | 2020
14878 | 2022 | NC | Suncaster, LLC | 64477 | 1 |  | OP | PV | SUN | 2.4 | 0.221 | 4648 | 16732.6661 | 2324 | 8366.3331 | Distributed from 923 Generation And Fuel | 2021
14879 | 2022 | NC | SunEdison LV Sutton Plant Site | 56938 | NCP1 |  | OP | PV | SUN | 1.2 | 0.032 | 334 | 1202.3904 | 167 | 601.1952 | Distributed from 923 Generation And Fuel | 2008
14880 | 2022 | NC | SunEnergy1-Scotland Neck, LLC | 59898 | SE1SN |  | OP | PV | SUN | 3 | 0.212 | 5563 | 20026.6398 | 2782 | 10015.1199 | Distributed from 923 Generation And Fuel | 2014
14881 | 2022 | NC | Sunfish Farm | 58864 | 1 |  | OP | PV | SUN | 5 | 0.19 | 8310 | 29915.7607 | 4156 | 14961.4803 | Distributed from 923 Generation And Fuel | 2015
14882 | 2022 | NC | Sunflower Solar | 60638 | NC160 |  | OP | PV | SUN | 16 | 0.217 | 30441 | 109586.7233 | 15222 | 54798.7616 | Distributed from 923 Generation And Fuel | 2017
14883 | 2022 | NC | Swansboro Solar, LLC | 64476 | 1102 |  | OP | PV | SUN | 4.9 | 0.182 | 7810 | 28115.7751 | 3905 | 14057.8875 | Distributed from 923 Generation And Fuel | 2021
14884 | 2022 | NC | Sweet Tea Solar, LLC | 64273 | 018 |  | OP | PV | SUN | 4.5 | 0.162 | 6391 | 23007.4159 | 3196 | 11505.508 | Distributed from 923 Generation And Fuel | 2021
14885 | 2022 | NC | Sweetgum Solar | 59824 | 5732 |  | OP | PV | SUN | 5 | 0.207 | 9087 | 32712.9383 | 4544 | 16358.2691 | Distributed from 923 Generation And Fuel | 2015
14886 | 2022 | NC | Tamworth Holdings | 60394 | PV1 |  | OP | PV | SUN | 5 | 0.234 | 10252 | 36906.9047 | 5127 | 18457.0523 | Distributed from 923 Generation And Fuel | 2019
14887 | 2022 | NC | Tanager Holdings | 60691 | PV1 |  | OP | PV | SUN | 5 | 0.189 | 8260 | 29735.7621 | 4130 | 14867.8811 | Distributed from 923 Generation And Fuel | 2019
14888 | 2022 | NC | Tarboro Solar | 59648 | 5MWPV |  | OP | PV | SUN | 5 | 0.187 | 8200 | 29519.7638 | 4100 | 14759.8819 | Distributed from 923 Generation And Fuel | 2016
14889 | 2022 | NC | Tart Farm | 59583 | PV1 |  | OP | PV | SUN | 5 | 0.209 | 9154 | 32954.1364 | 4578 | 16480.6682 | Distributed from 923 Generation And Fuel | 2016
14890 | 2022 | NC | Tate Solar | 60160 | PV1 |  | OP | PV | SUN | 5 | 0.213 | 9345 | 33641.7309 | 4673 | 16822.6654 | Distributed from 923 Generation And Fuel | 2020
14891 | 2022 | NC | Taylorsville Solar LLC | 57402 | TAY1 |  | OP | PV | SUN | 1 | 0.166 | 1451 | 5223.5582 | 726 | 2613.5791 | Distributed from 923 Generation And Fuel | 2010
14892 | 2022 | NC | Tennessee Creek | 2749 | 1 |  | OP | HY | WAT | 10.8 | 0.371 | 35088 | 126315.7895 | 13423 | 48322.4134 | Distributed from 923 Generation And Fuel | 1955
14893 | 2022 | NC | Terreva Wayne County RNG, LLC | 57366 | 1A |  | OP | IC | LFG | 1.1 | 0.48 | 4627.5 | 16658.8667 | 1882.5 | 6776.9458 | Distributed from 923 Generation And Fuel | 2010
14894 | 2022 | NC | Terreva Wayne County RNG, LLC | 57366 | 1B |  | OP | IC | LFG | 1.1 | 0.48 | 4627.5 | 16658.8667 | 1882.5 | 6776.9458 | Distributed from 923 Generation And Fuel | 2010
14895 | 2022 | NC | Thanksgiving Fire Solar Farm, LLC | 62786 | 12087 |  | OP | PV | SUN | 2 | 0.221 | 3865 | 13913.8887 | 1933 | 6958.7443 | Distributed from 923 Generation And Fuel | 2019
14896 | 2022 | NC | Thornton PV1 | 59152 | THOR1 |  | OP | PV | SUN | 5 | 0.197 | 8643 | 31114.5511 | 4322 | 15559.0755 | Distributed from 923 Generation And Fuel | 2015
14897 | 2022 | NC | Thorpe | 2750 | 1 |  | OP | HY | WAT | 21.6 | 0.386 | 73093 | 263132.6949 | 27961 | 100658.7947 | Distributed from 923 Generation And Fuel | 1941
14898 | 2022 | NC | Three Bridge | 62540 | PGR01 |  | OP | PV | SUN | 2 | 0.21 | 3682 | 13255.094 | 1841 | 6627.547 | Distributed from 923 Generation And Fuel | 2018
14899 | 2022 | NC | Thunderhead | 65111 | THU |  | OP | PV | SUN | 2.6 | 0.144 | 3279 | 11804.3056 | 1640 | 5903.9528 | Distributed from 923 Generation And Fuel | 2021
14900 | 2022 | NC | Tiburon Holdings | 59217 | PV1 |  | OP | PV | SUN | 5 | 0.214 | 9365 | 33713.7303 | 4683 | 16858.6651 | Distributed from 923 Generation And Fuel | 2016
14901 | 2022 | NC | Tides Lane Farm | 60429 | PV1 |  | OP | PV | SUN | 3.7 | 0.21 | 6802 | 24487.0041 | 3401 | 12243.5021 | Distributed from 923 Generation And Fuel | 2019
14902 | 2022 | NC | Tillery | 2714 | 1 |  | OP | HY | WAT | 22 | 0.208 | 40179.857 | 144646.328 | 15370.405 | 55333.0153 | Distributed from 923 Generation And Fuel | 1928
14903 | 2022 | NC | Tillery | 2714 | 2 |  | OP | HY | WAT | 18 | 0.208 | 32874.429 | 118346.9976 | 12575.786 | 45272.4674 | Distributed from 923 Generation And Fuel | 1928
14904 | 2022 | NC | Tillery | 2714 | 3 |  | OP | HY | WAT | 22 | 0.208 | 40179.857 | 144646.328 | 15370.405 | 55333.0153 | Distributed from 923 Generation And Fuel | 1928
14905 | 2022 | NC | Tillery | 2714 | 4 |  | OP | HY | WAT | 22 | 0.208 | 40179.857 | 144646.328 | 15370.405 | 55333.0153 | Distributed from 923 Generation And Fuel | 1960
14906 | 2022 | NC | Tinker (NC) | 65550 | TINKR |  | OP | PV | SUN | 4.8 | 0.22 | 9247 | 33288.9337 | 4624 | 16646.2668 | Distributed from 923 Generation And Fuel | 2018
14907 | 2022 | NC | Tolson Solar | 61131 | 12345 |  | OP | PV | SUN | 3 | 0.149 | 3920 | 14111.8871 | 1960 | 7055.9436 | Distributed from 923 Generation And Fuel | 2015
14908 | 2022 | NC | Town of Cary | 59377 | CARY1 |  | OP | PV | SUN | 1.5 | 0.101 | 1328 | 4780.7618 | 664 | 2390.3809 | Distributed from 923 Generation And Fuel | 2012
14909 | 2022 | NC | Tracy Solar | 59498 | PV1 |  | OP | PV | SUN | 10 | 0.172 | 15063 | 54226.3662 | 7532 | 27114.9831 | Distributed from 923 Generation And Fuel | 2015
14910 | 2022 | NC | Trent River Farm | 65549 | TRENT |  | OP | PV | SUN | 5 | 0.22 | 9637 | 34692.9225 | 4819 | 17348.2612 | Distributed from 923 Generation And Fuel | 2018
14911 | 2022 | NC | Trent River Solar, LLC | 63842 | PGR25 |  | OP | PV | SUN | 78.7 | 0.232 | 159806 | 575296.9976 | 81644 | 293916.0487 | Distributed from 923 Generation And Fuel | 2021
14912 | 2022 | NC | Trinity Solar | 60291 | PV1 |  | OP | PV | SUN | 5 | 0.216 | 9444 | 33998.128 | 4723 | 17002.664 | Distributed from 923 Generation And Fuel | 2019
14913 | 2022 | NC | Tripple State Farm | 61086 | 1 |  | OP | PV | SUN | 5 | 0.232 | 10146 | 36525.3078 | 5074 | 18266.2539 | Distributed from 923 Generation And Fuel | 2016
14914 | 2022 | NC | Trojan Solar, LLC | 64366 | 30007 |  | OP | PV | SUN | 5 | 0.233 | 10188 | 36676.5066 | 5095 | 18341.8533 | Distributed from 923 Generation And Fuel | 2020
14915 | 2022 | NC | Truman (NC) | 65548 | TRUMN |  | OP | PV | SUN | 5 | 0.219 | 9604 | 34574.1234 | 4803 | 17290.6617 | Distributed from 923 Generation And Fuel | 2019
14916 | 2022 | NC | Tuckasegee | 2751 | 1 |  | OP | HY | WAT | 3 | 0.215 | 5639 | 20300.2376 | 2157 | 7765.1379 | Distributed from 923 Generation And Fuel | 1950
14917 | 2022 | NC | Tuckertown Hydro | 54897 | TT1 |  | OP | HY | WAT | 14 | 0.285 | 34916 | 125696.5944 | 13356.667 | 48083.6165 | Distributed from 923 Generation And Fuel | 1962
14918 | 2022 | NC | Tuckertown Hydro | 54897 | TT2 |  | OP | HY | WAT | 14 | 0.285 | 34916 | 125696.5944 | 13356.667 | 48083.6165 | Distributed from 923 Generation And Fuel | 1962
14919 | 2022 | NC | Tuckertown Hydro | 54897 | TT3 |  | OP | HY | WAT | 14 | 0.285 | 34916 | 125696.5944 | 13356.667 | 48083.6165 | Distributed from 923 Generation And Fuel | 1962
14920 | 2022 | NC | Turkey Branch Solar LLC | 58670 | TURKY |  | OP | PV | SUN | 5 | 0.195 | 8529 | 30704.1544 | 4265 | 15353.8772 | Distributed from 923 Generation And Fuel | 2014
14921 | 2022 | NC | Turkey Creek PV1 | 60000 | TRKCK |  | OP | PV | SUN | 13.5 | 0.188 | 22281 | 80210.9583 | 11142 | 40110.8791 | Distributed from 923 Generation And Fuel | 2017
14922 | 2022 | NC | Turner Shoals | 2735 | 1 |  | OP | HY | WAT | 2.7 | 0.261 | 6173 | 22222.6222 | 2351 | 8463.5323 | Distributed from 923 Generation And Fuel | 1996
14923 | 2022 | NC | Turner Shoals | 2735 | 2 |  | OP | HY | WAT | 2.7 | 0.261 | 6173 | 22222.6222 | 2351 | 8463.5323 | Distributed from 923 Generation And Fuel | 1996
14924 | 2022 | NC | Tuxedo | 2736 | 1 |  | OP | HY | WAT | 2.5 | 0.468 | 10255.5 | 36919.5046 | 3923 | 14122.687 | Distributed from 923 Generation And Fuel | 1920
14925 | 2022 | NC | Tuxedo | 2736 | 2 |  | OP | HY | WAT | 2.5 | 0.468 | 10255.5 | 36919.5046 | 3923 | 14122.687 | Distributed from 923 Generation And Fuel | 1920
14926 | 2022 | NC | TWE Chocowinity Solar, LLC | 60048 | FLS1 |  | OP | PV | SUN | 4.5 | 0.169 | 6657 | 23965.0083 | 3329 | 11984.3041 | Distributed from 923 Generation And Fuel | 2015
14927 | 2022 | NC | TWE New Bern Solar Project, LLC | 60191 | FLS1 |  | OP | PV | SUN | 4 | 0.164 | 5745 | 20681.8345 | 2873 | 10342.7173 | Distributed from 923 Generation And Fuel | 2016
14928 | 2022 | NC | Two Lines Farm | 58348 | 1 |  | OP | PV | SUN | 5 | 0.212 | 9298 | 33472.5322 | 4650 | 16739.8661 | Distributed from 923 Generation And Fuel | 2013
14929 | 2022 | NC | Two Mile Desert Project | 60510 | PV1 |  | OP | PV | SUN | 16.2 | 0.205 | 29122 | 104838.3613 | 14563 | 52426.3806 | Distributed from 923 Generation And Fuel | 2019
14930 | 2022 | NC | Two Mile Solar | 59427 | TMS1 |  | OP | PV | SUN | 5 | 0.186 | 8159 | 29372.165 | 4080 | 14687.8825 | Distributed from 923 Generation And Fuel | 2015
14931 | 2022 | NC | Underwood PV2 | 60998 | UNWD2 |  | OP | PV | SUN | 16 | 0.221 | 30908 | 111267.9099 | 15456 | 55641.1549 | Distributed from 923 Generation And Fuel | 2020
14932 | 2022 | NC | Univ of NC Chapel Hill Cogen Facility | 54276 | ES001 |  | SB | IC | DFO | 2 | 0 | 0 | 0 | 0 | 0 | Distributed from 923 Generation And Fuel | 2007
14933 | 2022 | NC | Univ of NC Chapel Hill Cogen Facility | 54276 | ES002 |  | SB | IC | DFO | 2 | 0 | 0 | 0 | 0 | 0 | Distributed from 923 Generation And Fuel | 2007
14934 | 2022 | NC | Univ of NC Chapel Hill Cogen Facility | 54276 | TG3 | 2 | OP | ST | NG | 28 | 0.142 | 34773 | 125181.7985 | 1208 | 4348.7652 | EIA-923 Generator File | 1991
14935 | 2022 | NC | Upchurch Solar Center LLC | 58812 | USC1 |  | OP | PV | SUN | 5 | 0.209 | 9160 | 32975.7362 | 4581 | 16491.4681 | Distributed from 923 Generation And Fuel | 2014
14936 | 2022 | NC | Uwharrie Mountain Renewable | 58526 | 1 |  | OP | IC | LFG | 1.6 | 0.505 | 7080.333 | 25488.9949 | 2880.167 | 10368.5183 | Distributed from 923 Generation And Fuel | 2014
14937 | 2022 | NC | Uwharrie Mountain Renewable | 58526 | 2 |  | OP | IC | LFG | 1.6 | 0.505 | 7080.333 | 25488.9949 | 2880.167 | 10368.5183 | Distributed from 923 Generation And Fuel | 2014
14938 | 2022 | NC | Uwharrie Mountain Renewable | 58526 | 3 |  | OP | IC | LFG | 1.6 | 0.505 | 7080.333 | 25488.9949 | 2880.167 | 10368.5183 | Distributed from 923 Generation And Fuel | 2014
14939 | 2022 | NC | Uwharrie Mountain Renewable | 58526 | 4 |  | OP | IC | LFG | 1.6 | 0.505 | 7080.333 | 25488.9949 | 2880.167 | 10368.5183 | Distributed from 923 Generation And Fuel | 2014
14940 | 2022 | NC | Uwharrie Mountain Renewable | 58526 | 5 |  | OP | IC | LFG | 1.6 | 0.505 | 7080.333 | 25488.9949 | 2880.167 | 10368.5183 | Distributed from 923 Generation And Fuel | 2014
14941 | 2022 | NC | Uwharrie Mountain Renewable | 58526 | 6 |  | OP | IC | LFG | 1.6 | 0.505 | 7080.333 | 25488.9949 | 2880.167 | 10368.5183 | Distributed from 923 Generation And Fuel | 2014
14942 | 2022 | NC | Van Buren | 64674 | VAN |  | OP | PV | SUN | 2 | 0.27 | 4722 | 16999.064 | 2361 | 8499.532 | Distributed from 923 Generation And Fuel | 2021
14943 | 2022 | NC | Van Slyke Solar Center, LLC | 59761 | VSLYK |  | OP | PV | SUN | 5 | 0.209 | 9170 | 33011.7359 | 4586 | 16509.4679 | Distributed from 923 Generation And Fuel | 2014
14944 | 2022 | NC | Vance Solar Farm, LLC | 59928 | NB007 |  | OP | PV | SUN | 5 | 0.204 | 8938 | 32176.5426 | 4470 | 16091.8713 | Distributed from 923 Generation And Fuel | 2016
14945 | 2022 | NC | Vaughn Creek PV1 | 60001 | VNCRK |  | OP | PV | SUN | 20 | 0.24 | 42086 | 151508.3879 | 21046 | 75764.9939 | Distributed from 923 Generation And Fuel | 2017
14946 | 2022 | NC | Ventura Solar, LLC | 63734 | 11632 |  | OP | PV | SUN | 5 | 0.218 | 9535 | 34325.7254 | 4768 | 17164.6627 | Distributed from 923 Generation And Fuel | 2020
14947 | 2022 | NC | Vickers | 59190 | 1 |  | OP | PV | SUN | 2 | 0.218 | 3823 | 13762.6899 | 1912 | 6883.1449 | Distributed from 923 Generation And Fuel | 2014
14948 | 2022 | NC | Vicksburg Solar | 59605 | FLS1 |  | OP | PV | SUN | 5 | 0.203 | 8872 | 31938.9445 | 4437 | 15973.0722 | Distributed from 923 Generation And Fuel | 2015
14949 | 2022 | NC | Violet Solar | 60961 | PV1 |  | OP | PV | SUN | 5 | 0.155 | 6791 | 24447.4044 | 3396 | 12225.5022 | Distributed from 923 Generation And Fuel | 2018
14950 | 2022 | NC | Viper Solar | 60920 | PV1 |  | OP | PV | SUN | 2 | 0.229 | 4014 | 14450.2844 | 2007 | 7225.1422 | Distributed from 923 Generation And Fuel | 2017
14951 | 2022 | NC | W H Weatherspoon | 2716 | GT1 |  | OP | GT | DFO | 39.7 | 0.001 | 228.945 | 824.1954 | 43.11 | 155.1948 | Distributed from 923 Generation And Fuel | 1970
14952 | 2022 | NC | W H Weatherspoon | 2716 | GT2 |  | OP | GT | DFO | 39.7 | 0.001 | 228.945 | 824.1954 | 43.11 | 155.1948 | Distributed from 923 Generation And Fuel | 1970
14953 | 2022 | NC | W H Weatherspoon | 2716 | GT3 |  | OP | GT | DFO | 41.8 | 0.001 | 241.055 | 867.7911 | 45.39 | 163.4027 | Distributed from 923 Generation And Fuel | 1971
14954 | 2022 | NC | W H Weatherspoon | 2716 | GT4 |  | OP | GT | DFO | 41.8 | 0.001 | 241.055 | 867.7911 | 45.39 | 163.4027 | Distributed from 923 Generation And Fuel | 1971
14955 | 2022 | NC | Waco Farm | 58863 | 1 |  | OP | PV | SUN | 5 | 0.208 | 9098 | 32752.538 | 4550 | 16379.869 | Distributed from 923 Generation And Fuel | 2013
14956 | 2022 | NC | Wadesboro 4 | 62627 | WADE4 |  | OP | PV | SUN | 2.2 | 0.201 | 3878 | 13960.6883 | 1939 | 6980.3442 | Distributed from 923 Generation And Fuel | 2019
14957 | 2022 | NC | Wadesboro Farm 1 | 61087 | 1 |  | OP | PV | SUN | 5 | 0.207 | 9062 | 32622.939 | 4532 | 16315.0695 | Distributed from 923 Generation And Fuel | 2015
14958 | 2022 | NC | Wadesboro Farm 2 | 60575 | 1 |  | OP | PV | SUN | 5 | 0.215 | 9433 | 33958.5283 | 4717 | 16981.0642 | Distributed from 923 Generation And Fuel | 2016
14959 | 2022 | NC | Wadesboro Farm 3 | 60576 | 1 |  | OP | PV | SUN | 5 | 0.22 | 9627 | 34656.9227 | 4814 | 17330.2614 | Distributed from 923 Generation And Fuel | 2016
14960 | 2022 | NC | Wadesboro Solar | 61129 | 12347 |  | OP | PV | SUN | 5 | 0.2 | 8766 | 31557.3475 | 4384 | 15782.2737 | Distributed from 923 Generation And Fuel | 2017
14961 | 2022 | NC | Wagstaff Farm 1 | 58862 | 1 |  | OP | PV | SUN | 5 | 0.21 | 9197 | 33108.9351 | 4599 | 16556.2675 | Distributed from 923 Generation And Fuel | 2013
14962 | 2022 | NC | Wake County LFG Facility | 59688 | E1 |  | OP | IC | LFG | 0.3 | 0.746 | 1961.4 | 7060.9835 | 785.933 | 2829.3362 | Distributed from 923 Generation And Fuel | 2013
14963 | 2022 | NC | Wake County LFG Facility | 59688 | E10 |  | OP | IC | LFG | 0.3 | 0.746 | 1961.4 | 7060.9835 | 785.933 | 2829.3362 | Distributed from 923 Generation And Fuel | 2013
14964 | 2022 | NC | Wake County LFG Facility | 59688 | E11 |  | OP | IC | LFG | 0.3 | 0.746 | 1961.4 | 7060.9835 | 785.933 | 2829.3362 | Distributed from 923 Generation And Fuel | 2013
14965 | 2022 | NC | Wake County LFG Facility | 59688 | E12 |  | OP | IC | LFG | 0.3 | 0.746 | 1961.4 | 7060.9835 | 785.933 | 2829.3362 | Distributed from 923 Generation And Fuel | 2013
14966 | 2022 | NC | Wake County LFG Facility | 59688 | E13 |  | OP | IC | LFG | 0.3 | 0.746 | 1961.4 | 7060.9835 | 785.933 | 2829.3362 | Distributed from 923 Generation And Fuel | 2013
14967 | 2022 | NC | Wake County LFG Facility | 59688 | E14 |  | OP | IC | LFG | 0.3 | 0.746 | 1961.4 | 7060.9835 | 785.933 | 2829.3362 | Distributed from 923 Generation And Fuel | 2013
14968 | 2022 | NC | Wake County LFG Facility | 59688 | E15 |  | OP | IC | LFG | 0.3 | 0.746 | 1961.4 | 7060.9835 | 785.933 | 2829.3362 | Distributed from 923 Generation And Fuel | 2013
14969 | 2022 | NC | Wake County LFG Facility | 59688 | E16 |  | OP | IC | LFG | 0.3 | 0.746 | 1961.4 | 7060.9835 | 785.933 | 2829.3362 | Distributed from 923 Generation And Fuel | 2013
14970 | 2022 | NC | Wake County LFG Facility | 59688 | E17 |  | OP | IC | LFG | 0.3 | 0.746 | 1961.4 | 7060.9835 | 785.933 | 2829.3362 | Distributed from 923 Generation And Fuel | 2013
14971 | 2022 | NC | Wake County LFG Facility | 59688 | E18 |  | OP | IC | LFG | 0.3 | 0.746 | 1961.4 | 7060.9835 | 785.933 | 2829.3362 | Distributed from 923 Generation And Fuel | 2013
14972 | 2022 | NC | Wake County LFG Facility | 59688 | E19 |  | OP | IC | LFG | 0.3 | 0.746 | 1961.4 | 7060.9835 | 785.933 | 2829.3362 | Distributed from 923 Generation And Fuel | 2015
14973 | 2022 | NC | Wake County LFG Facility | 59688 | E2 |  | OP | IC | LFG | 0.3 | 0.746 | 1961.4 | 7060.9835 | 785.933 | 2829.3362 | Distributed from 923 Generation And Fuel | 2013
14974 | 2022 | NC | Wake County LFG Facility | 59688 | E20 |  | OP | IC | LFG | 0.3 | 0.746 | 1961.4 | 7060.9835 | 785.933 | 2829.3362 | Distributed from 923 Generation And Fuel | 2015
14975 | 2022 | NC | Wake County LFG Facility | 59688 | E21 |  | OP | IC | LFG | 0.3 | 0.746 | 1961.4 | 7060.9835 | 785.933 | 2829.3362 | Distributed from 923 Generation And Fuel | 2015
14976 | 2022 | NC | Wake County LFG Facility | 59688 | E22 |  | OP | IC | LFG | 0.3 | 0.746 | 1961.4 | 7060.9835 | 785.933 | 2829.3362 | Distributed from 923 Generation And Fuel | 2015
14977 | 2022 | NC | Wake County LFG Facility | 59688 | E23 |  | OP | IC | LFG | 0.3 | 0.746 | 1961.4 | 7060.9835 | 785.933 | 2829.3362 | Distributed from 923 Generation And Fuel | 2015
14978 | 2022 | NC | Wake County LFG Facility | 59688 | E24 |  | OP | IC | LFG | 0.3 | 0.746 | 1961.4 | 7060.9835 | 785.933 | 2829.3362 | Distributed from 923 Generation And Fuel | 2015
14979 | 2022 | NC | Wake County LFG Facility | 59688 | E25 |  | OP | IC | LFG | 0.3 | 0.746 | 1961.4 | 7060.9835 | 785.933 | 2829.3362 | Distributed from 923 Generation And Fuel | 2019
14980 | 2022 | NC | Wake County LFG Facility | 59688 | E26 |  | OP | IC | LFG | 0.3 | 0.746 | 1961.4 | 7060.9835 | 785.933 | 2829.3362 | Distributed from 923 Generation And Fuel | 2019
14981 | 2022 | NC | Wake County LFG Facility | 59688 | E27 |  | OP | IC | LFG | 0.3 | 0.746 | 1961.4 | 7060.9835 | 785.933 | 2829.3362 | Distributed from 923 Generation And Fuel | 2019
14982 | 2022 | NC | Wake County LFG Facility | 59688 | E28 |  | OP | IC | LFG | 0.3 | 0.746 | 1961.4 | 7060.9835 | 785.933 | 2829.3362 | Distributed from 923 Generation And Fuel | 2019
14983 | 2022 | NC | Wake County LFG Facility | 59688 | E29 |  | OP | IC | LFG | 0.3 | 0.746 | 1961.4 | 7060.9835 | 785.933 | 2829.3362 | Distributed from 923 Generation And Fuel | 2019
14984 | 2022 | NC | Wake County LFG Facility | 59688 | E3 |  | OP | IC | LFG | 0.3 | 0.746 | 1961.4 | 7060.9835 | 785.933 | 2829.3362 | Distributed from 923 Generation And Fuel | 2013
14985 | 2022 | NC | Wake County LFG Facility | 59688 | E30 |  | OP | IC | LFG | 0.3 | 0.746 | 1961.4 | 7060.9835 | 785.933 | 2829.3362 | Distributed from 923 Generation And Fuel | 2019
14986 | 2022 | NC | Wake County LFG Facility | 59688 | E4 |  | OP | IC | LFG | 0.3 | 0.746 | 1961.4 | 7060.9835 | 785.933 | 2829.3362 | Distributed from 923 Generation And Fuel | 2013
14987 | 2022 | NC | Wake County LFG Facility | 59688 | E5 |  | OP | IC | LFG | 0.3 | 0.746 | 1961.4 | 7060.9835 | 785.933 | 2829.3362 | Distributed from 923 Generation And Fuel | 2013
14988 | 2022 | NC | Wake County LFG Facility | 59688 | E6 |  | OP | IC | LFG | 0.3 | 0.746 | 1961.4 | 7060.9835 | 785.933 | 2829.3362 | Distributed from 923 Generation And Fuel | 2013
14989 | 2022 | NC | Wake County LFG Facility | 59688 | E7 |  | OP | IC | LFG | 0.3 | 0.746 | 1961.4 | 7060.9835 | 785.933 | 2829.3362 | Distributed from 923 Generation And Fuel | 2013
14990 | 2022 | NC | Wake County LFG Facility | 59688 | E8 |  | OP | IC | LFG | 0.3 | 0.746 | 1961.4 | 7060.9835 | 785.933 | 2829.3362 | Distributed from 923 Generation And Fuel | 2013
14991 | 2022 | NC | Wake County LFG Facility | 59688 | E9 |  | OP | IC | LFG | 0.3 | 0.746 | 1961.4 | 7060.9835 | 785.933 | 2829.3362 | Distributed from 923 Generation And Fuel | 2013
14992 | 2022 | NC | Wakefield Solar | 61536 | GEN1 |  | OP | PV | SUN | 5 | 0.222 | 9742 | 35070.9194 | 4872 | 17539.0597 | Distributed from 923 Generation And Fuel | 2017
14993 | 2022 | NC | Wallace | 59050 | GEN 1 |  | OP | PV | SUN | 2 | 0.179 | 3135 | 11285.9097 | 1568 | 5644.7548 | Distributed from 923 Generation And Fuel | 2013
14994 | 2022 | NC | Walters | 2715 | 1 |  | OP | HY | WAT | 36 | 0.327 | 103236.333 | 371647.8256 | 39492 | 142170.0626 | Distributed from 923 Generation And Fuel | 1930
14995 | 2022 | NC | Walters | 2715 | 2 |  | OP | HY | WAT | 36 | 0.327 | 103236.333 | 371647.8256 | 39492 | 142170.0626 | Distributed from 923 Generation And Fuel | 1930
14996 | 2022 | NC | Walters | 2715 | 3 |  | OP | HY | WAT | 36 | 0.327 | 103236.333 | 371647.8256 | 39492 | 142170.0626 | Distributed from 923 Generation And Fuel | 1930
14997 | 2022 | NC | Walters Solar (FLS 260) | 59603 | FLS1 |  | OP | PV | SUN | 5 | 0.204 | 8926 | 32133.3429 | 4464 | 16070.2714 | Distributed from 923 Generation And Fuel | 2015
14998 | 2022 | NC | Warbler Holdings | 60393 | PV1 |  | OP | PV | SUN | 4 | 0.22 | 7714 | 27770.1778 | 3857 | 13885.0889 | Distributed from 923 Generation And Fuel | 2021
14999 | 2022 | NC | Ward WTP | 57607 | 1 |  | OP | IC | DFO | 1 | 0.003 | 24.5 | 88.1993 | 4.5 | 16.1999 | Distributed from 923 Generation And Fuel | 1999
15000 | 2022 | NC | Ward WTP | 57607 | 2 |  | OP | IC | DFO | 1 | 0.003 | 24.5 | 88.1993 | 4.5 | 16.1999 | Distributed from 923 Generation And Fuel | 1999
15001 | 2022 | NC | Warren Solar Farm LLC | 62223 | 10423 |  | OP | PV | SUN | 5 | 0.25 | 10970 | 39491.6841 | 5486 | 19749.442 | Distributed from 923 Generation And Fuel | 2019
15002 | 2022 | NC | Warrenton Farm | 58312 | 1 |  | OP | PV | SUN | 4 | 0.207 | 7266 | 26157.3907 | 3633 | 13078.6954 | Distributed from 923 Generation And Fuel | 2012
15003 | 2022 | NC | Warrenton I Solar | 62100 | PGRI4 |  | OP | PV | SUN | 4.9 | 0.223 | 9563 | 34426.5246 | 4782 | 17215.0623 | Distributed from 923 Generation And Fuel | 2018
15004 | 2022 | NC | Warsaw Farm | 58848 | 1 |  | OP | PV | SUN | 65 | 0.212 | 120883 | 435175.3186 | 60449 | 217614.6591 | Distributed from 923 Generation And Fuel | 2015
15005 | 2022 | NC | Warsaw I | 59119 | PV1 |  | OP | PV | SUN | 2 | 0.185 | 3246 | 11685.5065 | 1623 | 5842.7533 | Distributed from 923 Generation And Fuel | 2013
15006 | 2022 | NC | Warsaw II | 59120 | PV1 |  | OP | PV | SUN | 2 | 0.196 | 3441 | 12387.5009 | 1721 | 6195.5504 | Distributed from 923 Generation And Fuel | 2013
15007 | 2022 | NC | Washington Airport Solar LLC | 58845 | 1 |  | OP | PV | SUN | 5 | 0.209 | 9174 | 33026.1358 | 4588 | 16516.6679 | Distributed from 923 Generation And Fuel | 2014
15008 | 2022 | NC | Washington Millfield Solar, LLC | 58846 | 1 |  | OP | PV | SUN | 5 | 0.21 | 9180 | 33047.7356 | 4591 | 16527.4678 | Distributed from 923 Generation And Fuel | 2013
15009 | 2022 | NC | Washington White Post Solar LLC | 58135 | 1 |  | OP | PV | SUN | 12.4 | 0.184 | 20007 | 72024.6238 | 10005 | 36017.7119 | Distributed from 923 Generation And Fuel | 2012
15010 | 2022 | NC | Waste Management Piedmont LFGTE Project | 57169 | GEN1 |  | OP | IC | LFG | 0.8 | 0.517 | 3624.667 | 13048.6968 | 1474.333 | 5307.5563 | Distributed from 923 Generation And Fuel | 2011
15011 | 2022 | NC | Waste Management Piedmont LFGTE Project | 57169 | GEN2 |  | OP | IC | LFG | 0.8 | 0.517 | 3624.667 | 13048.6968 | 1474.333 | 5307.5563 | Distributed from 923 Generation And Fuel | 2011
15012 | 2022 | NC | Waste Management Piedmont LFGTE Project | 57169 | GEN3 |  | OP | IC | LFG | 0.8 | 0.517 | 3624.667 | 13048.6968 | 1474.333 | 5307.5563 | Distributed from 923 Generation And Fuel | 2011
15013 | 2022 | NC | Water Filter Plant #2 | 55534 | 1299 |  | OP | IC | DFO | 1.8 | 0 | 0 | 0 | 0 | 0 | Distributed from 923 Generation And Fuel | 2013
15014 | 2022 | NC | Watson Seed Farm PV1 | 59153 | WAT1 |  | OP | PV | SUN | 20 | 0.19 | 33363 | 120105.8392 | 16684 | 60061.9195 | Distributed from 923 Generation And Fuel | 2015
15015 | 2022 | NC | Watts Farm | 58317 | 1 |  | OP | PV | SUN | 5 | 0.197 | 8618 | 31024.5518 | 4310 | 15515.8759 | Distributed from 923 Generation And Fuel | 2012
15016 | 2022 | NC | Wayne Solar I LLC | 60602 | WYN1 |  | OP | PV | SUN | 5 | 0.169 | 7407 | 26664.9867 | 3704 | 13334.2933 | Distributed from 923 Generation And Fuel | 2014
15017 | 2022 | NC | Wayne Solar II LLC | 60598 | WYN2 |  | OP | PV | SUN | 5 | 0.189 | 8273 | 29782.5617 | 4137 | 14893.0809 | Distributed from 923 Generation And Fuel | 2014
15018 | 2022 | NC | Wayne Solar III LLC | 60597 | WYN3 |  | OP | PV | SUN | 5 | 0.178 | 7816 | 28137.3749 | 3908 | 14068.6875 | Distributed from 923 Generation And Fuel | 2014
15019 | 2022 | NC | Wedge | 65547 | WEDGE |  | OP | PV | SUN | 5 | 0.243 | 10624 | 38246.094 | 5313 | 19126.647 | Distributed from 923 Generation And Fuel | 2021
15020 | 2022 | NC | Wellons Farm | 59584 | PV1 |  | OP | PV | SUN | 5 | 0.218 | 9532 | 34314.9255 | 4767 | 17161.0627 | Distributed from 923 Generation And Fuel | 2015
15021 | 2022 | NC | Wendell Solar Farm LLC | 62595 | 10424 |  | OP | PV | SUN | 5 | 0.188 | 8213 | 29566.5635 | 4107 | 14785.0817 | Distributed from 923 Generation And Fuel | 2019
15022 | 2022 | NC | West Salisbury Farm LLC | 59111 | 1 |  | OP | PV | SUN | 5 | 0.197 | 8633 | 31078.5514 | 4317 | 15541.0757 | Distributed from 923 Generation And Fuel | 2015
15023 | 2022 | NC | West Siler | 59112 | 1 |  | OP | PV | SUN | 5 | 0.222 | 9729 | 35024.1198 | 4865 | 17513.8599 | Distributed from 923 Generation And Fuel | 2017
15024 | 2022 | NC | Westside WWTP | 57608 | 1 |  | OP | IC | DFO | 1.8 | 0.006 | 102 | 367.1971 | 19 | 68.3995 | Distributed from 923 Generation And Fuel | 2005
15025 | 2022 | NC | Whiskey Solar | 66725 | WHISK |  | OP | PV | SUN | 5 | 0.258 | 11309 | 40712.0743 | 5655 | 20357.8371 | Distributed from 923 Generation And Fuel | 2021
15026 | 2022 | NC | Whitakers | 59526 | WHIT1 |  | OP | PV | SUN | 12 | 0.25 | 26289 | 94639.6429 | 13146 | 47325.2214 | Distributed from 923 Generation And Fuel | 2015
15027 | 2022 | NC | Whitakers Farm (Fisher Rd) | 60438 | 1 |  | OP | PV | SUN | 3.4 | 0.205 | 6101 | 21963.4243 | 3051 | 10983.5121 | Distributed from 923 Generation And Fuel | 2016
15028 | 2022 | NC | White Cross Farm | 58341 | 1 |  | OP | PV | SUN | 5 | 0.191 | 8374 | 30146.1588 | 4188 | 15076.6794 | Distributed from 923 Generation And Fuel | 2013
15029 | 2022 | NC | White Farm Solar, LLC | 60363 | WFSPV |  | OP | PV | SUN | 5.2 | 0.203 | 9260 | 33335.7333 | 4631 | 16671.4666 | Distributed from 923 Generation And Fuel | 2016
15030 | 2022 | NC | White Street Renewables | 60364 | WSLFG |  | OP | IC | LFG | 1.6 | 0.709 | 9941 | 35787.3137 | 4044 | 14558.2835 | Distributed from 923 Generation And Fuel | 2019
15031 | 2022 | NC | White Street Renewables | 60364 | WSPV |  | OP | PV | SUN | 3.4 | 0.223 | 6649 | 23936.2085 | 3325 | 11969.9042 | Distributed from 923 Generation And Fuel | 2020
15032 | 2022 | NC | Wilkinson Solar LLC | 62544 | GEN1 |  | OP | PV | SUN | 80.6 | 0.234 | 165330 | 595183.2385 | 85049 | 306173.9506 | Distributed from 923 Generation And Fuel | 2019
15033 | 2022 | NC | Willard Solar | 60287 | PV1 |  | OP | PV | SUN | 5 | 0.176 | 7705 | 27737.7781 | 3853 | 13870.689 | Distributed from 923 Generation And Fuel | 2020
15034 | 2022 | NC | Williamston Solar | 59176 | 5MWPV |  | OP | PV | SUN | 5 | 0.182 | 7953 | 28630.571 | 3977 | 14317.0855 | Distributed from 923 Generation And Fuel | 2014
15035 | 2022 | NC | Williamston Speight Solar, LLC | 60787 | SPGHT |  | OP | PV | SUN | 15 | 0.188 | 24649 | 88735.6901 | 12326 | 44373.245 | Distributed from 923 Generation And Fuel | 2016
15036 | 2022 | NC | Williamston West Farm, LLC | 60484 | 1 |  | OP | PV | SUN | 4.9 | 0.179 | 7684 | 27662.1787 | 3842 | 13831.0894 | Distributed from 923 Generation And Fuel | 2016
15037 | 2022 | NC | Wilson Farm 1 | 58342 | 1 |  | OP | PV | SUN | 5 | 0.191 | 8345 | 30041.7597 | 4173 | 15022.6798 | Distributed from 923 Generation And Fuel | 2013
15038 | 2022 | NC | Wilson Solar Farm 1 | 61274 | WISL1 |  | OP | PV | SUN | 3.4 | 0.134 | 3977 | 14317.0855 | 1989 | 7160.3427 | Distributed from 923 Generation And Fuel | 2017
15039 | 2022 | NC | Wilson Solar Farm 2 | 61275 | WILS2 |  | OP | PV | SUN | 5 | 0.191 | 8377 | 30156.9587 | 4189 | 15080.2794 | Distributed from 923 Generation And Fuel | 2017
15040 | 2022 | NC | Wilson Solar Farm 3 | 61276 | WILS3 |  | OP | PV | SUN | 10 | 0.182 | 15969 | 57487.9401 | 7985 | 28745.77 | Distributed from 923 Generation And Fuel | 2017
15041 | 2022 | NC | Wilson Solar Farm 4 | 61277 | WILS4 |  | OP | PV | SUN | 10 | 0.125 | 10947 | 39408.8847 | 5474 | 19706.2424 | Distributed from 923 Generation And Fuel | 2017
15042 | 2022 | NC | Wilson Solar Farm 5 | 61278 | WILS5 |  | OP | PV | SUN | 10 | 0.156 | 13694 | 49298.0056 | 6848 | 24652.6028 | Distributed from 923 Generation And Fuel | 2017
15043 | 2022 | NC | Wilson Solar Farm 6 | 61279 | WILS6 |  | OP | PV | SUN | 10 | 0.171 | 14971 | 53895.1688 | 7486 | 26949.3844 | Distributed from 923 Generation And Fuel | 2017
15044 | 2022 | NC | Wilson Solar Farm 7 | 61280 | WILS7 |  | OP | PV | SUN | 10 | 0.193 | 16909 | 60871.913 | 8456 | 30441.3565 | Distributed from 923 Generation And Fuel | 2017
15045 | 2022 | NC | Windsor Cooper HIill Solar, LLC | 58847 | 1 |  | OP | PV | SUN | 5 | 0.206 | 9032 | 32514.9399 | 4517 | 16261.0699 | Distributed from 923 Generation And Fuel | 2015
15046 | 2022 | NC | Windsor Hwy 17 Solar | 64678 | WDH17 |  | OP | PV | SUN | 5 | 0.254 | 11133 | 40078.4794 | 5567 | 20041.0397 | Distributed from 923 Generation And Fuel | 2021
15047 | 2022 | NC | Windsor Solar | 59171 | 5MWPV |  | OP | PV | SUN | 5 | 0.211 | 9254 | 33314.1335 | 4628 | 16660.6667 | Distributed from 923 Generation And Fuel | 2014
15048 | 2022 | NC | Winton Solar | 59177 | 5MWPV |  | OP | PV | SUN | 5 | 0.213 | 9343 | 33634.5309 | 4672 | 16819.0654 | Distributed from 923 Generation And Fuel | 2016
15049 | 2022 | NC | Woodland Church Farm | 59586 | PV1 |  | OP | PV | SUN | 5 | 0.212 | 9285 | 33425.7326 | 4643 | 16714.6663 | Distributed from 923 Generation And Fuel | 2015
15050 | 2022 | NC | Woodland Solar | 59175 | 5MWPV |  | OP | PV | SUN | 5 | 0.209 | 9158 | 32968.5363 | 4580 | 16487.8681 | Distributed from 923 Generation And Fuel | 2016
15051 | 2022 | NC | Woodleaf Solar Facility | 62304 | PV1 |  | OP | PV | SUN | 6 | 0.244 | 12834 | 46202.0304 | 6418 | 23104.6152 | Distributed from 923 Generation And Fuel | 2018
15052 | 2022 | NC | Woodsdale Farm, LLC | 63272 | NCWOO |  | OP | PV | SUN | 2 | 0.209 | 3655 | 13157.8947 | 1828 | 6580.7474 | Distributed from 923 Generation And Fuel | 2018
15053 | 2022 | NC | Works 53 | 58046 | 1 |  | SB | IC | DFO | 1 | 0 | 0 | 0 | 0 | 0 | Distributed from 923 Generation And Fuel | 1967
15054 | 2022 | NC | Works 53 | 58046 | 2 |  | SB | IC | DFO | 1.2 | 0 | 0 | 0 | 0 | 0 | Distributed from 923 Generation And Fuel | 1975
15055 | 2022 | NC | Works 53 | 58046 | 3 |  | SB | IC | DFO | 0.8 | 0 | 0 | 0 | 0 | 0 | Distributed from 923 Generation And Fuel | 1988
15056 | 2022 | NC | Wortham Solar Farm | 60361 | INV1 |  | OP | PV | SUN | 5 | 0.206 | 9031 | 32511.3399 | 4516 | 16257.4699 | Distributed from 923 Generation And Fuel | 2016
15057 | 2022 | NC | Wyse Fork Solar Farm, LLC | 64822 | OS |  | OP | PV | SUN | 2 | 0.194 | 3399 | 12236.3021 | 1700 | 6119.951 | Distributed from 923 Generation And Fuel | 2021
15058 | 2022 | NC | XPF Solar Field | 59146 | PV1 |  | OP | PV | SUN | 3 | 0.173 | 4545 | 16361.8691 | 2273 | 8182.7345 | Distributed from 923 Generation And Fuel | 2014
15059 | 2022 | NC | Yadkin 601 Farm | 59587 | PV1 |  | OP | PV | SUN | 3 | 0.223 | 5868 | 21124.631 | 2934 | 10562.3155 | Distributed from 923 Generation And Fuel | 2015
15060 | 2022 | NC | Yadkinville Solar | 59950 | YAK |  | OP | PV | SUN | 3.5 | 0.217 | 6664 | 23990.2081 | 3332 | 11995.104 | Distributed from 923 Generation And Fuel | 2015
15061 | 2022 | NC | Yanceyville Farm | 58343 | 1 |  | OP | PV | SUN | 5 | 0.19 | 8343 | 30034.5597 | 4172 | 15019.0798 | Distributed from 923 Generation And Fuel | 2013
15062 | 2022 | NC | Yanceyville Farm 2 LLC | 59113 | 1 |  | OP | PV | SUN | 5 | 0.209 | 9136 | 32889.3369 | 4569 | 16448.2684 | Distributed from 923 Generation And Fuel | 2015
15063 | 2022 | NC | Yanceyville Farm 3, LLC | 60240 | 1 |  | OP | PV | SUN | 4.9 | 0.208 | 8910 | 32075.7434 | 4456 | 16041.4717 | Distributed from 923 Generation And Fuel | 2015
15064 | 2022 | NC | York Road Solar I, LLC | 60107 | YORK |  | OP | PV | SUN | 2 | 0.192 | 3366 | 12117.5031 | 1683 | 6058.7515 | Distributed from 923 Generation And Fuel | 2015
15065 | 2022 | NC | Zuma Solar, LLC | 64367 | 30006 |  | OP | PV | SUN | 3 | 0.254 | 6677 | 24037.0077 | 3339 | 12020.3038 | Distributed from 923 Generation And Fuel | 2020
15066 | 2022 | NC | ZV Solar 1 | 60980 | PV1 |  | OP | PV | SUN | 5 | 0.224 | 9804 | 35294.1176 | 4903 | 17650.6588 | Distributed from 923 Generation And Fuel | 2016
15067 | 2022 | NC | ZV Solar 2, LLC | 61257 | ZV204 |  | OP | PV | SUN | 4.9 | 0.219 | 9412 | 33882.9289 | 4707 | 16945.0644 | Distributed from 923 Generation And Fuel | 2017
15068 | 2022 | NC | ZV Solar 3, LLC | 60549 | ZV3 |  | OP | PV | SUN | 5 | 0.217 | 9517 | 34260.9259 | 4759 | 17132.2629 | Distributed from 923 Generation And Fuel | 2016
15069 | 2022 | ND | American Crystal Sugar Drayton | 54213 | G1 |  | OP | ST | SUB | 6 | 1.026 | 53910 | 194074.4474 | 24133.502 | 86879.9122 | EIA-923 Generator File | 1965
15070 | 2022 | ND | American Crystal Sugar Hillsboro | 54210 | G1 | 1 | OP | ST | SUB | 13.3 | 0.792 | 92304 | 332291.7417 | 23599 | 84955.7204 | EIA-923 Generator File | 1990
15071 | 2022 | ND | Antelope Valley | 6469 | 1 | 1 | OP | ST | LIG | 477 | 0.738 | 3085383 | 11107289.9417 | 1351681 | 4866012.6719 | EIA-923 Generator File | 1984
15072 | 2022 | ND | Antelope Valley | 6469 | 2 | 1 | OP | ST | LIG | 477 | 0.673 | 2810313 | 10117045.8636 | 1249152 | 4496911.2247 | EIA-923 Generator File | 1986
15073 | 2022 | ND | Ashtabula Wind Energy Center | 57032 | 1 |  | OP | WT | WND | 48 | 0.346 | 145670 | 524407.8047 | 53097 | 191147.6708 | Distributed from 923 Generation And Fuel | 2008
15074 | 2022 | ND | Ashtabula Wind II LLC | 57121 | 1 |  | OP | WT | WND | 120 | 0.362 | 380103 | 1368359.8531 | 138549 | 498772.4098 | Distributed from 923 Generation And Fuel | 2009
15075 | 2022 | ND | Ashtabula Wind III LLC | 57387 | GE16 |  | OP | WT | WND | 62.4 | 0.389 | 212555 | 765191.8785 | 77477 | 278914.9687 | Distributed from 923 Generation And Fuel | 2010
15076 | 2022 | ND | Aurora Wind Project | 63258 | AURWP |  | OP | WT | WND | 298.8 | 0.453 | 1185247 | 4266855.0652 | 423525 | 1524677.8026 | Distributed from 923 Generation And Fuel | 2021
15077 | 2022 | ND | Baldwin Wind LLC | 57347 | GE1 |  | OP | WT | WND | 102.4 | 0.471 | 422302 | 1520275.0378 | 153931 | 554147.1668 | Distributed from 923 Generation And Fuel | 2010
15078 | 2022 | ND | Bison 2 Wind Energy Center | 57800 | BISO2 |  | OP | WT | WND | 105 | 0.352 | 323837 | 1165803.8736 | 118040 | 424940.6005 | Distributed from 923 Generation And Fuel | 2012
15079 | 2022 | ND | Bison 3 Wind Energy Center | 57801 | BISO3 |  | OP | WT | WND | 105 | 0.348 | 320315 | 1153124.775 | 116756 | 420318.2375 | Distributed from 923 Generation And Fuel | 2012
15080 | 2022 | ND | Bison 4 Wind Energy Center | 58872 | BISO4 |  | OP | WT | WND | 205 | 0.391 | 702134 | 2527662.1787 | 255931 | 921344.2292 | Distributed from 923 Generation And Fuel | 2015
15081 | 2022 | ND | Bison I Wind Energy Center | 57038 | PHS1 |  | OP | WT | WND | 36.8 | 0.308 | 99272.724 | 357378.9474 | 36185.467 | 130266.6391 | Distributed from 923 Generation And Fuel | 2010
15082 | 2022 | ND | Bison I Wind Energy Center | 57038 | PHS2 |  | OP | WT | WND | 45 | 0.308 | 121393.276 | 437012.2975 | 44248.533 | 159293.4445 | Distributed from 923 Generation And Fuel | 2012
15083 | 2022 | ND | Border Winds Wind Farm | 59200 | 1 |  | OP | WT | WND | 150 | 0.506 | 665448 | 2395593.6353 | 242559 | 873205.4144 | Distributed from 923 Generation And Fuel | 2015
15084 | 2022 | ND | Brady II Wind Energy Center | 60354 | BWEC2 |  | OP | WT | WND | 150 | 0.519 | 681369 | 2452908.7767 | 234128 | 842854.0572 | Distributed from 923 Generation And Fuel | 2016
15085 | 2022 | ND | Brady Wind Energy Center | 60355 | BWEC1 |  | OP | WT | WND | 150 | 0.514 | 675789 | 2432820.9374 | 246328 | 886773.7058 | Distributed from 923 Generation And Fuel | 2016
15086 | 2022 | ND | Burke Wind, LLC | 61100 | GE23 |  | OP | WT | WND | 199.4 | 0.499 | 871594 | 3137713.2983 | 316378 | 1138951.6884 | Distributed from 923 Generation And Fuel | 2020
15087 | 2022 | ND | Cedar Hills Wind Farm | 57171 | 1 |  | OP | WT | WND | 19.5 | 0.377 | 64422 | 231917.3447 | 23482 | 84534.5237 | Distributed from 923 Generation And Fuel | 2010
15088 | 2022 | ND | Coal Creek | 6030 | 1 | 1 | OP | ST | RC | 604.8 | 0.845 | 4475592 | 16112002.304 | 1841837 | 6630560.1555 | EIA-923 Generator File | 1979
15089 | 2022 | ND | Coal Creek | 6030 | 2 | 1 | OP | ST | RC | 604.8 | 0.738 | 3910155 | 14076445.3884 | 1855094 | 6678284.9737 | EIA-923 Generator File | 1980
15090 | 2022 | ND | Coal Creek | 6030 | 4 |  | SB | IC | DFO | 3 | 0 | 0 | 0 | 0 | 0 | Distributed from 923 Generation And Fuel | 2016
15091 | 2022 | ND | Coal Creek | 6030 | 5 |  | SB | IC | DFO | 3 | 0 | 0 | 0 | 0 | 0 | Distributed from 923 Generation And Fuel | 2016
15092 | 2022 | ND | Courtenay Wind Farm | 58658 | 1 |  | OP | WT | WND | 200 | 0.466 | 815987 | 2937529.6998 | 254195 | 915094.6792 | Distributed from 923 Generation And Fuel | 2016
15093 | 2022 | ND | Coyote | 8222 | 1 | 1 | OP | ST | LIG | 450 | 0.575 | 2266741 | 8160202.3184 | 852579 | 3069259.8459 | EIA-923 Generator File | 1981
15094 | 2022 | ND | Dakota Magic | 7884 | 1 |  | SB | IC | DFO | 1.5 | 0 | 0 | 0 | 0 | 0 | Distributed from 923 Generation And Fuel | 2000
15095 | 2022 | ND | Emmons-Logan Wind, LLC | 62380 | ELLLC |  | OP | WT | WND | 200 | 0.465 | 815200 | 2934696.5224 | 325271 | 1170966.2323 | Distributed from 923 Generation And Fuel | 2019
15096 | 2022 | ND | Enderlin | 54908 | GEN1 |  | SB | ST | AB | 5.1 | 0 | 0 | 0 | 0 | 0 | EIA-923 Generator File | 1983
15097 | 2022 | ND | Enderlin | 54908 | GEN2 |  | SB | ST | AB | 4.7 | 0 | 0 | 0 | 0 | 0 | EIA-923 Generator File | 1983
15098 | 2022 | ND | Foxtail Wind, LLC | 61747 | 1 |  | OP | WT | WND | 150 | 0.424 | 556669 | 2003992.3681 | 220951 | 795417.2367 | Distributed from 923 Generation And Fuel | 2020
15099 | 2022 | ND | FPL Energy Ashtabula Wind LLC | 56919 | GE15 |  | OP | WT | WND | 148.5 | 0.502 | 652652 | 2349528.4038 | 237895 | 856415.1487 | Distributed from 923 Generation And Fuel | 2008
15100 | 2022 | ND | FPL Energy Burleigh County Wind | 56357 | GE |  | OP | WT | WND | 18 | 0.467 | 73637.818 | 265094.024 | 26841.455 | 96628.465 | Distributed from 923 Generation And Fuel | 2006
15101 | 2022 | ND | FPL Energy Burleigh County Wind | 56357 | GE15 |  | OP | WT | WND | 31.5 | 0.467 | 128866.182 | 463914.5439 | 46972.545 | 169099.8092 | Distributed from 923 Generation And Fuel | 2005
15102 | 2022 | ND | FPL Energy North Dakota Wind I/II | 56099 | GE15 |  | OP | WT | WND | 61.5 | 0.271 | 145805 | 524893.8008 | 53147 | 191327.6694 | Distributed from 923 Generation And Fuel | 2003
15103 | 2022 | ND | FPL Energy Oliver Wind I LLC | 56392 | 1 |  | OP | WT | WND | 50.6 | 0.438 | 194340 | 699618.4031 | 70838 | 255014.7599 | Distributed from 923 Generation And Fuel | 2006
15104 | 2022 | ND | FPL Energy Oliver Wind II LLC | 56573 | 2 |  | OP | WT | WND | 48 | 0.506 | 212913 | 766480.6682 | 77608 | 279386.5649 | Distributed from 923 Generation And Fuel | 2007
15105 | 2022 | ND | Garrison | 2815 | 1 |  | OP | HY | WAT | 121.6 | 0.351 | 373389.329 | 1344190.8309 | 165687.816 | 596471.3658 | Distributed from 923 Generation And Fuel | 1956
15106 | 2022 | ND | Garrison | 2815 | 2 |  | OP | HY | WAT | 121.6 | 0.351 | 373389.329 | 1344190.8309 | 165687.816 | 596471.3658 | Distributed from 923 Generation And Fuel | 1956
15107 | 2022 | ND | Garrison | 2815 | 3 |  | OP | HY | WAT | 121.6 | 0.351 | 373389.329 | 1344190.8309 | 165687.816 | 596471.3658 | Distributed from 923 Generation And Fuel | 1956
15108 | 2022 | ND | Garrison | 2815 | 4 |  | OP | HY | WAT | 109.3 | 0.351 | 335620.507 | 1208224.1594 | 148928.276 | 536137.5045 | Distributed from 923 Generation And Fuel | 1960
15109 | 2022 | ND | Garrison | 2815 | 5 |  | OP | HY | WAT | 109.3 | 0.351 | 335620.507 | 1208224.1594 | 148928.276 | 536137.5045 | Distributed from 923 Generation And Fuel | 1960
15110 | 2022 | ND | Glen Ullin Energy Center | 62938 | 39001 |  | OP | WT | WND | 106.7 | 0.483 | 451429 | 1625131.3989 | 161535 | 581521.3478 | Distributed from 923 Generation And Fuel | 2019
15111 | 2022 | ND | Glen Ullin Station 6 | 57172 | 1 |  | OP | ST | WH | 5.3 | 0.294 | 13666 | 49197.2064 | 6103 | 21970.6242 | Distributed from 923 Generation And Fuel | 2009
15112 | 2022 | ND | Grafton | 2811 | 1 |  | SB | IC | DFO | 0.6 | 0 | 0 | 0 | 0 | 0 | Distributed from 923 Generation And Fuel | 1937
15113 | 2022 | ND | Grafton | 2811 | 2 |  | SB | IC | DFO | 0.8 | 0 | 0 | 0 | 0 | 0 | Distributed from 923 Generation And Fuel | 1949
15114 | 2022 | ND | Grafton | 2811 | 3 |  | SB | IC | DFO | 1.3 | 0 | 0 | 0 | 0 | 0 | Distributed from 923 Generation And Fuel | 1956
15115 | 2022 | ND | Grafton | 2811 | 4 |  | SB | IC | DFO | 1.3 | 0 | 0 | 0 | 0 | 0 | Distributed from 923 Generation And Fuel | 1956
15116 | 2022 | ND | Hillsboro | 56098 | 1 |  | OP | IC | DFO | 2 | 0.001 | 12 | 43.1997 | 4.5 | 16.1999 | Distributed from 923 Generation And Fuel | 2002
15117 | 2022 | ND | Hillsboro | 56098 | 2 |  | OP | IC | DFO | 2 | 0.001 | 12 | 43.1997 | 4.5 | 16.1999 | Distributed from 923 Generation And Fuel | 2002
15118 | 2022 | ND | Jamestown | 2801 | 1 |  | SB | GT | DFO | 24.1 | 0.002 | 445.5 | 1603.7872 | 165.5 | 595.7952 | Distributed from 923 Generation And Fuel | 1976
15119 | 2022 | ND | Jamestown | 2801 | 2 |  | SB | GT | DFO | 24.1 | 0.002 | 445.5 | 1603.7872 | 165.5 | 595.7952 | Distributed from 923 Generation And Fuel | 1978
15120 | 2022 | ND | Kindred School | 56242 | 1 |  | SB | IC | DFO | 2 | 0.003 | 58 | 208.7983 | 0 | 0 | Distributed from 923 Generation And Fuel | 2001
15121 | 2022 | ND | Langdon Renewables, LLC | 56605 | GE15 |  | OP | WT | WND | 118.5 | 0.499 | 517989 | 1864745.482 | 188809 | 679706.9623 | Distributed from 923 Generation And Fuel | 2007
15122 | 2022 | ND | Langdon Wind Energy Center | 57033 | 1 |  | OP | WT | WND | 40.5 | 0.384 | 136370 | 490928.0726 | 49708 | 178947.3684 | Distributed from 923 Generation And Fuel | 2007
15123 | 2022 | ND | Langdon Wind II LLC | 56912 | GE15 |  | OP | WT | WND | 40.5 | 0.523 | 185534 | 667917.0567 | 67628 | 243458.8523 | Distributed from 923 Generation And Fuel | 2008
15124 | 2022 | ND | Leland Olds | 2817 | 1 | 1 | OP | ST | LIG | 216 | 0.653 | 1235429 | 4447508.8199 | 557822 | 2008143.1349 | EIA-923 Generator File | 1966
15125 | 2022 | ND | Leland Olds | 2817 | 2 | 1 | OP | ST | LIG | 440 | 0.667 | 2572149 | 9259662.3227 | 1175718 | 4232550.9396 | EIA-923 Generator File | 1975
15126 | 2022 | ND | Lindahl Wind Project, LLC | 59684 | LWP01 |  | OP | WT | WND | 150 | 0.464 | 609134 | 2192864.8571 | 218581 | 786885.3049 | Distributed from 923 Generation And Fuel | 2017
15127 | 2022 | ND | Lonesome Creek Station | 57943 | 01 |  | OP | GT | NG | 60.5 | 0.207 | 109930 | 395744.834 | 49790.167 | 179243.1673 | Distributed from 923 Generation And Fuel | 2013
15128 | 2022 | ND | Lonesome Creek Station | 57943 | 02 |  | OP | GT | NG | 60.5 | 0.207 | 109930 | 395744.834 | 49790.167 | 179243.1673 | Distributed from 923 Generation And Fuel | 2015
15129 | 2022 | ND | Lonesome Creek Station | 57943 | 03 |  | OP | GT | NG | 60.5 | 0.207 | 109930 | 395744.834 | 49790.167 | 179243.1673 | Distributed from 923 Generation And Fuel | 2015
15130 | 2022 | ND | Lonesome Creek Station | 57943 | 04 |  | OP | GT | NG | 60.5 | 0.207 | 109930 | 395744.834 | 49790.167 | 179243.1673 | Distributed from 923 Generation And Fuel | 2017
15131 | 2022 | ND | Lonesome Creek Station | 57943 | 05 |  | OP | GT | NG | 60.5 | 0.207 | 109930 | 395744.834 | 49790.167 | 179243.1673 | Distributed from 923 Generation And Fuel | 2017
15132 | 2022 | ND | Lonesome Creek Station | 57943 | 06 |  | OP | GT | NG | 60.5 | 0.207 | 109930 | 395744.834 | 49790.167 | 179243.1673 | Distributed from 923 Generation And Fuel | 2021
15133 | 2022 | ND | Luverne Wind Energy Center | 57031 | 1 |  | OP | WT | WND | 49.5 | 0.407 | 176493 | 635369.717 | 64333 | 231596.9472 | Distributed from 923 Generation And Fuel | 2009
15134 | 2022 | ND | Merricourt Wind Energy Center | 57048 | 1 |  | OP | WT | WND | 150 | 0.438 | 575654 | 2072337.8213 | 237713 | 855759.9539 | Distributed from 923 Generation And Fuel | 2020
15135 | 2022 | ND | Milton R Young | 2823 | 1 | 1 | OP | ST | LIG | 257 | 0.788 | 1773088 | 6383065.7355 | 728977 | 2624296.2056 | EIA-923 Generator File | 1970
15136 | 2022 | ND | Milton R Young | 2823 | 2 | 1 | OP | ST | LIG | 477 | 0.571 | 2384958 | 8585780.1138 | 1198995 | 4316347.4692 | EIA-923 Generator File | 1977
15137 | 2022 | ND | Minot Wind Project | 55995 | MWP2 |  | OP | WT | WND | 4.5 | 0.321 | 12646.901 | 45528.4794 | 4609.648 | 16594.6 | Distributed from 923 Generation And Fuel | 2009
15138 | 2022 | ND | Minot Wind Project | 55995 | MWP |  | RE | WT | WND | 2.6 | 0.321 | 7307.099 | 26305.346 | 2663.352 | 9587.9905 | Distributed from 923 Generation And Fuel | 2003 | 2022
15139 | 2022 | ND | New Frontier Wind | 59903 | GEN |  | OP | WT | WND | 100 | 0.5 | 437634 | 1575469.7962 | 155683 | 560454.3164 | Distributed from 923 Generation And Fuel | 2018
15140 | 2022 | ND | Oliver Wind III, LLC | 60905 | WT1 |  | OP | WT | WND | 99.3 | 0.528 | 459699 | 1654903.1608 | 166181 | 598246.814 | Distributed from 923 Generation And Fuel | 2017
15141 | 2022 | ND | Pembina Land Port of Entry Wind Turbine | 62782 | PEMWT |  | RE | WT | WND | 1 | 0 | 0 | 0 | 0 | 0 | Distributed from 923 Generation And Fuel | 2012 | 2022
15142 | 2022 | ND | Pioneer Generation Station | 57881 | 01 |  | OP | GT | NG | 60.5 | 0.195 | 103210.667 | 371555.4288 | 56009 | 201630.787 | Distributed from 923 Generation And Fuel | 2013
15143 | 2022 | ND | Pioneer Generation Station | 57881 | 02 |  | OP | GT | NG | 60.5 | 0.195 | 103210.667 | 371555.4288 | 56009 | 201630.787 | Distributed from 923 Generation And Fuel | 2014
15144 | 2022 | ND | Pioneer Generation Station | 57881 | 03 |  | OP | GT | NG | 60.5 | 0.195 | 103210.667 | 371555.4288 | 56009 | 201630.787 | Distributed from 923 Generation And Fuel | 2014
15145 | 2022 | ND | Pioneer Generation Station | 57881 | 11 |  | OP | IC | NG | 9.3 | 0.436 | 35505.75 | 127819.6774 | 19267.833 | 69363.6439 | Distributed from 923 Generation And Fuel | 2017
15146 | 2022 | ND | Pioneer Generation Station | 57881 | 12 |  | OP | IC | NG | 9.3 | 0.436 | 35505.75 | 127819.6774 | 19267.833 | 69363.6439 | Distributed from 923 Generation And Fuel | 2017
15147 | 2022 | ND | Pioneer Generation Station | 57881 | 13 |  | OP | IC | NG | 9.3 | 0.436 | 35505.75 | 127819.6774 | 19267.833 | 69363.6439 | Distributed from 923 Generation And Fuel | 2017
15148 | 2022 | ND | Pioneer Generation Station | 57881 | 14 |  | OP | IC | NG | 9.3 | 0.436 | 35505.75 | 127819.6774 | 19267.833 | 69363.6439 | Distributed from 923 Generation And Fuel | 2017
15149 | 2022 | ND | Pioneer Generation Station | 57881 | 15 |  | OP | IC | NG | 9.3 | 0.436 | 35505.75 | 127819.6774 | 19267.833 | 69363.6439 | Distributed from 923 Generation And Fuel | 2017
15150 | 2022 | ND | Pioneer Generation Station | 57881 | 16 |  | OP | IC | NG | 9.3 | 0.436 | 35505.75 | 127819.6774 | 19267.833 | 69363.6439 | Distributed from 923 Generation And Fuel | 2017
15151 | 2022 | ND | Pioneer Generation Station | 57881 | 17 |  | OP | IC | NG | 9.3 | 0.436 | 35505.75 | 127819.6774 | 19267.833 | 69363.6439 | Distributed from 923 Generation And Fuel | 2017
15152 | 2022 | ND | Pioneer Generation Station | 57881 | 18 |  | OP | IC | NG | 9.3 | 0.436 | 35505.75 | 127819.6774 | 19267.833 | 69363.6439 | Distributed from 923 Generation And Fuel | 2017
15153 | 2022 | ND | Pioneer Generation Station | 57881 | 19 |  | OP | IC | NG | 9.3 | 0.436 | 35505.75 | 127819.6774 | 19267.833 | 69363.6439 | Distributed from 923 Generation And Fuel | 2017
15154 | 2022 | ND | Pioneer Generation Station | 57881 | 20 |  | OP | IC | NG | 9.3 | 0.436 | 35505.75 | 127819.6774 | 19267.833 | 69363.6439 | Distributed from 923 Generation And Fuel | 2017
15155 | 2022 | ND | Pioneer Generation Station | 57881 | 21 |  | OP | IC | NG | 9.3 | 0.436 | 35505.75 | 127819.6774 | 19267.833 | 69363.6439 | Distributed from 923 Generation And Fuel | 2017
15156 | 2022 | ND | Pioneer Generation Station | 57881 | 22 |  | OP | IC | NG | 9.3 | 0.436 | 35505.75 | 127819.6774 | 19267.833 | 69363.6439 | Distributed from 923 Generation And Fuel | 2017
15157 | 2022 | ND | Prairie Winds ND1 | 56607 | ND1 |  | OP | WT | WND | 115.5 | 0.319 | 323088 | 1163107.4951 | 117767 | 423957.8083 | Distributed from 923 Generation And Fuel | 2009
15158 | 2022 | ND | R M Heskett | 2790 | 3 |  | OP | GT | NG | 88 | 0.003 | 2343 | 8434.7325 | 2739 | 9860.3211 | Distributed from 923 Generation And Fuel | 2014
15159 | 2022 | ND | R M Heskett | 2790 | 1 | 1 | RE | ST | LIG | 40 | 0.033 | 11691 | 42087.2633 | 0 | 0 | EIA-923 Generator File | 1954 | 2022
15160 | 2022 | ND | R M Heskett | 2790 | 2 | 1 | RE | ST | LIG | 75 | 0.054 | 35648 | 128331.7733 | -311 | -1119.591 | EIA-923 Generator File | 1963 | 2022
15161 | 2022 | ND | Rugby Wind Power Project | 57097 | 1 |  | OP | WT | WND | 149 | 0.329 | 429440 | 1545971.6322 | 156533 | 563514.2919 | Distributed from 923 Generation And Fuel | 2009
15162 | 2022 | ND | Spiritwood Station | 56786 | 1 | 1 | OP | ST | RC | 106.2 | 0.211 | 196596 | 707739.9381 | 93519 | 336665.7067 | EIA-923 Generator File | 2014
15163 | 2022 | ND | Sunflower Wind Project | 60088 | SNFLR |  | OP | WT | WND | 104 | 0.504 | 458838 | 1651803.5856 | 154404 | 555849.9532 | Distributed from 923 Generation And Fuel | 2016
15164 | 2022 | ND | Tatanka Wind Power LLC | 56669 | TW1 |  | OP | WT | WND | 180 | 0.112 | 176807 | 636500.108 | 86476 | 311311.1095 | Distributed from 923 Generation And Fuel | 2008
15165 | 2022 | ND | Tesoro Mandan Cogeneration Plant | 52133 | GEN1 |  | OP | ST | OG | 2.5 | 0.911 | 19959 | 71851.8252 | 8739 | 31460.1483 | EIA-923 Generator File | 1954
15166 | 2022 | ND | Tesoro Mandan Cogeneration Plant | 52133 | GEN2 |  | OP | ST | OG | 2.5 | 0.97 | 21248 | 76492.1881 | 8900 | 32039.7437 | EIA-923 Generator File | 1954
15167 | 2022 | ND | Tesoro Mandan Cogeneration Plant | 52133 | GEN3 |  | OA | ST | AB | 2.5 | 0.101 | 2202 | 7927.1366 | -1519 | -5468.3563 | EIA-923 Generator File | 1958
15168 | 2022 | ND | Thunder Spirit Wind, LLC | 58965 | 2 |  | OP | WT | WND | 48 | 0.424 | 178113.955 | 641205.1084 | 64923.473 | 233722.633 | Distributed from 923 Generation And Fuel | 2018
15169 | 2022 | ND | Thunder Spirit Wind, LLC | 58965 | THNDR |  | OP | WT | WND | 107.5 | 0.424 | 398901.045 | 1436032.2737 | 145401.527 | 523441.3097 | Distributed from 923 Generation And Fuel | 2015
15170 | 2022 | ND | Velva Windfarm LLC | 56670 | VW1 |  | OP | WT | WND | 11.9 | 0.303 | 31575 | 113669.0906 | 11509 | 41432.0685 | Distributed from 923 Generation And Fuel | 2005
15171 | 2022 | ND | Wilton Wind II LLC | 57120 | 1 |  | OP | WT | WND | 49.5 | 0.497 | 215714 | 776564.1875 | 78629 | 283062.1355 | Distributed from 923 Generation And Fuel | 2009
15172 | 2022 | NE | Ainsworth Wind | 56162 | 1 |  | OP | WT | WND | 59.4 | 0.171 | 89103 | 320768.2339 | 29980 | 107927.1366 | Distributed from 923 Generation And Fuel | 2005
15173 | 2022 | NE | Airport 009239 SCS Lexington, LLC | 65411 | 20215 |  | OP | PV | SUN | 1 | 0.262 | 2295 | 8261.9339 | 1336 | 4809.5615 | Distributed from 923 Generation And Fuel | 2021
15174 | 2022 | NE | Ansley | 2214 | 2 |  | OP | IC | NG | 0.9 | 0.001 | 7.8 | 28.0798 | 3.6 | 12.9599 | Distributed from 923 Generation And Fuel | 1976
15175 | 2022 | NE | Ansley | 2214 | 3 |  | OP | IC | DFO | 0.6 | 0.001 | 5.2 | 18.7199 | 2.4 | 8.6399 | Distributed from 923 Generation And Fuel | 1969
15176 | 2022 | NE | Archer Daniels Midland Columbus | 57046 | GEN1 | 2 | OP | ST | SUB | 71.4 | 0.456 | 284996 | 1025977.3922 | 124114 | 446806.8255 | EIA-923 Generator File | 2010
15177 | 2022 | NE | Archer Daniels Midland Lincoln | 10862 | GEN1 |  | OP | ST | SUB | 7.9 | 0.44 | 30432 | 109554.3236 | 14616.821 | 52620.1346 | EIA-923 Generator File | 1988
15178 | 2022 | NE | Arnold | 2216 | 1 |  | RE | IC | DFO | 0.5 | 0 | 0 | 0 | 0 | 0 | Distributed from 923 Generation And Fuel | 1960 | 2022
15179 | 2022 | NE | Arnold | 2216 | 2A |  | RE | IC | DFO | 0.1 | 0 | 0 | 0 | 0 | 0 | Distributed from 923 Generation And Fuel | 1937 | 2022
15180 | 2022 | NE | Arnold | 2216 | 3 |  | RE | IC | DFO | 0.2 | 0 | 0 | 0 | 0 | 0 | Distributed from 923 Generation And Fuel | 1942 | 2022
15181 | 2022 | NE | Arnold | 2216 | 4 |  | RE | IC | DFO | 0.3 | 0 | 0 | 0 | 0 | 0 | Distributed from 923 Generation And Fuel | 1946 | 2022
15182 | 2022 | NE | Auburn | 2215 | 1 |  | OP | IC | NG | 2.4 | 0 | 7.572 | 27.259 | 4.364 | 15.7103 | Distributed from 923 Generation And Fuel | 1982
15183 | 2022 | NE | Auburn | 2215 | 2 |  | OP | IC | NG | 1 | 0 | 3.155 | 11.3579 | 1.818 | 6.5447 | Distributed from 923 Generation And Fuel | 1949
15184 | 2022 | NE | Auburn | 2215 | 4A |  | OP | IC | NG | 3.7 | 0 | 11.674 | 42.0261 | 6.727 | 24.217 | Distributed from 923 Generation And Fuel | 1993
15185 | 2022 | NE | Auburn | 2215 | 5 |  | OP | IC | NG | 3.3 | 0 | 10.412 | 37.4829 | 6 | 21.5998 | Distributed from 923 Generation And Fuel | 1973
15186 | 2022 | NE | Auburn | 2215 | 6 |  | OP | IC | NG | 2.7 | 0 | 8.519 | 30.6682 | 4.909 | 17.6723 | Distributed from 923 Generation And Fuel | 1967
15187 | 2022 | NE | Auburn | 2215 | 7 |  | OP | IC | NG | 5.6 | 0 | 17.668 | 63.6043 | 10.182 | 36.6549 | Distributed from 923 Generation And Fuel | 1987
15188 | 2022 | NE | Beatrice | 8000 | CT1 |  | OP | CT | NG | 76.6 | 0.19 | 127705 | 459734.3221 | 90084 | 324299.8056 | EIA-923 Generator File | 2005
15189 | 2022 | NE | Beatrice | 8000 | CT2 |  | OP | CT | NG | 76.6 | 0.182 | 121821 | 438552.0916 | 85547 | 307966.7363 | EIA-923 Generator File | 2005
15190 | 2022 | NE | Beatrice | 8000 | ST1 | 2 | OP | CA | NG | 93.9 | 0.186 | 153280 | 551803.5856 | 107724 | 387803.2976 | EIA-923 Generator File | 2005
15191 | 2022 | NE | Beaver City | 2217 | 1 |  | OP | IC | DFO | 0.5 | 0 | 0 | 0 | 0 | 0 | Distributed from 923 Generation And Fuel | 1957
15192 | 2022 | NE | Beaver City | 2217 | 2 |  | OP | IC | NG | 0.3 | 0 | 0 | 0 | 0 | 0 | Distributed from 923 Generation And Fuel | 1963
15193 | 2022 | NE | Beaver City | 2217 | 3 |  | OP | IC | DFO | 0.3 | 0 | 0 | 0 | 0 | 0 | Distributed from 923 Generation And Fuel | 1947
15194 | 2022 | NE | Beaver City | 2217 | 4 |  | OP | IC | NG | 0.9 | 0 | 0 | 0 | 0 | 0 | Distributed from 923 Generation And Fuel | 1967
15195 | 2022 | NE | Broken Bow | 2221 | 1 |  | OP | IC | DFO | 0.5 | 0.001 | 2.701 | 9.7235 | 1.092 | 3.9312 | Distributed from 923 Generation And Fuel | 1936
15196 | 2022 | NE | Broken Bow | 2221 | 2 |  | OP | IC | NG | 3.5 | 0.001 | 18.908 | 68.0683 | 7.644 | 27.5182 | Distributed from 923 Generation And Fuel | 1970
15197 | 2022 | NE | Broken Bow | 2221 | 3 |  | OP | IC | DFO | 0.8 | 0.001 | 4.322 | 15.5591 | 1.747 | 6.2891 | Distributed from 923 Generation And Fuel | 1945
15198 | 2022 | NE | Broken Bow | 2221 | 4 |  | OP | IC | NG | 0.8 | 0.001 | 4.322 | 15.5591 | 1.747 | 6.2891 | Distributed from 923 Generation And Fuel | 1951
15199 | 2022 | NE | Broken Bow | 2221 | 5 |  | OP | IC | NG | 1 | 0.001 | 5.402 | 19.447 | 2.184 | 7.8623 | Distributed from 923 Generation And Fuel | 1951
15200 | 2022 | NE | Broken Bow | 2221 | 6 |  | OP | IC | NG | 2.1 | 0.001 | 11.345 | 40.8417 | 4.586 | 16.5095 | Distributed from 923 Generation And Fuel | 1961
15201 | 2022 | NE | Broken Bow Wind II, LLC | 58981 | BBII |  | OP | WT | WND | 73.1 | 0.488 | 312464 | 1124861.4011 | 105133 | 378475.7722 | Distributed from 923 Generation And Fuel | 2014
15202 | 2022 | NE | Broken Bow Wind LLC | 57593 | 1 |  | OP | WT | WND | 79.9 | 0.48 | 335739 | 1208650.7308 | 112965 | 406670.7466 | Distributed from 923 Generation And Fuel | 2012
15203 | 2022 | NE | Burt County Solar Hybrid | 64222 | 1 |  | OP | PV | SUN | 0.7 | 0.26 | 1592 | 5731.1542 | 927 | 3337.1733 | Distributed from 923 Generation And Fuel | 2021
15204 | 2022 | NE | Burt County Solar Hybrid | 64222 | 2 |  | OP | BA | MWH | 0.7 | -0.009 | -56 | -201.5984 | -25 | -89.9993 | Distributed from 923 Generation And Fuel | 2021
15205 | 2022 | NE | Burwell | 2222 | 1 |  | OP | IC | DFO | 1.3 | 0.001 | 8.667 | 31.201 | 3.333 | 11.9987 | Distributed from 923 Generation And Fuel | 1972
15206 | 2022 | NE | Burwell | 2222 | 2 |  | OP | IC | DFO | 1.1 | 0.001 | 7.333 | 26.3986 | 2.821 | 10.1555 | Distributed from 923 Generation And Fuel | 1968
15207 | 2022 | NE | Burwell | 2222 | 3 |  | OP | IC | DFO | 0.9 | 0.001 | 6 | 21.5998 | 2.308 | 8.3087 | Distributed from 923 Generation And Fuel | 1960
15208 | 2022 | NE | Burwell | 2222 | 4 |  | SB | IC | DFO | 0.6 | 0.001 | 4 | 14.3999 | 1.538 | 5.5368 | Distributed from 923 Generation And Fuel | 1955
15209 | 2022 | NE | C W Burdick | 2241 | GT1 |  | OP | GT | NG | 16 | 0.009 | 1227.899 | 4420.401 | 856.919 | 3084.8837 | Distributed from 923 Generation And Fuel | 1968
15210 | 2022 | NE | C W Burdick | 2241 | GT2 |  | OP | GT | NG | 63.4 | 0.009 | 4865.55 | 17515.8399 | 3395.541 | 12223.8498 | Distributed from 923 Generation And Fuel | 2003
15211 | 2022 | NE | C W Burdick | 2241 | GT3 |  | OP | GT | NG | 63.4 | 0.009 | 4865.55 | 17515.8399 | 3395.541 | 12223.8498 | Distributed from 923 Generation And Fuel | 2003
15212 | 2022 | NE | Cambridge | 2223 | CAT1 |  | SB | IC | DFO | 2 | 0.001 | 18.5 | 66.5995 | 7 | 25.1998 | Distributed from 923 Generation And Fuel | 2005
15213 | 2022 | NE | Cambridge | 2223 | CAT2 |  | OP | IC | DFO | 2 | 0.001 | 18.5 | 66.5995 | 7 | 25.1998 | Distributed from 923 Generation And Fuel | 2005
15214 | 2022 | NE | Campbell Village | 2225 | IC4 |  | SB | IC | DFO | 1 | 0 | 0 | 0 | 0 | 0 | Distributed from 923 Generation And Fuel | 1983
15215 | 2022 | NE | Canaday | 2226 | 1 | 1 | OP | ST | NG | 108.8 | 0.023 | 21993 | 79174.1666 | 21030 | 75707.3943 | EIA-923 Generator File | 1958
15216 | 2022 | NE | Cass County | 55972 | CT-1 |  | OP | GT | NG | 172.5 | 0.066 | 100324 | 361163.5107 | 88169.5 | 317407.6607 | Distributed from 923 Generation And Fuel | 2003
15217 | 2022 | NE | Cass County | 55972 | CT-2 |  | OP | GT | NG | 172.5 | 0.066 | 100324 | 361163.5107 | 88169.5 | 317407.6607 | Distributed from 923 Generation And Fuel | 2003
15218 | 2022 | NE | CCC Hastings Wind Turbine | 60931 | WT1 |  | OP | WT | WND | 1.7 | 0.542 | 8068 | 29044.5676 | 2715 | 9773.9218 | Distributed from 923 Generation And Fuel | 2016
15219 | 2022 | NE | Chappell | 2230 | 5 |  | OP | IC | DFO | 1.1 | 0.001 | 5 | 17.9999 | 0 | 0 | Distributed from 923 Generation And Fuel | 1982
15220 | 2022 | NE | City Light & Water | 7481 | 1 |  | OP | IC | DFO | 0.9 | 0 | 1.385 | 4.986 | 0 | 0 | Distributed from 923 Generation And Fuel | 1987
15221 | 2022 | NE | City Light & Water | 7481 | 2 |  | OP | IC | DFO | 0.4 | 0 | 0.615 | 2.214 | 0 | 0 | Distributed from 923 Generation And Fuel | 1987
15222 | 2022 | NE | City of Lexington | 61467 | LXNE1 |  | OP | PV | SUN | 3.5 | 0.232 | 7110 | 25595.7952 | 4139 | 14900.2808 | Distributed from 923 Generation And Fuel | 2017
15223 | 2022 | NE | Columbus | 2260 | 1 |  | OP | HY | WAT | 15.2 | 0.22 | 29332 | 105594.3552 | 13015.667 | 46856.0264 | Distributed from 923 Generation And Fuel | 1936
15224 | 2022 | NE | Columbus | 2260 | 2 |  | OP | HY | WAT | 15.2 | 0.22 | 29332 | 105594.3552 | 13015.667 | 46856.0264 | Distributed from 923 Generation And Fuel | 1936
15225 | 2022 | NE | Columbus | 2260 | 3 |  | OP | HY | WAT | 15.2 | 0.22 | 29332 | 105594.3552 | 13015.667 | 46856.0264 | Distributed from 923 Generation And Fuel | 1936
15226 | 2022 | NE | Cooper Nuclear Station | 8036 | 1 | 1 | OP | ST | NUC | 801 | 0.801 | 5618504 | 20226452.5884 | 2551754 | 9186240.9101 | Distributed from 923 Generation And Fuel | 1974
15227 | 2022 | NE | Cottonwood Wind Energy Center | 61407 | CTNWD |  | OP | WT | WND | 89.7 | 0.557 | 437925 | 1576517.3879 | 153993 | 554370.365 | Distributed from 923 Generation And Fuel | 2017
15228 | 2022 | NE | Creston Ridge II, LLC | 61668 | CR2-1 |  | OP | WT | WND | 2.3 | 0.581 | 11700.667 | 42122.0642 | 3937 | 14173.0866 | Distributed from 923 Generation And Fuel | 2017
15229 | 2022 | NE | Creston Ridge II, LLC | 61668 | CR2-2 |  | OP | WT | WND | 2.3 | 0.581 | 11700.667 | 42122.0642 | 3937 | 14173.0866 | Distributed from 923 Generation And Fuel | 2017
15230 | 2022 | NE | Creston Ridge II, LLC | 61668 | CR2-3 |  | OP | WT | WND | 2.3 | 0.581 | 11700.667 | 42122.0642 | 3937 | 14173.0866 | Distributed from 923 Generation And Fuel | 2017
15231 | 2022 | NE | Creston Ridge Wind Farm | 60932 | WT1 |  | OP | WT | WND | 6.8 | 0.514 | 30595 | 110141.1189 | 10294 | 37058.1035 | Distributed from 923 Generation And Fuel | 2015
15232 | 2022 | NE | Crete | 2231 | 7 |  | OP | IC | NG | 6 | 0.002 | 82 | 295.1976 | 50 | 179.9986 | Distributed from 923 Generation And Fuel | 1973
15233 | 2022 | NE | Crofton Bluffs Wind LLC | 57278 | CWET1 |  | OP | WT | WND | 40 | 0.481 | 168520 | 606667.1467 | 56701 | 204121.967 | Distributed from 923 Generation And Fuel | 2012
15234 | 2022 | NE | Cuming County Renewables, LLC | 63393 | T-1 |  | OP | WT | WND | 2.5 | 0.428 | 9383 | 33778.5298 | 3157 | 11365.1091 | Distributed from 923 Generation And Fuel | 2019
15235 | 2022 | NE | Curtis | 2232 | 2 |  | OP | IC | NG | 0.9 | 0.001 | 11.647 | 41.9289 | 7.941 | 28.5874 | Distributed from 923 Generation And Fuel | 1955
15236 | 2022 | NE | Curtis | 2232 | 3 |  | OP | IC | NG | 1.1 | 0.001 | 14.235 | 51.2456 | 9.706 | 34.9413 | Distributed from 923 Generation And Fuel | 1969
15237 | 2022 | NE | Curtis | 2232 | 4 |  | OP | IC | NG | 1.4 | 0.001 | 18.118 | 65.2243 | 12.353 | 44.4704 | Distributed from 923 Generation And Fuel | 1975
15238 | 2022 | NE | David City | 2233 | 1 |  | OP | IC | NG | 1.5 | 0 | 3.538 | 12.7367 | 1.274 | 4.5864 | Distributed from 923 Generation And Fuel | 1960
15239 | 2022 | NE | David City | 2233 | 2 |  | OP | IC | DFO | 1 | 0 | 2.358 | 8.4887 | 0.849 | 3.0564 | Distributed from 923 Generation And Fuel | 1949
15240 | 2022 | NE | David City | 2233 | 3 |  | OP | IC | NG | 1 | 0 | 2.358 | 8.4887 | 0.849 | 3.0564 | Distributed from 923 Generation And Fuel | 1955
15241 | 2022 | NE | David City | 2233 | 4 |  | OP | IC | NG | 2.3 | 0 | 5.425 | 19.5298 | 1.953 | 7.0307 | Distributed from 923 Generation And Fuel | 1966
15242 | 2022 | NE | David City | 2233 | 5 |  | OP | IC | DFO | 1.6 | 0 | 3.774 | 13.5863 | 1.358 | 4.8888 | Distributed from 923 Generation And Fuel | 1996
15243 | 2022 | NE | David City | 2233 | 6 |  | OP | IC | DFO | 1.6 | 0 | 3.774 | 13.5863 | 1.358 | 4.8888 | Distributed from 923 Generation And Fuel | 1996
15244 | 2022 | NE | David City | 2233 | 7 |  | OP | IC | DFO | 1.6 | 0 | 3.774 | 13.5863 | 1.358 | 4.8888 | Distributed from 923 Generation And Fuel | 1996
15245 | 2022 | NE | Deshler | 2234 | 4 |  | OP | IC | DFO | 0.6 | 0 | 0 | 0 | 0 | 0 | Distributed from 923 Generation And Fuel | 1956
15246 | 2022 | NE | Deshler | 2234 | 5 |  | OP | IC | DFO | 1.1 | 0 | 0 | 0 | 0 | 0 | Distributed from 923 Generation And Fuel | 1999
15247 | 2022 | NE | Dodge County Solar Hybrid | 64223 | 1 |  | OP | PV | SUN | 0.7 | 0.254 | 1555 | 5597.9552 | 905 | 3257.9739 | Distributed from 923 Generation And Fuel | 2021
15248 | 2022 | NE | Dodge County Solar Hybrid | 64223 | 2 |  | OP | BA | MWH | 0.7 | -0.008 | -49 | -176.3986 | -22 | -79.1994 | Distributed from 923 Generation And Fuel | 2021
15249 | 2022 | NE | Don Henry | 2243 | 1 |  | SB | GT | NG | 22 | 0.012 | 2291 | 8247.534 | 1734 | 6242.3501 | Distributed from 923 Generation And Fuel | 1972
15250 | 2022 | NE | Elk City Station | 7955 | 1 |  | OP | IC | LFG | 0.8 | 0.871 | 6100.5 | 21961.6243 | 2723.625 | 9804.9716 | Distributed from 923 Generation And Fuel | 2002
15251 | 2022 | NE | Elk City Station | 7955 | 2 |  | OP | IC | LFG | 0.8 | 0.871 | 6100.5 | 21961.6243 | 2723.625 | 9804.9716 | Distributed from 923 Generation And Fuel | 2002
15252 | 2022 | NE | Elk City Station | 7955 | 3 |  | OP | IC | LFG | 0.8 | 0.871 | 6100.5 | 21961.6243 | 2723.625 | 9804.9716 | Distributed from 923 Generation And Fuel | 2002
15253 | 2022 | NE | Elk City Station | 7955 | 4 |  | OP | IC | LFG | 0.8 | 0.871 | 6100.5 | 21961.6243 | 2723.625 | 9804.9716 | Distributed from 923 Generation And Fuel | 2002
15254 | 2022 | NE | Elk City Station | 7955 | 5 |  | OP | IC | LFG | 0.8 | 0.871 | 6100.5 | 21961.6243 | 2723.625 | 9804.9716 | Distributed from 923 Generation And Fuel | 2006
15255 | 2022 | NE | Elk City Station | 7955 | 6 |  | OP | IC | LFG | 0.8 | 0.871 | 6100.5 | 21961.6243 | 2723.625 | 9804.9716 | Distributed from 923 Generation And Fuel | 2006
15256 | 2022 | NE | Elk City Station | 7955 | 7 |  | OP | IC | LFG | 0.8 | 0.871 | 6100.5 | 21961.6243 | 2723.625 | 9804.9716 | Distributed from 923 Generation And Fuel | 2006
15257 | 2022 | NE | Elk City Station | 7955 | 8 |  | OP | IC | LFG | 0.8 | 0.871 | 6100.5 | 21961.6243 | 2723.625 | 9804.9716 | Distributed from 923 Generation And Fuel | 2009
15258 | 2022 | NE | Elkhorn Ridge Wind LLC | 56947 | 1 |  | OP | WT | WND | 81 | 0.276 | 195580 | 704082.3673 | 65806 | 236899.7048 | Distributed from 923 Generation And Fuel | 2009
15259 | 2022 | NE | Emerson | 2235 | 2 |  | OP | IC | NG | 1.1 | 0 | 1.375 | 4.95 | 0.688 | 2.4768 | Distributed from 923 Generation And Fuel | 1968
15260 | 2022 | NE | Emerson | 2235 | 3 |  | OP | IC | DFO | 0.1 | 0 | 0.125 | 0.45 | 0.062 | 0.2232 | Distributed from 923 Generation And Fuel | 1947
15261 | 2022 | NE | Emerson | 2235 | 4 |  | OP | IC | NG | 0.4 | 0 | 0.5 | 1.8 | 0.25 | 0.89999 | Distributed from 923 Generation And Fuel | 1960
15262 | 2022 | NE | Falls City | 2237 | 1 |  | OP | IC | DFO | 0.6 | 0.001 | 3.105 | 11.1779 | 1.879 | 6.7643 | Distributed from 923 Generation And Fuel | 1930
15263 | 2022 | NE | Falls City | 2237 | 2 |  | OP | IC | DFO | 0.9 | 0.001 | 4.658 | 16.7687 | 2.818 | 10.1447 | Distributed from 923 Generation And Fuel | 1937
15264 | 2022 | NE | Falls City | 2237 | 3 |  | OP | IC | NG | 2.7 | 0.001 | 13.974 | 50.306 | 8.454 | 30.4342 | Distributed from 923 Generation And Fuel | 1965
15265 | 2022 | NE | Falls City | 2237 | 4 |  | OP | IC | NG | 1.1 | 0.001 | 5.693 | 20.4946 | 3.444 | 12.3983 | Distributed from 923 Generation And Fuel | 1946
15266 | 2022 | NE | Falls City | 2237 | 5 |  | OP | IC | NG | 2 | 0.001 | 10.351 | 37.2633 | 6.262 | 22.543 | Distributed from 923 Generation And Fuel | 1950
15267 | 2022 | NE | Falls City | 2237 | 6 |  | OP | IC | NG | 2.5 | 0.001 | 12.939 | 46.58 | 7.827 | 28.177 | Distributed from 923 Generation And Fuel | 1958
15268 | 2022 | NE | Falls City | 2237 | 7 |  | OP | IC | NG | 6.2 | 0.001 | 32.089 | 115.5195 | 19.412 | 69.8826 | Distributed from 923 Generation And Fuel | 1972
15269 | 2022 | NE | Falls City | 2237 | 8 |  | OP | IC | NG | 6 | 0.001 | 31.054 | 111.7935 | 18.786 | 67.6291 | Distributed from 923 Generation And Fuel | 1982
15270 | 2022 | NE | Falls City | 2237 | 9 |  | OP | IC | NG | 9.3 | 0.001 | 48.134 | 173.281 | 29.118 | 104.824 | Distributed from 923 Generation And Fuel | 2018
15271 | 2022 | NE | Flat Water Wind Farm LLC | 57283 | WTG1 |  | OP | WT | WND | 60 | 0.439 | 230780 | 830801.3536 | 77650 | 279537.7637 | Distributed from 923 Generation And Fuel | 2010
15272 | 2022 | NE | Fort Calhoun Community Solar | 63844 | FTCAL |  | OP | PV | SUN | 5 | 0.232 | 10152 | 36546.9076 | 5910 | 21275.8298 | Distributed from 923 Generation And Fuel | 2019
15273 | 2022 | NE | Franklin (NE) | 2238 | 1 |  | OP | IC | NG | 0.6 | 0 | 2 | 7.1999 | 1.385 | 4.986 | Distributed from 923 Generation And Fuel | 1963
15274 | 2022 | NE | Franklin (NE) | 2238 | 2 |  | OP | IC | NG | 1.3 | 0 | 4.333 | 15.5987 | 3 | 10.7999 | Distributed from 923 Generation And Fuel | 1974
15275 | 2022 | NE | Franklin (NE) | 2238 | 3 |  | OP | IC | NG | 1.1 | 0 | 3.667 | 13.2011 | 2.538 | 9.1367 | Distributed from 923 Generation And Fuel | 1969
15276 | 2022 | NE | Franklin (NE) | 2238 | 4 |  | OP | IC | NG | 0.9 | 0 | 3 | 10.7999 | 2.077 | 7.4771 | Distributed from 923 Generation And Fuel | 1955
15277 | 2022 | NE | Gavins Point | 6624 | 1 |  | OP | HY | WAT | 44.1 | 0.591 | 228418.333 | 822299.4204 | 101358.333 | 364887.0797 | Distributed from 923 Generation And Fuel | 1956
15278 | 2022 | NE | Gavins Point | 6624 | 2 |  | OP | HY | WAT | 44.1 | 0.591 | 228418.333 | 822299.4204 | 101358.333 | 364887.0797 | Distributed from 923 Generation And Fuel | 1956
15279 | 2022 | NE | Gavins Point | 6624 | 3 |  | OP | HY | WAT | 44.1 | 0.591 | 228418.333 | 822299.4204 | 101358.333 | 364887.0797 | Distributed from 923 Generation And Fuel | 1957
15280 | 2022 | NE | Gerald Gentleman | 6077 | 1 | 1 | OP | ST | SUB | 681.3 | 0.606 | 3619386 | 13029685.3625 | 1911247 | 6880434.1565 | EIA-923 Generator File | 1979
15281 | 2022 | NE | Gerald Gentleman | 6077 | 2 | 1 | OP | ST | SUB | 681.3 | 0.642 | 3831856 | 13794571.2434 | 1736444 | 6251148.3908 | EIA-923 Generator File | 1982
15282 | 2022 | NE | Grande Prairie Wind Farm | 58695 | 1 |  | OP | WT | WND | 400 | 0.433 | 1515545 | 5455918.3527 | 510770 | 1838757.2899 | Distributed from 923 Generation And Fuel | 2016
15283 | 2022 | NE | Hallam | 2265 | 1 |  | OP | GT | DFO | 56.7 | 0.004 | 1811 | 6519.5478 | 697 | 2509.1799 | Distributed from 923 Generation And Fuel | 1973
15284 | 2022 | NE | Hastings Community Solar Farm | 62833 | PV |  | OP | PV | SUN | 1.5 | 0.301 | 3954 | 14234.2861 | 2302 | 8287.1337 | Distributed from 923 Generation And Fuel | 2019
15285 | 2022 | NE | Haystack Wind Project, LLC | 64139 | 4444 |  | OP | WT | WND | 298 | 0.288 | 752911 | 2710457.9163 | 285989 | 1029552.1636 | Distributed from 923 Generation And Fuel | 2022
15286 | 2022 | NE | Hebron | 2266 | 1 |  | OP | GT | DFO | 56.7 | 0.005 | 2379 | 8564.3315 | 1372 | 4939.1605 | Distributed from 923 Generation And Fuel | 1973
15287 | 2022 | NE | Holdrege Solar Center | 59713 | HDSC |  | OP | PV | SUN | 4 | 0.206 | 7209 | 25952.1924 | 3849 | 13856.2891 | Distributed from 923 Generation And Fuel | 2016
15288 | 2022 | NE | J Street | 2250 | 1 |  | OP | GT | NG | 27 | 0.006 | 1329 | 4784.3617 | 1194 | 4298.3656 | Distributed from 923 Generation And Fuel | 1972
15289 | 2022 | NE | Jeffrey | 2227 | 1 |  | OP | HY | WAT | 10.8 | 0.392 | 37062 | 133422.1326 | 16446 | 59205.1264 | Distributed from 923 Generation And Fuel | 1941
15290 | 2022 | NE | Jeffrey | 2227 | 2 |  | OP | HY | WAT | 10.8 | 0.392 | 37062 | 133422.1326 | 16446 | 59205.1264 | Distributed from 923 Generation And Fuel | 1941
15291 | 2022 | NE | Johnson 1 | 2228 | 1 |  | OP | HY | WAT | 10.8 | 0.217 | 20487 | 73752.61 | 9091 | 32727.3382 | Distributed from 923 Generation And Fuel | 1941
15292 | 2022 | NE | Johnson 1 | 2228 | 2 |  | OP | HY | WAT | 10.8 | 0.217 | 20487 | 73752.61 | 9091 | 32727.3382 | Distributed from 923 Generation And Fuel | 1941
15293 | 2022 | NE | Johnson 2 | 2229 | 1 |  | OP | HY | WAT | 22.5 | 0.244 | 48081 | 173090.2153 | 21335 | 76805.3856 | Distributed from 923 Generation And Fuel | 1941
15294 | 2022 | NE | Jones Street | 2290 | 1 |  | OP | GT | DFO | 65 | 0.007 | 4046 | 14565.4835 | 1502.5 | 5408.9567 | Distributed from 923 Generation And Fuel | 1973
15295 | 2022 | NE | Jones Street | 2290 | 2 |  | OP | GT | DFO | 65 | 0.007 | 4046 | 14565.4835 | 1502.5 | 5408.9567 | Distributed from 923 Generation And Fuel | 1973
15296 | 2022 | NE | Kearney | 2268 | 1 |  | OP | HY | WAT | 1.5 | 0.029 | 375 | 1349.9892 | 166 | 597.5952 | Distributed from 923 Generation And Fuel | 1921
15297 | 2022 | NE | Kearney NPPD Solar Project | 61884 | PV1 |  | OP | PV | SUN | 5.8 | 0.245 | 12456 | 44841.2413 | 7251 | 26103.3912 | Distributed from 923 Generation And Fuel | 2017
15298 | 2022 | NE | Kimball | 2248 | 1 |  | OP | IC | DFO | 1 | 0.002 | 14.792 | 53.2508 | 5.521 | 19.8754 | Distributed from 923 Generation And Fuel | 1956
15299 | 2022 | NE | Kimball | 2248 | 2 |  | OP | IC | DFO | 1 | 0.002 | 14.792 | 53.2508 | 5.521 | 19.8754 | Distributed from 923 Generation And Fuel | 1955
15300 | 2022 | NE | Kimball | 2248 | 3 |  | OP | IC | DFO | 1.3 | 0.002 | 19.229 | 69.2238 | 7.177 | 25.837 | Distributed from 923 Generation And Fuel | 1959
15301 | 2022 | NE | Kimball | 2248 | 4 |  | OP | IC | DFO | 1.3 | 0.002 | 19.229 | 69.2238 | 7.177 | 25.837 | Distributed from 923 Generation And Fuel | 1960
15302 | 2022 | NE | Kimball | 2248 | 5 |  | OP | IC | DFO | 1.1 | 0.002 | 16.271 | 58.5751 | 6.073 | 21.8626 | Distributed from 923 Generation And Fuel | 1944
15303 | 2022 | NE | Kimball | 2248 | 6 |  | OP | IC | DFO | 3.9 | 0.002 | 57.688 | 207.6751 | 21.531 | 77.511 | Distributed from 923 Generation And Fuel | 1974
15304 | 2022 | NE | Kimball Wind | 56106 | KIM01 |  | OP | WT | WND | 30 | 0.501 | 131672 | 474015.4079 | 44303 | 159489.5241 | Distributed from 923 Generation And Fuel | 2018
15305 | 2022 | NE | Kingsley | 785 | 1 |  | OP | HY | WAT | 50 | 0.118 | 51645 | 185920.5126 | 22917 | 82500.54 | Distributed from 923 Generation And Fuel | 1984
15306 | 2022 | NE | Laredo Ridge Wind LLC | 57262 | 1 |  | OP | WT | WND | 79.9 | 0.368 | 257527 | 927089.7833 | 86649 | 311933.9045 | Distributed from 923 Generation And Fuel | 2011
15307 | 2022 | NE | Laurel | 2249 | 1 |  | SB | IC | NG | 1.3 | 0 | 2.229 | 8.0243 | 0 | 0 | Distributed from 923 Generation And Fuel | 1974
15308 | 2022 | NE | Laurel | 2249 | 2 |  | SB | IC | NG | 0.9 | 0 | 1.543 | 5.5548 | 0 | 0 | Distributed from 923 Generation And Fuel | 1970
15309 | 2022 | NE | Laurel | 2249 | 7 |  | SB | IC | NG | 1.3 | 0 | 2.229 | 8.0243 | 0 | 0 | Distributed from 923 Generation And Fuel | 1992
15310 | 2022 | NE | Little Blue Wind Project, LLC | 64336 | WFW |  | OP | WT | WND | 250.7 | 0.428 | 939305 | 3381470.9482 | 342871 | 1234325.7254 | Distributed from 923 Generation And Fuel | 2021
15311 | 2022 | NE | Lon Wright | 2240 | 5OT |  | OP | GT | NG | 40 | 0.023 | 7959 | 28652.1708 | 6024 | 21686.2265 | Distributed from 923 Generation And Fuel | 2003
15312 | 2022 | NE | Lon Wright | 2240 | 6 | 1 | OP | ST | SUB | 16.5 | 0.449 | 64857 | 233483.3321 | 36264 | 130549.3556 | EIA-923 Generator File | 1957
15313 | 2022 | NE | Lon Wright | 2240 | 7 | 1 | OP | ST | SUB | 22 | 0.397 | 76584 | 275700.1944 | 39957 | 143844.0492 | EIA-923 Generator File | 1963
15314 | 2022 | NE | Lon Wright | 2240 | 8 | 1 | OP | ST | SUB | 91.5 | 0.367 | 293895 | 1058013.5359 | 152700 | 549715.6023 | EIA-923 Generator File | 1976
15315 | 2022 | NE | Lon Wright | 2240 | SLR1 |  | OP | PV | SUN | 1.3 | 0.225 | 2559.87 | 9215.4583 | 1489.913 | 5363.6439 | Distributed from 923 Generation And Fuel | 2018
15316 | 2022 | NE | Lon Wright | 2240 | SLR2 |  | OP | PV | SUN | 1 | 0.225 | 1969.13 | 7088.8113 | 1146.087 | 4125.8802 | Distributed from 923 Generation And Fuel | 2018
15317 | 2022 | NE | Lyons | 2253 | 2 |  | OP | IC | DFO | 0.5 | 0 | 0 | 0 | 0 | 0 | Distributed from 923 Generation And Fuel | 1953
15318 | 2022 | NE | Lyons | 2253 | 3 |  | OP | IC | DFO | 0.8 | 0 | 0 | 0 | 0 | 0 | Distributed from 923 Generation And Fuel | 1960
15319 | 2022 | NE | Lyons | 2253 | 4A |  | OP | IC | DFO | 1.2 | 0 | 0 | 0 | 0 | 0 | Distributed from 923 Generation And Fuel | 1967
15320 | 2022 | NE | Madison Utilities | 7469 | FM1 |  | OP | IC | NG | 2 | 0 | 1.724 | 6.2064 | 0.69 | 2.484 | Distributed from 923 Generation And Fuel | 1959
15321 | 2022 | NE | Madison Utilities | 7469 | FM2 |  | OP | IC | NG | 1.3 | 0 | 1.121 | 4.0356 | 0.448 | 1.6128 | Distributed from 923 Generation And Fuel | 1959
15322 | 2022 | NE | Madison Utilities | 7469 | FM3 |  | OP | IC | NG | 1.1 | 0 | 0.948 | 3.4128 | 0.379 | 1.3644 | Distributed from 923 Generation And Fuel | 1953
15323 | 2022 | NE | Madison Utilities | 7469 | FM5 |  | OP | IC | NG | 1.4 | 0 | 1.207 | 4.3452 | 0.483 | 1.7388 | Distributed from 923 Generation And Fuel | 2006
15324 | 2022 | NE | McCook | 2271 | 1 |  | OP | GT | DFO | 56.7 | 0.005 | 2430 | 8747.93 | 1407 | 5065.1595 | Distributed from 923 Generation And Fuel | 1973
15325 | 2022 | NE | Milligan 1 Wind Farm | 64377 | SG275 |  | OP | WT | WND | 99 | 0.43 | 373064.34 | 1343020.8798 | 128829.69 | 463783.1737 | Distributed from 923 Generation And Fuel | 2020
15326 | 2022 | NE | Milligan 1 Wind Farm | 64377 | SG4.5 |  | OP | WT | WND | 135 | 0.43 | 508724.1 | 1831392.1089 | 175676.85 | 632431.6005 | Distributed from 923 Generation And Fuel | 2021
15327 | 2022 | NE | Milligan 1 Wind Farm | 64377 | V110 |  | OP | WT | WND | 66 | 0.43 | 248709.56 | 895347.2532 | 85886.46 | 309188.7825 | Distributed from 923 Generation And Fuel | 2020
15328 | 2022 | NE | Missouri River Wastewater Treatment | 55033 | 6013 |  | OP | IC | OBG | 1 | 0.5 | 4378 | 15760.6739 | 1672.667 | 6021.553 | Distributed from 923 Generation And Fuel | 2001
15329 | 2022 | NE | Missouri River Wastewater Treatment | 55033 | 6101 |  | OP | IC | OBG | 1 | 0.5 | 4378 | 15760.6739 | 1672.667 | 6021.553 | Distributed from 923 Generation And Fuel | 1985
15330 | 2022 | NE | Missouri River Wastewater Treatment | 55033 | 6102 |  | OP | IC | OBG | 1 | 0.5 | 4378 | 15760.6739 | 1672.667 | 6021.553 | Distributed from 923 Generation And Fuel | 1985
15331 | 2022 | NE | Mobile | 6229 | 1 |  | OP | IC | DFO | 1 | 0.001 | 5.484 | 19.7422 | 1.935 | 6.9659 | Distributed from 923 Generation And Fuel | 1980
15332 | 2022 | NE | Mobile | 6229 | 2 |  | OP | IC | DFO | 1.6 | 0.001 | 8.774 | 31.5861 | 3.097 | 11.1491 | Distributed from 923 Generation And Fuel | 1996
15333 | 2022 | NE | Mobile | 6229 | 500 |  | OP | IC | DFO | 0.5 | 0.001 | 2.742 | 9.8711 | 0.968 | 3.4848 | Distributed from 923 Generation And Fuel | 1994
15334 | 2022 | NE | Monroe (NE) | 2273 | 1 |  | OP | HY | WAT | 2.8 | 0.251 | 6155.667 | 22160.2239 | 2731.667 | 9833.9225 | Distributed from 923 Generation And Fuel | 1936
15335 | 2022 | NE | Monroe (NE) | 2273 | 2 |  | OP | HY | WAT | 2.8 | 0.251 | 6155.667 | 22160.2239 | 2731.667 | 9833.9225 | Distributed from 923 Generation And Fuel | 1936
15336 | 2022 | NE | Monroe (NE) | 2273 | 3 |  | OP | HY | WAT | 2.8 | 0.251 | 6155.667 | 22160.2239 | 2731.667 | 9833.9225 | Distributed from 923 Generation And Fuel | 1936
15337 | 2022 | NE | Monroe 009452 SCS Cozad, LLC | 65416 | 20214 |  | OP | PV | SUN | 2 | 0.269 | 4708 | 16948.6644 | 2741 | 9867.5211 | Distributed from 923 Generation And Fuel | 2021
15338 | 2022 | NE | Nebraska City | 6096 | 1 | 1 | OP | ST | SUB | 651.6 | 0.599 | 3420548 | 12313874.289 | 1655914 | 5961242.7101 | EIA-923 Generator File | 1979
15339 | 2022 | NE | Nebraska City | 6096 | 2 | 1 | OP | ST | SUB | 738 | 0.578 | 3734314 | 13443422.8526 | 1641286 | 5908582.3313 | EIA-923 Generator File | 2009
15340 | 2022 | NE | Nebraska City # 1 | 2255 | 10 |  | OP | IC | NG | 6.5 | -0.004 | -254.77 | -917.1647 | -168.103 | -605.166 | Distributed from 923 Generation And Fuel | 1979
15341 | 2022 | NE | Nebraska City # 1 | 2255 | 2 |  | OP | IC | DFO | 1.5 | -0.004 | -58.793 | -211.6531 | -38.793 | -139.6537 | Distributed from 923 Generation And Fuel | 1953
15342 | 2022 | NE | Nebraska City # 1 | 2255 | 3 |  | OP | IC | NG | 2.5 | -0.004 | -97.989 | -352.7576 | -64.655 | -232.7561 | Distributed from 923 Generation And Fuel | 1955
15343 | 2022 | NE | Nebraska City # 1 | 2255 | 4 |  | OP | IC | NG | 3.1 | -0.004 | -121.506 | -437.4181 | -80.172 | -288.6169 | Distributed from 923 Generation And Fuel | 1957
15344 | 2022 | NE | Nebraska City # 1 | 2255 | 5 |  | OP | IC | NG | 2 | -0.004 | -78.391 | -282.2053 | -51.724 | -186.2049 | Distributed from 923 Generation And Fuel | 1964
15345 | 2022 | NE | Nebraska City # 1 | 2255 | 8 |  | OP | IC | NG | 4.1 | -0.004 | -160.701 | -578.519 | -106.034 | -381.7193 | Distributed from 923 Generation And Fuel | 1971
15346 | 2022 | NE | Nebraska City # 1 | 2255 | 9 |  | OP | IC | NG | 6.4 | -0.004 | -250.851 | -903.0564 | -165.517 | -595.8564 | Distributed from 923 Generation And Fuel | 1974
15347 | 2022 | NE | Nebraska City # 2 | 7555 | 11 |  | OP | IC | NG | 4.5 | -0.006 | -247.333 | -890.3917 | -165 | -593.9952 | Distributed from 923 Generation And Fuel | 1998
15348 | 2022 | NE | Nebraska City # 2 | 7555 | 12 |  | OP | IC | NG | 4.5 | -0.006 | -247.333 | -890.3917 | -165 | -593.9952 | Distributed from 923 Generation And Fuel | 1998
15349 | 2022 | NE | Nebraska City # 2 | 7555 | 13 |  | OP | IC | DFO | 4.5 | -0.006 | -247.333 | -890.3917 | -165 | -593.9952 | Distributed from 923 Generation And Fuel | 1998
15350 | 2022 | NE | North Denver | 2244 | 4 | 1 | SB | ST | NG | 17 | 0 | 17 | 61.1995 | 17 | 61.1995 | EIA-923 Generator File | 1957
15351 | 2022 | NE | North Denver | 2244 | 5 | 1 | SB | ST | NG | 22 | 0 | -16 | -57.5995 | -16 | -57.5995 | EIA-923 Generator File | 1967
15352 | 2022 | NE | North Omaha | 2291 | 1 | 1 | OP | ST | NG | 73.5 | 0.011 | 7177 | 25836.9933 | 7177 | 25836.9933 | EIA-923 Generator File | 1954 | 2026
15353 | 2022 | NE | North Omaha | 2291 | 2 | 1 | OP | ST | NG | 108.8 | 0.004 | 3679 | 13244.294 | 4074 | 14666.2827 | EIA-923 Generator File | 1957 | 2026
15354 | 2022 | NE | North Omaha | 2291 | 3 | 1 | OP | ST | NG | 108.8 | 0.074 | 70129 | 252462.3803 | 64332 | 231593.3473 | EIA-923 Generator File | 1959 | 2026
15355 | 2022 | NE | North Omaha | 2291 | 4 | 1 | OP | ST | SUB | 136 | 0.529 | 629936 | 2267751.458 | 256237 | 922445.8204 | EIA-923 Generator File | 1963
15356 | 2022 | NE | North Omaha | 2291 | 5 | 1 | OP | ST | SUB | 217.6 | 0.561 | 1068520 | 3846641.2269 | 527926 | 1900518.3959 | EIA-923 Generator File | 1968
15357 | 2022 | NE | North Platte | 2274 | 1 |  | OP | HY | WAT | 13.1 | 0.22 | 25227.5 | 90818.2735 | 11194.5 | 40299.8776 | Distributed from 923 Generation And Fuel | 1935
15358 | 2022 | NE | North Platte | 2274 | 2 |  | OP | HY | WAT | 13.1 | 0.22 | 25227.5 | 90818.2735 | 11194.5 | 40299.8776 | Distributed from 923 Generation And Fuel | 1935
15359 | 2022 | NE | Ord | 2294 | 1 |  | OP | IC | DFO | 5 | 0.001 | 34.583 | 124.4978 | 12.917 | 46.5008 | Distributed from 923 Generation And Fuel | 1973
15360 | 2022 | NE | Ord | 2294 | 2 |  | OP | IC | DFO | 1.5 | 0.001 | 10.375 | 37.3497 | 3.875 | 13.9499 | Distributed from 923 Generation And Fuel | 1966
15361 | 2022 | NE | Ord | 2294 | 3 |  | OP | IC | DFO | 2.5 | 0.001 | 17.292 | 62.2507 | 6.458 | 23.2486 | Distributed from 923 Generation And Fuel | 1963
15362 | 2022 | NE | Ord | 2294 | 4A |  | OP | IC | DFO | 1.5 | 0.001 | 10.375 | 37.3497 | 3.875 | 13.9499 | Distributed from 923 Generation And Fuel | 1997
15363 | 2022 | NE | Ord | 2294 | 5A |  | OP | IC | DFO | 1.5 | 0.001 | 10.375 | 37.3497 | 3.875 | 13.9499 | Distributed from 923 Generation And Fuel | 1997
15364 | 2022 | NE | Oxford (NE) | 2295 | 2 |  | OP | IC | NG | 0.6 | 0.001 | 4.941 | 17.7875 | 3.176 | 11.4335 | Distributed from 923 Generation And Fuel | 1953
15365 | 2022 | NE | Oxford (NE) | 2295 | 3 |  | OP | IC | NG | 0.9 | 0.001 | 7.412 | 26.683 | 4.765 | 17.1539 | Distributed from 923 Generation And Fuel | 1956
15366 | 2022 | NE | Oxford (NE) | 2295 | 4 |  | OP | IC | NG | 0.6 | 0.001 | 4.941 | 17.7875 | 3.176 | 11.4335 | Distributed from 923 Generation And Fuel | 1956
15367 | 2022 | NE | Oxford (NE) | 2295 | 5 |  | OP | IC | NG | 1.3 | 0.001 | 10.706 | 38.5413 | 6.882 | 24.775 | Distributed from 923 Generation And Fuel | 1972
15368 | 2022 | NE | Papillion Creek Wastewater | 55027 | 951 |  | OP | IC | OBG | 0.5 | 0.43 | 1884 | 6782.3457 | 684.667 | 2464.7815 | Distributed from 923 Generation And Fuel | 1987 | 2025
15369 | 2022 | NE | Papillion Creek Wastewater | 55027 | 952 |  | OP | IC | OBG | 0.5 | 0.43 | 1884 | 6782.3457 | 684.667 | 2464.7815 | Distributed from 923 Generation And Fuel | 1987 | 2025
15370 | 2022 | NE | Papillion Creek Wastewater | 55027 | 953 |  | OP | IC | OBG | 0.5 | 0.43 | 1884 | 6782.3457 | 684.667 | 2464.7815 | Distributed from 923 Generation And Fuel | 1987 | 2025
15371 | 2022 | NE | Pender | 2296 | 1 |  | OP | IC | DFO | 1.5 | 0.001 | 14.694 | 52.898 | 5.51 | 19.8358 | Distributed from 923 Generation And Fuel | 1968
15372 | 2022 | NE | Pender | 2296 | 2 |  | OP | IC | DFO | 2 | 0.001 | 19.592 | 70.5306 | 7.347 | 26.449 | Distributed from 923 Generation And Fuel | 1973
15373 | 2022 | NE | Pender | 2296 | 3 |  | OS | IC | DFO | 0.5 | 0.001 | 4.898 | 17.6327 | 1.837 | 6.6131 | Distributed from 923 Generation And Fuel | 1953
15374 | 2022 | NE | Pender | 2296 | 4 |  | OP | IC | DFO | 0.9 | 0.001 | 8.816 | 31.7373 | 3.306 | 11.9015 | Distributed from 923 Generation And Fuel | 1961
15375 | 2022 | NE | Perennial Windfarm | 61677 | T-1 |  | OP | WT | WND | 2.3 | 0.596 | 12004.333 | 43215.2531 | 4039 | 14540.2837 | Distributed from 923 Generation And Fuel | 2018
15376 | 2022 | NE | Perennial Windfarm | 61677 | T-2 |  | OP | WT | WND | 2.3 | 0.596 | 12004.333 | 43215.2531 | 4039 | 14540.2837 | Distributed from 923 Generation And Fuel | 2018
15377 | 2022 | NE | Perennial Windfarm | 61677 | T-3 |  | OP | WT | WND | 2.3 | 0.596 | 12004.333 | 43215.2531 | 4039 | 14540.2837 | Distributed from 923 Generation And Fuel | 2018
15378 | 2022 | NE | Plainview Muncipal Power | 2297 | 1 |  | OS | IC | DFO | 1.1 | 0 | 0 | 0 | 0 | 0 | Distributed from 923 Generation And Fuel | 1949 | 2023
15379 | 2022 | NE | Plainview Muncipal Power | 2297 | 3 |  | OS | IC | DFO | 0.9 | 0 | 0 | 0 | 0 | 0 | Distributed from 923 Generation And Fuel | 1958 | 2023
15380 | 2022 | NE | Plainview Muncipal Power | 2297 | 4 |  | OS | IC | DFO | 1.2 | 0 | 0 | 0 | 0 | 0 | Distributed from 923 Generation And Fuel | 1963 | 2023
15381 | 2022 | NE | Plainview Muncipal Power | 2297 | 5 |  | OS | IC | DFO | 1.8 | 0 | 0 | 0 | 0 | 0 | Distributed from 923 Generation And Fuel | 1999 | 2023
15382 | 2022 | NE | Platte | 59 | 1 | 1 | OP | ST | SUB | 109.8 | 0.459 | 441009 | 1587619.699 | 221195 | 796295.6296 | EIA-923 Generator File | 1982
15383 | 2022 | NE | Plum Creek Wind Project (NE) | 62711 | PLUM |  | OP | WT | WND | 230 | 0.501 | 1008868 | 3631895.7448 | 330839 | 1191010.8719 | Distributed from 923 Generation And Fuel | 2020
15384 | 2022 | NE | Polk County Renewables, LLC | 62333 | T-1 |  | OP | WT | WND | 2.5 | 0.591 | 12938 | 46576.4274 | 4353 | 15670.6746 | Distributed from 923 Generation And Fuel | 2018
15385 | 2022 | NE | Prairie Breeze | 58322 | 1 |  | OP | WT | WND | 206.5 | 0.51 | 922924 | 3322499.82 | 310532 | 1117906.2567 | Distributed from 923 Generation And Fuel | 2014
15386 | 2022 | NE | Prairie Breeze II | 60262 | GEN1 |  | OP | WT | WND | 73.4 | 0.471 | 302750 | 1089891.2809 | 101865 | 366711.0663 | Distributed from 923 Generation And Fuel | 2015
15387 | 2022 | NE | Prairie Breeze III | 60314 | GEN1 |  | OP | WT | WND | 35.8 | 0.466 | 146060 | 525811.7935 | 49144 | 176916.9847 | Distributed from 923 Generation And Fuel | 2016
15388 | 2022 | NE | Rattlesnake Creek Wind Project | 59292 | RCWP |  | OP | WT | WND | 318.1 | 0.42 | 1169663 | 4210753.114 | 374698 | 1348902.0088 | Distributed from 923 Generation And Fuel | 2019
15389 | 2022 | NE | Red Cloud | 2299 | 2 |  | OP | IC | DFO | 0.9 | 0.001 | 7.895 | 28.4218 | 3 | 10.7999 | Distributed from 923 Generation And Fuel | 1953
15390 | 2022 | NE | Red Cloud | 2299 | 3 |  | OP | IC | DFO | 1.3 | 0.001 | 11.404 | 41.0541 | 4.333 | 15.5987 | Distributed from 923 Generation And Fuel | 1960
15391 | 2022 | NE | Red Cloud | 2299 | 4 |  | OP | IC | DFO | 1.3 | 0.001 | 11.404 | 41.0541 | 4.333 | 15.5987 | Distributed from 923 Generation And Fuel | 1968
15392 | 2022 | NE | Red Cloud | 2299 | 5 |  | OP | IC | DFO | 2.2 | 0.001 | 19.298 | 69.4722 | 7.333 | 26.3986 | Distributed from 923 Generation And Fuel | 1973
15393 | 2022 | NE | Rokeby | 6373 | 1 |  | OP | GT | NG | 72.4 | 0.03 | 18930.729 | 68150.0792 | 15586.356 | 56110.4327 | Distributed from 923 Generation And Fuel | 1975
15394 | 2022 | NE | Rokeby | 6373 | 2 |  | OP | GT | NG | 95.4 | 0.03 | 24944.635 | 89799.9676 | 20537.822 | 73935.5677 | Distributed from 923 Generation And Fuel | 1997
15395 | 2022 | NE | Rokeby | 6373 | 3 |  | OP | GT | NG | 95.4 | 0.03 | 24944.635 | 89799.9676 | 20537.822 | 73935.5677 | Distributed from 923 Generation And Fuel | 2001
15396 | 2022 | NE | Rokeby | 6373 | BSU |  | OP | IC | DFO | 2.9 | 0 | 8 | 28.7998 | 7 | 25.1998 | Distributed from 923 Generation And Fuel | 1997
15397 | 2022 | NE | Salt Valley Wind Plant | 7965 | G1 |  | OP | WT | WND | 0.6 | 0.263 | 1383.5 | 4980.5602 | 465.5 | 1675.7866 | Distributed from 923 Generation And Fuel | 1998
15398 | 2022 | NE | Salt Valley Wind Plant | 7965 | G2 |  | OP | WT | WND | 0.6 | 0.263 | 1383.5 | 4980.5602 | 465.5 | 1675.7866 | Distributed from 923 Generation And Fuel | 1999
15399 | 2022 | NE | Sargent | 2300 | 1 |  | OP | IC | DFO | 1.1 | 0 | 1.833 | 6.5987 | 0.458 | 1.6488 | Distributed from 923 Generation And Fuel | 1968
15400 | 2022 | NE | Sargent | 2300 | 3 |  | OP | IC | DFO | 0.9 | 0 | 1.5 | 5.4 | 0.375 | 1.35 | Distributed from 923 Generation And Fuel | 1964
15401 | 2022 | NE | Sargent | 2300 | 4 |  | OP | IC | DFO | 0.4 | 0 | 0.667 | 2.4012 | 0.167 | 0.6012 | Distributed from 923 Generation And Fuel | 1954
15402 | 2022 | NE | Sarpy County | 2292 | 1 |  | OP | GT | NG | 55.4 | 0.049 | 23862.694 | 85905.0112 | 18175.799 | 65432.3529 | Distributed from 923 Generation And Fuel | 1972
15403 | 2022 | NE | Sarpy County | 2292 | 2 |  | OP | GT | NG | 55.4 | 0.049 | 23862.694 | 85905.0112 | 18175.799 | 65432.3529 | Distributed from 923 Generation And Fuel | 1972
15404 | 2022 | NE | Sarpy County | 2292 | 3 |  | OP | GT | NG | 106.3 | 0.049 | 45787.082 | 164832.1765 | 34875.224 | 125549.802 | Distributed from 923 Generation And Fuel | 1996
15405 | 2022 | NE | Sarpy County | 2292 | 4 |  | OP | GT | NG | 58.9 | 0.049 | 25370.265 | 91332.2233 | 19324.089 | 69566.1639 | Distributed from 923 Generation And Fuel | 2000
15406 | 2022 | NE | Sarpy County | 2292 | 5 |  | OP | GT | NG | 58.9 | 0.049 | 25370.265 | 91332.2233 | 19324.089 | 69566.1639 | Distributed from 923 Generation And Fuel | 2000
15407 | 2022 | NE | Sarpy County | 2292 | BSD |  | SB | IC | DFO | 3.5 | 0 | 12 | 43.1997 | 9 | 32.3997 | Distributed from 923 Generation And Fuel | 1996
15408 | 2022 | NE | Scribner Diesel Generation Facility | 64420 | 1 |  | OP | IC | DFO | 2 | 0.001 | 13 | 46.7996 | 5 | 17.9999 | Distributed from 923 Generation And Fuel | 2020
15409 | 2022 | NE | Scribner Diesel Generation Facility | 64420 | 2 |  | OP | IC | DFO | 2 | 0.001 | 13 | 46.7996 | 5 | 17.9999 | Distributed from 923 Generation And Fuel | 2020
15410 | 2022 | NE | Seward Wind Farm | 61056 | T1 |  | OP | WT | WND | 1.7 | 0.539 | 8030 | 28907.7687 | 2702 | 9727.1222 | Distributed from 923 Generation And Fuel | 2017
15411 | 2022 | NE | Sheldon | 2277 | 1 | 1 | OP | ST | SUB | 108.8 | 0.484 | 461252 | 1660493.916 | 221201 | 796317.2295 | EIA-923 Generator File | 1961
15412 | 2022 | NE | Sheldon | 2277 | 2 | 1 | OP | ST | SUB | 119.9 | 0.521 | 546701 | 1968107.8551 | 309164 | 1112981.4961 | EIA-923 Generator File | 1965
15413 | 2022 | NE | Sholes Wind Energy Center | 61889 | WSN1 |  | OP | WT | WND | 160 | 0.551 | 772381 | 2780549.3556 | 259618 | 934617.3231 | Distributed from 923 Generation And Fuel | 2019
15414 | 2022 | NE | Sidney (NE) | 2302 | 1 |  | OP | IC | NG | 1.2 | 0 | 0.471 | 1.6956 | 0 | 0 | Distributed from 923 Generation And Fuel | 1949
15415 | 2022 | NE | Sidney (NE) | 2302 | 3 |  | OP | IC | DFO | 0.8 | 0 | 0.314 | 1.1304 | 0 | 0 | Distributed from 923 Generation And Fuel | 1931
15416 | 2022 | NE | Sidney (NE) | 2302 | 5 |  | OP | IC | NG | 3.1 | 0 | 1.216 | 4.3776 | 0 | 0 | Distributed from 923 Generation And Fuel | 1955
15417 | 2022 | NE | South 49th 013445 SCS Norfolk, LLC | 66178 | 9122 |  | OP | PV | SUN | 8.5 | 0.065 | 4850 | 17459.8603 | 1977 | 7117.1431 | Distributed from 923 Generation And Fuel | 2022
15418 | 2022 | NE | South 49th 013445 SCS Norfolk, LLC | 66178 | 9123 |  | OP | BA | MWH | 2.1 | 0 | 0 | 0 | 0 | 0 | Distributed from 923 Generation And Fuel | 2022
15419 | 2022 | NE | South Sioux City Energy Storage | 65098 | SSCES |  | OP | BA | MWH | 1.5 |  | GENYRONL: 2020
15420 | 2022 | NE | South Sioux City Solar | 60823 | PV1 |  | OP | PV | SUN | 2.3 | 0.205 | 4135 | 14885.8809 | 2407 | 8665.1307 | Distributed from 923 Generation And Fuel | 2016
15421 | 2022 | NE | Spalding | 2303 | 1 |  | OP | HY | WAT | 0.1 | 0 | 0 | 0 | 0 | 0 | Distributed from 923 Generation And Fuel | 1919
15422 | 2022 | NE | Spalding | 2303 | 2 |  | OP | HY | WAT | 0.1 | 0 | 0 | 0 | 0 | 0 | Distributed from 923 Generation And Fuel | 1956
15423 | 2022 | NE | Spalding | 2303 | 4 |  | SB | IC | DFO | 0.2 | 0 | 0.421 | 1.5156 | 0 | 0 | Distributed from 923 Generation And Fuel | 1947
15424 | 2022 | NE | Spalding | 2303 | 5 |  | SB | IC | DFO | 0.4 | 0 | 0.842 | 3.0312 | 0 | 0 | Distributed from 923 Generation And Fuel | 1959
15425 | 2022 | NE | Spalding | 2303 | 6 |  | SB | IC | DFO | 1.3 | 0 | 2.737 | 9.8531 | 0 | 0 | Distributed from 923 Generation And Fuel | 1975
15426 | 2022 | NE | SPPW1, LLC | 66195 | T-1 |  | OP | WT | WND | 2.8 | 0.171 | 4185 | 15065.8795 | 1730 | 6227.9502 | Distributed from 923 Generation And Fuel | 2022
15427 | 2022 | NE | SPPW1, LLC | 66195 | T-2 |  | OP | WT | WND | 2.8 | 0.171 | 4185 | 15065.8795 | 1730 | 6227.9502 | Distributed from 923 Generation And Fuel | 2022
15428 | 2022 | NE | Springview | 7771 | 3 |  | OP | WT | WND | 1.5 | 0.271 | 3563 | 12826.6974 | 1199 | 4316.3655 | Distributed from 923 Generation And Fuel | 2011
15429 | 2022 | NE | Springview | 7771 | 4 |  | OP | WT | WND | 1.5 | 0.271 | 3563 | 12826.6974 | 1199 | 4316.3655 | Distributed from 923 Generation And Fuel | 2011
15430 | 2022 | NE | Steele Flats Wind Project LLC | 58594 | 1 |  | OP | WT | WND | 74.8 | 0.516 | 338428 | 1218331.0534 | 111284 | 400619.195 | Distributed from 923 Generation And Fuel | 2013
15431 | 2022 | NE | Stuart (NE) | 2305 | 1 |  | OP | IC | NG | 0.7 | 0.001 | 7.368 | 26.5246 | 3.316 | 11.9375 | Distributed from 923 Generation And Fuel | 1952
15432 | 2022 | NE | Stuart (NE) | 2305 | 2 |  | SB | IC | DFO | 0.2 | 0.001 | 2.105 | 7.5779 | 0.947 | 3.4092 | Distributed from 923 Generation And Fuel | 1960
15433 | 2022 | NE | Stuart (NE) | 2305 | 3 |  | SB | IC | DFO | 0.2 | 0.001 | 2.105 | 7.5779 | 0.947 | 3.4092 | Distributed from 923 Generation And Fuel | 1952
15434 | 2022 | NE | Stuart (NE) | 2305 | 5 |  | OP | IC | DFO | 0.8 | 0.001 | 8.421 | 30.3154 | 3.789 | 13.6403 | Distributed from 923 Generation And Fuel | 1997
15435 | 2022 | NE | Syracuse # 2 | 2256 | 6 |  | OP | IC | NG | 2 | -0.012 | -205.5 | -739.7941 | -137.5 | -494.996 | Distributed from 923 Generation And Fuel | 1969
15436 | 2022 | NE | Syracuse # 2 | 2256 | 7 |  | OP | IC | NG | 2 | -0.012 | -205.5 | -739.7941 | -137.5 | -494.996 | Distributed from 923 Generation And Fuel | 1970
15437 | 2022 | NE | Tecumseh | 2308 | 1 |  | OP | IC | DFO | 0.7 | -0.001 | -4.9 | -17.6399 | -2.9 | -10.4399 | Distributed from 923 Generation And Fuel | 1948
15438 | 2022 | NE | Tecumseh | 2308 | 2 |  | OP | IC | DFO | 1.5 | -0.001 | -10.5 | -37.7997 | -6.214 | -22.3702 | Distributed from 923 Generation And Fuel | 1968
15439 | 2022 | NE | Tecumseh | 2308 | 3 |  | OP | IC | DFO | 1.1 | -0.001 | -7.7 | -27.7198 | -4.557 | -16.4051 | Distributed from 923 Generation And Fuel | 1953
15440 | 2022 | NE | Tecumseh | 2308 | 4 |  | OP | IC | DFO | 1.3 | -0.001 | -9.1 | -32.7597 | -5.386 | -19.3894 | Distributed from 923 Generation And Fuel | 1960
15441 | 2022 | NE | Tecumseh | 2308 | 5A |  | OP | IC | NG | 2.4 | -0.001 | -16.8 | -60.4795 | -9.943 | -35.7945 | Distributed from 923 Generation And Fuel | 1993
15442 | 2022 | NE | Terry Bundy Generating Station | 7887 | 1 | 2 | OP | CA | NG | 28.2 | 0.078 | 19202 | 69126.647 | 18723 | 67402.2608 | EIA-923 Generator File | 2004
15443 | 2022 | NE | Terry Bundy Generating Station | 7887 | 2 |  | OP | CT | NG | 60.5 | 0.071 | 37677 | 135636.1149 | 36539 | 131539.3477 | EIA-923 Generator File | 2003
15444 | 2022 | NE | Terry Bundy Generating Station | 7887 | 3 |  | OP | CT | NG | 60.5 | 0.074 | 39132 | 140874.073 | 37781 | 136010.5119 | EIA-923 Generator File | 2004
15445 | 2022 | NE | Terry Bundy Generating Station | 7887 | 4 |  | OP | GT | NG | 60.5 | 0.201 | 106347 | 382846.1372 | 72755 | 261915.9047 | Distributed from 923 Generation And Fuel | 2003
15446 | 2022 | NE | Terry Bundy Generating Station | 7887 | BSU |  | OP | IC | DFO | 1.8 | 0.373 | 5885.182 | 21186.4857 | 2362.636 | 8505.4216 | Distributed from 923 Generation And Fuel | 2004
15447 | 2022 | NE | Terry Bundy Generating Station | 7887 | LFG1 |  | OP | IC | LFG | 1.6 | 0.373 | 5231.273 | 18832.4321 | 2100.121 | 7560.3751 | Distributed from 923 Generation And Fuel | 2014
15448 | 2022 | NE | Terry Bundy Generating Station | 7887 | LFG2 |  | OP | IC | LFG | 1.6 | 0.373 | 5231.273 | 18832.4321 | 2100.121 | 7560.3751 | Distributed from 923 Generation And Fuel | 2014
15449 | 2022 | NE | Terry Bundy Generating Station | 7887 | LFG3 |  | OP | IC | LFG | 1.6 | 0.373 | 5231.273 | 18832.4321 | 2100.121 | 7560.3751 | Distributed from 923 Generation And Fuel | 2014
15450 | 2022 | NE | Thunderhead Wind Energy LLC | 62956 | GEN1 |  | OP | WT | WND | 300 | 0.076 | 200375 | 721344.2292 | 0 | 0 | Distributed from 923 Generation And Fuel | 2022
15451 | 2022 | NE | TPW Petersburg | 57755 | PETE |  | OP | WT | WND | 40.5 | 0.508 | 180326 | 649168.4067 | 60674 | 218424.6526 | Distributed from 923 Generation And Fuel | 2011
15452 | 2022 | NE | Upstream Wind Energy LLC | 61784 | UWE |  | OP | WT | WND | 202.5 | 0.514 | 911867 | 3282694.9384 | 294787 | 1061224.7102 | Distributed from 923 Generation And Fuel | 2018
15453 | 2022 | NE | Valentine Wind, LLC | 59736 | 7772 |  | OP | WT | WND | 1.9 | 0.268 | 4458 | 16048.6716 | 1500 | 5399.9568 | Distributed from 923 Generation And Fuel | 2014
15454 | 2022 | NE | Wahoo | 2310 | 1 |  | OP | IC | NG | 2.5 | 0 | 3.169 | 11.4083 | 1.937 | 6.9731 | Distributed from 923 Generation And Fuel | 1960
15455 | 2022 | NE | Wahoo | 2310 | 2 |  | OP | IC | DFO | 0.5 | 0 | 0.634 | 2.2824 | 0.387 | 1.3932 | Distributed from 923 Generation And Fuel | 1936
15456 | 2022 | NE | Wahoo | 2310 | 3 |  | OP | IC | NG | 4.4 | 0 | 5.577 | 20.077 | 3.408 | 12.2687 | Distributed from 923 Generation And Fuel | 1973
15457 | 2022 | NE | Wahoo | 2310 | 4 |  | OP | IC | NG | 1.2 | 0 | 1.521 | 5.4756 | 0.93 | 3.348 | Distributed from 923 Generation And Fuel | 1947
15458 | 2022 | NE | Wahoo | 2310 | 5 |  | OP | IC | NG | 2.1 | 0 | 2.662 | 9.5831 | 1.627 | 5.8572 | Distributed from 923 Generation And Fuel | 1952
15459 | 2022 | NE | Wahoo | 2310 | 6 |  | OP | IC | NG | 3.5 | 0 | 4.437 | 15.9731 | 2.711 | 9.7595 | Distributed from 923 Generation And Fuel | 1969
15460 | 2022 | NE | Wakefield | 2311 | 2 |  | OP | IC | DFO | 0.6 | 0 | 1.317 | 4.7412 | 0.439 | 1.5804 | Distributed from 923 Generation And Fuel | 1915
15461 | 2022 | NE | Wakefield | 2311 | 5 |  | OP | IC | DFO | 1.3 | 0 | 2.854 | 10.2743 | 0.951 | 3.4236 | Distributed from 923 Generation And Fuel | 1966
15462 | 2022 | NE | Wakefield | 2311 | 6 |  | OP | IC | DFO | 1.3 | 0 | 2.854 | 10.2743 | 0.951 | 3.4236 | Distributed from 923 Generation And Fuel | 1971
15463 | 2022 | NE | Wakefield | 2311 | IC4 |  | OP | IC | DFO | 0.9 | 0 | 1.976 | 7.1135 | 0.659 | 2.3724 | Distributed from 923 Generation And Fuel | 1961
15464 | 2022 | NE | Wayne IC | 2312 | 1 |  | OP | IC | DFO | 1.3 | 0.003 | 33.752 | 121.5062 | 12.523 | 45.0824 | Distributed from 923 Generation And Fuel | 1951
15465 | 2022 | NE | Wayne IC | 2312 | 2 |  | SB | IC | DFO | 1 | 0.003 | 25.963 | 93.4661 | 9.633 | 34.6785 | Distributed from 923 Generation And Fuel | 1947
15466 | 2022 | NE | Wayne IC | 2312 | 3 |  | OP | IC | DFO | 1.9 | 0.003 | 49.33 | 177.5866 | 18.303 | 65.8903 | Distributed from 923 Generation And Fuel | 1956
15467 | 2022 | NE | Wayne IC | 2312 | 4 |  | OP | IC | DFO | 2 | 0.003 | 51.927 | 186.9357 | 19.266 | 69.357 | Distributed from 923 Generation And Fuel | 1960
15468 | 2022 | NE | Wayne IC | 2312 | 5 |  | OP | IC | DFO | 3.5 | 0.003 | 90.872 | 327.1366 | 33.716 | 121.3766 | Distributed from 923 Generation And Fuel | 1966
15469 | 2022 | NE | Wayne IC | 2312 | 6 |  | OP | IC | DFO | 5.1 | 0.003 | 132.413 | 476.683 | 49.128 | 176.8594 | Distributed from 923 Generation And Fuel | 1968
15470 | 2022 | NE | Wayne IC | 2312 | 7 |  | OP | IC | DFO | 3.5 | 0.003 | 90.872 | 327.1366 | 33.716 | 121.3766 | Distributed from 923 Generation And Fuel | 1998
15471 | 2022 | NE | Wayne IC | 2312 | 8 |  | OP | IC | DFO | 3.5 | 0.003 | 90.872 | 327.1366 | 33.716 | 121.3766 | Distributed from 923 Generation And Fuel | 1998
15472 | 2022 | NE | West Point Municipal | 2313 | 2 |  | OP | IC | NG | 0.9 | 0.002 | 15.136 | 54.4892 | 9 | 32.3997 | Distributed from 923 Generation And Fuel | 1947
15473 | 2022 | NE | West Point Municipal | 2313 | 3 |  | OP | IC | NG | 1.2 | 0.002 | 20.182 | 72.6546 | 12 | 43.1997 | Distributed from 923 Generation And Fuel | 1959
15474 | 2022 | NE | West Point Municipal | 2313 | 4 |  | OP | IC | NG | 2.3 | 0.002 | 38.682 | 139.2541 | 23 | 82.7993 | Distributed from 923 Generation And Fuel | 1965
15475 | 2022 | NE | Western Meadowlark Solar SCS NE 1, LLC | 64365 | 30003 |  | OP | PV | SUN | 4.4 | 0.241 | 9271 | 33375.333 | 5397 | 19429.0446 | Distributed from 923 Generation And Fuel | 2020
15476 | 2022 | NE | Western Sugar Coop - Scottsbluff | 57937 | SCBF |  | OS | ST | SUB | 5 | 0.209 | 9175 | 33029.7358 | 0 | 0 | EIA-923 Generator File | 1987
15477 | 2022 | NE | Whelan Energy Center | 60 | 1 | 1 | OP | ST | SUB | 76.3 | 0.66 | 441039 | 1587727.6982 | 217363 | 782500.54 | EIA-923 Generator File | 1981
15478 | 2022 | NE | Whelan Energy Center | 60 | 2 | 1 | OP | ST | SUB | 248 | 0.519 | 1126834 | 4056569.9474 | 657329 | 2366365.4691 | EIA-923 Generator File | 2011
15479 | 2022 | NE | Wilber | 2315 | 4 |  | OP | IC | DFO | 1.1 | 0 | 2.75 | 9.8999 | 0.917 | 3.3012 | Distributed from 923 Generation And Fuel | 1960
15480 | 2022 | NE | Wilber | 2315 | 5 |  | OP | IC | DFO | 0.9 | 0 | 2.25 | 8.0999 | 0.75 | 2.7 | Distributed from 923 Generation And Fuel | 1960
15481 | 2022 | NE | Wilber | 2315 | 6 |  | OP | IC | DFO | 1.6 | 0 | 4 | 14.3999 | 1.333 | 4.7988 | Distributed from 923 Generation And Fuel | 1997
15482 | 2022 | NE | Wisner | 2316 | 3 |  | OP | IC | DFO | 0.8 | 0.001 | 6.316 | 22.7374 | 2.316 | 8.3375 | Distributed from 923 Generation And Fuel | 1969
15483 | 2022 | NE | Wisner | 2316 | 4 |  | OP | IC | DFO | 1.5 | 0.001 | 11.842 | 42.6309 | 4.342 | 15.6311 | Distributed from 923 Generation And Fuel | 2010
15484 | 2022 | NE | Wisner | 2316 | 5 |  | OP | IC | DFO | 1.5 | 0.001 | 11.842 | 42.6309 | 4.342 | 15.6311 | Distributed from 923 Generation And Fuel | 2010
15485 | 2022 | NH | Amoskeag | 2354 | 1 |  | OP | HY | WAT | 6 | 0.543 | 28516.125 | 102657.2287 | 8002.875 | 28810.1195 | Distributed from 923 Generation And Fuel | 1924
15486 | 2022 | NH | Amoskeag | 2354 | 2 |  | OP | HY | WAT | 5 | 0.543 | 23763.438 | 85547.6924 | 6669.062 | 24008.4311 | Distributed from 923 Generation And Fuel | 1922
15487 | 2022 | NH | Amoskeag | 2354 | 3 |  | OP | HY | WAT | 5 | 0.543 | 23763.438 | 85547.6924 | 6669.062 | 24008.4311 | Distributed from 923 Generation And Fuel | 1922
15488 | 2022 | NH | Antrim Wind | 59953 | AWND1 |  | OP | WT | WND | 28.8 | 0.328 | 82787 | 298030.8158 | 25445 | 91601.2672 | Distributed from 923 Generation And Fuel | 2019
15489 | 2022 | NH | Ayers Island | 2355 | 1 |  | OP | HY | WAT | 2.8 | 0.562 | 13783.667 | 49620.8042 | 3868.333 | 13925.8874 | Distributed from 923 Generation And Fuel | 1925
15490 | 2022 | NH | Ayers Island | 2355 | 2 |  | OP | HY | WAT | 2.8 | 0.562 | 13783.667 | 49620.8042 | 3868.333 | 13925.8874 | Distributed from 923 Generation And Fuel | 1925
15491 | 2022 | NH | Ayers Island | 2355 | 3 |  | OP | HY | WAT | 2.8 | 0.562 | 13783.667 | 49620.8042 | 3868.333 | 13925.8874 | Distributed from 923 Generation And Fuel | 1925
15492 | 2022 | NH | Berlin Gorham | 54639 | CAS1 |  | OP | HY | WAT | 2.4 | 0.517 | 10879.129 | 39164.5511 | 3053.228 | 10991.5329 | Distributed from 923 Generation And Fuel | 1914
15493 | 2022 | NH | Berlin Gorham | 54639 | CAS2 |  | OP | HY | WAT | 2.4 | 0.517 | 10879.129 | 39164.5511 | 3053.228 | 10991.5329 | Distributed from 923 Generation And Fuel | 1916
15494 | 2022 | NH | Berlin Gorham | 54639 | CAS3 |  | OP | HY | WAT | 3.1 | 0.517 | 14052.208 | 50587.5441 | 3943.752 | 14197.3936 | Distributed from 923 Generation And Fuel | 1918
15495 | 2022 | NH | Berlin Gorham | 54639 | GOR1 |  | OP | HY | WAT | 1.2 | 0.517 | 5439.564 | 19582.2737 | 1526.614 | 5495.7664 | Distributed from 923 Generation And Fuel | 1920
15496 | 2022 | NH | Berlin Gorham | 54639 | GOR2 |  | OP | HY | WAT | 1.2 | 0.517 | 5439.564 | 19582.2737 | 1526.614 | 5495.7664 | Distributed from 923 Generation And Fuel | 1920
15497 | 2022 | NH | Berlin Gorham | 54639 | GOR3 |  | OP | HY | WAT | 1.2 | 0.517 | 5439.564 | 19582.2737 | 1526.614 | 5495.7664 | Distributed from 923 Generation And Fuel | 1920
15498 | 2022 | NH | Berlin Gorham | 54639 | GOR4 |  | OP | HY | WAT | 1.2 | 0.517 | 5439.564 | 19582.2737 | 1526.614 | 5495.7664 | Distributed from 923 Generation And Fuel | 1920
15499 | 2022 | NH | Berlin Gorham | 54639 | RS1 |  | OP | HY | WAT | 3.8 | 0.517 | 17225.287 | 62010.5371 | 4834.277 | 17403.258 | Distributed from 923 Generation And Fuel | 1920
15500 | 2022 | NH | Berlin Gorham | 54639 | RS3 |  | OP | HY | WAT | 4.1 | 0.517 | 18585.178 | 66906.1056 | 5215.931 | 18777.2014 | Distributed from 923 Generation And Fuel | 1920
15501 | 2022 | NH | Berlin Gorham | 54639 | SH2 |  | OP | HY | WAT | 0.9 | 0.517 | 4079.673 | 14686.7053 | 1144.96 | 4121.823 | Distributed from 923 Generation And Fuel | 1916
15502 | 2022 | NH | Berlin Gorham | 54639 | SHL1 |  | OP | HY | WAT | 0.9 | 0.517 | 4079.673 | 14686.7053 | 1144.96 | 4121.823 | Distributed from 923 Generation And Fuel | 1916
15503 | 2022 | NH | Berlin Gorham | 54639 | SHL3 |  | OP | HY | WAT | 1.8 | 0.517 | 8159.347 | 29373.4142 | 2289.921 | 8243.6497 | Distributed from 923 Generation And Fuel | 1929
15504 | 2022 | NH | Berlin Gorham | 54639 | SM1 |  | OP | HY | WAT | 0.8 | 0.517 | 3626.376 | 13054.8492 | 1017.743 | 3663.8455 | Distributed from 923 Generation And Fuel | 1980
15505 | 2022 | NH | Berlin Gorham | 54639 | SM2 |  | OP | HY | WAT | 0.8 | 0.517 | 3626.376 | 13054.8492 | 1017.743 | 3663.8455 | Distributed from 923 Generation And Fuel | 1980
15506 | 2022 | NH | Berlin Gorham | 54639 | SM3 |  | OP | HY | WAT | 0.7 | 0.517 | 3173.079 | 11422.993 | 890.525 | 3205.8644 | Distributed from 923 Generation And Fuel | 1980
15507 | 2022 | NH | Berlin Gorham | 54639 | SM4 |  | OP | HY | WAT | 0.8 | 0.517 | 3626.376 | 13054.8492 | 1017.743 | 3663.8455 | Distributed from 923 Generation And Fuel | 1980
15508 | 2022 | NH | Berlin Gorham | 54639 | XP1 |  | OP | HY | WAT | 0.6 | 0.517 | 2719.782 | 9791.1369 | 763.307 | 2747.8832 | Distributed from 923 Generation And Fuel | 1921
15509 | 2022 | NH | Berlin Gorham | 54639 | XP2 |  | OP | HY | WAT | 0.6 | 0.517 | 2719.782 | 9791.1369 | 763.307 | 2747.8832 | Distributed from 923 Generation And Fuel | 1921
15510 | 2022 | NH | Berlin Gorham | 54639 | XP3 |  | OP | HY | WAT | 0.6 | 0.517 | 2719.782 | 9791.1369 | 763.307 | 2747.8832 | Distributed from 923 Generation And Fuel | 1921
15511 | 2022 | NH | Berlin Gorham | 54639 | XP4 |  | OP | HY | WAT | 0.5 | 0.517 | 2266.485 | 8159.2807 | 636.089 | 2289.9021 | Distributed from 923 Generation And Fuel | 1921
15512 | 2022 | NH | Berlin Gorham | 54639 | XP5 |  | OP | HY | WAT | 0.7 | 0.517 | 3173.079 | 11422.993 | 890.525 | 3205.8644 | Distributed from 923 Generation And Fuel | 1924
15513 | 2022 | NH | Bridgewater Power LP | 10290 | GEN1 | 1 | OP | ST | WDS | 20 | 0.659 | 115455 | 415634.6749 | 47796 | 172064.2235 | EIA-923 Generator File | 1987
15514 | 2022 | NH | Burgess BioPower | 58054 | ST01 | 1 | OP | ST | WDS | 75 | 0.823 | 540581 | 1946076.0314 | 243451 | 876416.5887 | EIA-923 Generator File | 2013
15515 | 2022 | NH | China Mill Hydro | 50103 | GEN 1 |  | OP | HY | WAT | 1.7 | 0.224 | 3339 | 12020.3038 | 937 | 3373.173 | Distributed from 923 Generation And Fuel | 1981
15516 | 2022 | NH | Clement Dam Hydro LLC | 10276 | 0049 |  | OP | HY | WAT | 2.4 | 0.385 | 8088 | 29116.5671 | 2270 | 8171.9346 | Distributed from 923 Generation And Fuel | 1984
15517 | 2022 | NH | Comerford | 2349 | GEN1 |  | OP | HY | WAT | 22 | 0.22 | 42357.342 | 152485.2113 | 11887.604 | 42795.032 | Distributed from 923 Generation And Fuel | 1930
15518 | 2022 | NH | Comerford | 2349 | GEN2 |  | OP | HY | WAT | 48.6 | 0.22 | 93571.219 | 336853.6936 | 26260.799 | 94538.1201 | Distributed from 923 Generation And Fuel | 1930
15519 | 2022 | NH | Comerford | 2349 | GEN3 |  | OP | HY | WAT | 48.6 | 0.22 | 93571.219 | 336853.6936 | 26260.799 | 94538.1201 | Distributed from 923 Generation And Fuel | 1930
15520 | 2022 | NH | Comerford | 2349 | GEN4 |  | OP | HY | WAT | 48.6 | 0.22 | 93571.219 | 336853.6936 | 26260.799 | 94538.1201 | Distributed from 923 Generation And Fuel | 1930
15521 | 2022 | NH | Crotched Mountain Rehabilitation Center | 54515 | GEN1 |  | SB | IC | DFO | 0.7 |  | GENYRONL: 1990
15522 | 2022 | NH | Crotched Mountain Rehabilitation Center | 54515 | GEN2 |  | SB | IC | DFO | 0.7 |  | GENYRONL: 1990
15523 | 2022 | NH | Crotched Mountain Rehabilitation Center | 54515 | GEN3 |  | SB | IC | DFO | 0.7 |  | GENYRONL: 1990
15524 | 2022 | NH | Dartmouth College Heating Plant | 54409 | GEN1 |  | OP | ST | RFO | 2 | 0.15 | 2623.85 | 9445.7844 | 511.19 | 1840.2693 | EIA-923 Generator File | 1970
15525 | 2022 | NH | Dartmouth College Heating Plant | 54409 | GEN2 |  | OP | ST | RFO | 2 | 0.186 | 3265.02 | 11753.978 | 1322.11 | 4759.5579 | EIA-923 Generator File | 1970
15526 | 2022 | NH | Dartmouth College Heating Plant | 54409 | GEN3 |  | OP | ST | RFO | 3 | 0.201 | 5292.32 | 19052.1996 | 246.38 | 886.9609 | EIA-923 Generator File | 1992
15527 | 2022 | NH | Dodge Falls Associates | 10526 | 1UNI |  | OP | HY | WAT | 5 | 0.269 | 11801 | 42483.2601 | 3312 | 11923.1046 | Distributed from 923 Generation And Fuel | 1990
15528 | 2022 | NH | Eastman Falls | 2356 | 1 |  | OP | HY | WAT | 1.8 | 0.434 | 6846.469 | 24647.0912 | 1921.5 | 6917.3447 | Distributed from 923 Generation And Fuel | 1937
15529 | 2022 | NH | Eastman Falls | 2356 | 2 |  | OP | HY | WAT | 4.6 | 0.434 | 17496.531 | 62987.0077 | 4910.5 | 17677.6586 | Distributed from 923 Generation And Fuel | 1983
15530 | 2022 | NH | EHC West Hopkinton | 54384 | GEN1 |  | OP | HY | WAT | 1 | 0.393 | 3443 | 12394.7008 | 966 | 3477.5722 | Distributed from 923 Generation And Fuel | 1985
15531 | 2022 | NH | Errol Hydroelectric Project | 10570 | 1 |  | OP | HY | WAT | 3 | 0.518 | 13625 | 49049.6076 | 3824 | 13766.2899 | Distributed from 923 Generation And Fuel | 1986
15532 | 2022 | NH | Garvins Falls | 2357 | 1 |  | OP | HY | WAT | 3.4 | 0.317 | 9440.484 | 33985.4705 | 2649.532 | 9538.2389 | Distributed from 923 Generation And Fuel | 1981
15533 | 2022 | NH | Garvins Falls | 2357 | 2 |  | OP | HY | WAT | 3.4 | 0.317 | 9440.484 | 33985.4705 | 2649.532 | 9538.2389 | Distributed from 923 Generation And Fuel | 1981
15534 | 2022 | NH | Garvins Falls | 2357 | 3 |  | OP | HY | WAT | 2.4 | 0.317 | 6663.871 | 23989.7437 | 1870.258 | 6732.8749 | Distributed from 923 Generation And Fuel | 1925
15535 | 2022 | NH | Garvins Falls | 2357 | 4 |  | OP | HY | WAT | 3.2 | 0.317 | 8885.161 | 31986.3237 | 2493.677 | 8977.1654 | Distributed from 923 Generation And Fuel | 1925
15536 | 2022 | NH | General Electric Great Falls Upper Hydro | 10059 | 1575 |  | OS | HY | WAT | 1.6 |  | GENYRONL: 1984; GENYRRET: 2023
15537 | 2022 | NH | General Electric Great Falls Upper Hydro | 10059 | 500 |  | OS | HY | WAT | 0.5 |  | GENYRONL: 1988; GENYRRET: 2023
15538 | 2022 | NH | Gorham | 2358 | 1 |  | OP | HY | WAT | 0.4 | 0.538 | 1883.636 | 6781.0354 | 528.727 | 1903.402 | Distributed from 923 Generation And Fuel | 1917
15539 | 2022 | NH | Gorham | 2358 | 2 |  | OP | HY | WAT | 0.4 | 0.538 | 1883.636 | 6781.0354 | 528.727 | 1903.402 | Distributed from 923 Generation And Fuel | 1917
15540 | 2022 | NH | Gorham | 2358 | 3 |  | OP | HY | WAT | 0.7 | 0.538 | 3296.364 | 11866.8155 | 925.273 | 3330.9562 | Distributed from 923 Generation And Fuel | 1923
15541 | 2022 | NH | Gorham | 2358 | 4 |  | OP | HY | WAT | 0.7 | 0.538 | 3296.364 | 11866.8155 | 925.273 | 3330.9562 | Distributed from 923 Generation And Fuel | 1923
15542 | 2022 | NH | Granite Reliable Power | 58004 | 1 |  | OP | WT | WND | 99 | 0.238 | 206382 | 742969.2562 | 66694 | 240096.4792 | Distributed from 923 Generation And Fuel | 2012
15543 | 2022 | NH | Granite Ridge | 55170 | CT11 |  | OP | CT | NG | 260 | 0.457 | 1039945 | 3743772.0498 | 586981 | 2113114.6951 | EIA-923 Generator File | 2003
15544 | 2022 | NH | Granite Ridge | 55170 | CT12 |  | OP | CT | NG | 260 | 0.514 | 1171185 | 4216232.2701 | 552174 | 1987810.4975 | EIA-923 Generator File | 2003
15545 | 2022 | NH | Granite Ridge | 55170 | STG | 2 | OP | CA | NG | 270 | 0.517 | 1222642 | 4401475.9882 | 644498 | 2320174.2386 | EIA-923 Generator File | 2003
15546 | 2022 | NH | Gregg Falls | 50384 | 1 |  | OP | HY | WAT | 2.2 | 0.307 | 5921.771 | 21318.2051 | 1661.943 | 5982.9469 | Distributed from 923 Generation And Fuel | 1985
15547 | 2022 | NH | Gregg Falls | 50384 | 2 |  | OP | HY | WAT | 1.3 | 0.307 | 3499.229 | 12597.1236 | 982.057 | 3535.3769 | Distributed from 923 Generation And Fuel | 1985
15548 | 2022 | NH | Groton Wind LLC | 58141 | 1 |  | OP | WT | WND | 48 | 0.265 | 111247 | 400485.9961 | 32615 | 117413.0607 | Distributed from 923 Generation And Fuel | 2012
15549 | 2022 | NH | Hampton Facility | 10108 | GEN8 |  | OP | GT | NG | 5 | 0.641 | 28070 | 101051.1916 | 12042 | 43350.8532 | Distributed from 923 Generation And Fuel | 2000
15550 | 2022 | NH | Hillsborough Hosiery | 10036 | GEN1 |  | OP | HY | WAT | 0.6 | 0.199 | 1047.5 | 3770.9698 | 294 | 1058.3915 | Distributed from 923 Generation And Fuel | 1989
15551 | 2022 | NH | Hillsborough Hosiery | 10036 | GEN2 |  | OP | HY | WAT | 0.6 | 0.199 | 1047.5 | 3770.9698 | 294 | 1058.3915 | Distributed from 923 Generation And Fuel | 1989
15552 | 2022 | NH | Hooksett | 2359 | 1 |  | OP | HY | WAT | 1.6 | 0.367 | 5145 | 18521.8518 | 1444 | 5198.3584 | Distributed from 923 Generation And Fuel | 1927
15553 | 2022 | NH | Jackman | 2360 | 1 |  | OP | HY | WAT | 3.2 | 0.321 | 9007 | 32424.9406 | 2528 | 9100.7272 | Distributed from 923 Generation And Fuel | 1926
15554 | 2022 | NH | Jericho Power | 59070 | WT 1 |  | OP | WT | WND | 14.3 | 0.153 | 19156 | 68961.0483 | 6319 | 22748.218 | Distributed from 923 Generation And Fuel | 2016
15555 | 2022 | NH | Lempster Wind LLC | 56399 | 1 |  | OP | WT | WND | 24 | 0.298 | 62750 | 225898.1928 | 17258 | 62128.303 | Distributed from 923 Generation And Fuel | 2008
15556 | 2022 | NH | Lochmere Hydroelectric Plant | 54572 | UNT1 |  | OP | HY | WAT | 0.3 | 0.344 | 903 | 3250.774 | 253.5 | 912.5927 | Distributed from 923 Generation And Fuel | 1984
15557 | 2022 | NH | Lochmere Hydroelectric Plant | 54572 | UNT2 |  | OP | HY | WAT | 0.3 | 0.344 | 903 | 3250.774 | 253.5 | 912.5927 | Distributed from 923 Generation And Fuel | 1984
15558 | 2022 | NH | Lochmere Hydroelectric Plant | 54572 | UNT3 |  | OP | HY | WAT | 0.3 | 0.344 | 903 | 3250.774 | 253.5 | 912.5927 | Distributed from 923 Generation And Fuel | 1984
15559 | 2022 | NH | Lochmere Hydroelectric Plant | 54572 | UNT4 |  | OP | HY | WAT | 0.3 | 0.344 | 903 | 3250.774 | 253.5 | 912.5927 | Distributed from 923 Generation And Fuel | 1984
15560 | 2022 | NH | Lost Nation | 2362 | GT1 |  | OP | GT | DFO | 18 | 0.002 | 343 | 1234.7901 | 24 | 86.3993 | Distributed from 923 Generation And Fuel | 1969
15561 | 2022 | NH | Lower Village Water Power Project | 50285 | 0001 |  | OP | HY | WAT | 0.6 | 0.329 | 1730.5 | 6229.7502 | 485.5 | 1747.786 | Distributed from 923 Generation And Fuel | 1995
15562 | 2022 | NH | Lower Village Water Power Project | 50285 | 0002 |  | OP | HY | WAT | 0.6 | 0.329 | 1730.5 | 6229.7502 | 485.5 | 1747.786 | Distributed from 923 Generation And Fuel | 1995
15563 | 2022 | NH | Mascoma Hydro | 54471 | 01 |  | OP | HY | WAT | 0.5 | 0.098 | 429.333 | 1545.5864 | 120.333 | 433.1953 | Distributed from 923 Generation And Fuel | 1988
15564 | 2022 | NH | Mascoma Hydro | 54471 | 02 |  | OP | HY | WAT | 0.5 | 0.098 | 429.333 | 1545.5864 | 120.333 | 433.1953 | Distributed from 923 Generation And Fuel | 1988
15565 | 2022 | NH | Mascoma Hydro | 54471 | 03 |  | OP | HY | WAT | 0.5 | 0.098 | 429.333 | 1545.5864 | 120.333 | 433.1953 | Distributed from 923 Generation And Fuel | 1988
15566 | 2022 | NH | Merrimack | 2364 | 1 | 1 | OP | ST | BIT | 113.6 | 0.122 | 121142 | 436107.7111 | 6416 | 23097.4152 | EIA-923 Generator File | 1960
15567 | 2022 | NH | Merrimack | 2364 | 2 | 1 | OP | ST | BIT | 345.6 | 0.061 | 184877 | 665551.8756 | 26115 | 94013.2479 | EIA-923 Generator File | 1968
15568 | 2022 | NH | Merrimack | 2364 | GT1 |  | OP | GT | JF | 18.6 | 0.009 | 1410.5 | 5077.7594 | 150.5 | 541.7957 | Distributed from 923 Generation And Fuel | 1968
15569 | 2022 | NH | Merrimack | 2364 | GT2 |  | OP | GT | JF | 18.6 | 0.009 | 1410.5 | 5077.7594 | 150.5 | 541.7957 | Distributed from 923 Generation And Fuel | 1969
15570 | 2022 | NH | Merrimack Solar Farm, LLC | 64454 | PV1 |  | OP | PV | SUN | 2.4 | 0.186 | 3908 | 14068.6875 | 2226 | 8013.5359 | Distributed from 923 Generation And Fuel | 2019
15571 | 2022 | NH | Milton Hydro | 10519 | 1 |  | OP | HY | WAT | 0.2 | 0.535 | 937.286 | 3374.2026 | 263 | 946.7924 | Distributed from 923 Generation And Fuel | 1914
15572 | 2022 | NH | Milton Hydro | 10519 | 2 |  | OP | HY | WAT | 0.4 | 0.535 | 1874.571 | 6748.4016 | 526 | 1893.5849 | Distributed from 923 Generation And Fuel | 1914
15573 | 2022 | NH | Milton Hydro | 10519 | 3 |  | OP | HY | WAT | 0.3 | 0.535 | 1405.929 | 5061.3039 | 394.5 | 1420.1886 | Distributed from 923 Generation And Fuel | 1984
15574 | 2022 | NH | Milton Hydro | 10519 | 4 |  | OP | HY | WAT | 0.5 | 0.535 | 2343.214 | 8435.5029 | 657.5 | 2366.9811 | Distributed from 923 Generation And Fuel | 1987
15575 | 2022 | NH | Mine Falls Generating Station | 10183 | GEN1 |  | OP | HY | WAT | 1.5 | 0.423 | 5558.5 | 20010.4399 | 1560 | 5615.9551 | Distributed from 923 Generation And Fuel | 1985
15576 | 2022 | NH | Mine Falls Generating Station | 10183 | GEN2 |  | OP | HY | WAT | 1.5 | 0.423 | 5558.5 | 20010.4399 | 1560 | 5615.9551 | Distributed from 923 Generation And Fuel | 1985
15577 | 2022 | NH | Nashua Plant | 55006 | UNT2 |  | OP | IC | LFG | 0.8 | 0.563 | 3942.667 | 14193.4877 | 1672.333 | 6020.3506 | Distributed from 923 Generation And Fuel | 1996
15578 | 2022 | NH | Nashua Plant | 55006 | UNT3 |  | OP | IC | LFG | 1.6 | 0.563 | 7885.333 | 28386.9717 | 3344.667 | 12040.7049 | Distributed from 923 Generation And Fuel | 2016
15579 | 2022 | NH | NE Renewable Bethlehem, LLC | 50208 | GEN1 | 1 | OP | ST | WDS | 17.5 | 0 | 0 | 0 | 0 | 0 | EIA-923 Generator File | 1986
15580 | 2022 | NH | NE Renewable Springfield, LLC | 10838 | GEN1 | 1 | OP | ST | WDS | 20 | 0.134 | 23430 | 84347.3252 | 5440 | 19583.8433 | EIA-923 Generator File | 1987
15581 | 2022 | NH | NE Renewable Tamworth, LLC | 50739 | GEN1 | 1 | OP | ST | WDS | 25 | 0.1 | 21937 | 78972.5682 | 0 | 0 | EIA-923 Generator File | 1987
15582 | 2022 | NH | NE Renewable Whitefield, LLC | 10839 | GEN1 | 1 | OP | ST | WDS | 19.9 | 0.059 | 10220 | 36791.7057 | 1019 | 3668.3707 | EIA-923 Generator File | 1988
15583 | 2022 | NH | Newfound Hydroelectric | 50324 | 1 |  | OP | HY | WAT | 0.7 | 0.344 | 2111.5 | 7601.3392 | 592.5 | 2132.9829 | Distributed from 923 Generation And Fuel | 1983
15584 | 2022 | NH | Newfound Hydroelectric | 50324 | 2 |  | OP | HY | WAT | 0.7 | 0.344 | 2111.5 | 7601.3392 | 592.5 | 2132.9829 | Distributed from 923 Generation And Fuel | 1983
15585 | 2022 | NH | Newington | 8002 | 1 | 1 | OP | ST | RFO | 414 | 0.038 | 137563 | 495222.8382 | 43075 | 155068.7594 | EIA-923 Generator File | 1974
15586 | 2022 | NH | Newington | 55661 | GT-1 |  | OP | CT | NG | 185.6 | 0.253 | 410592 | 1478119.375 | 273309 | 983904.5288 | EIA-923 Generator File | 2002
15587 | 2022 | NH | Newington | 55661 | GT-2 |  | OP | CT | NG | 185.6 | 0.263 | 428024 | 1540874.073 | 287856 | 1036273.3098 | EIA-923 Generator File | 2002
15588 | 2022 | NH | Newington | 55661 | ST | 2 | OP | CA | NG | 234.3 | 0.235 | 481832 | 1734581.3233 | 336860 | 1212686.2985 | EIA-923 Generator File | 2002
15589 | 2022 | NH | Pembroke Hydro | 50312 | 1 |  | OP | HY | WAT | 2.7 | 0.358 | 8459 | 30452.1564 | 2374 | 8546.3316 | Distributed from 923 Generation And Fuel | 1985
15590 | 2022 | NH | Penacook Lower Falls | 50353 | 1 |  | OP | HY | WAT | 4.6 | 0.461 | 18588 | 66916.2647 | 5217 | 18781.0498 | Distributed from 923 Generation And Fuel | 1983
15591 | 2022 | NH | Penacook Upper Falls Hydro | 50414 | 1 |  | OP | HY | WAT | 3.4 | 0.396 | 11801 | 42483.2601 | 3312 | 11923.1046 | Distributed from 923 Generation And Fuel | 1986
15592 | 2022 | NH | Plymouth State College Cogeneration | 54803 | A |  | SB | IC | DFO | 1.2 | 0 | 0 | 0 | 0 | 0 | Distributed from 923 Generation And Fuel | 1994
15593 | 2022 | NH | Plymouth State College Cogeneration | 54803 | B |  | SB | IC | DFO | 1.6 | 0 | 0 | 0 | 0 | 0 | Distributed from 923 Generation And Fuel | 2000
15594 | 2022 | NH | Pontook Hydro Facility | 50741 | GEN1 |  | OP | HY | WAT | 3.5 | 0.47 | 14405 | 51857.5851 | 4042.667 | 14553.4848 | Distributed from 923 Generation And Fuel | 1986
15595 | 2022 | NH | Pontook Hydro Facility | 50741 | GEN2 |  | OP | HY | WAT | 3.5 | 0.47 | 14405 | 51857.5851 | 4042.667 | 14553.4848 | Distributed from 923 Generation And Fuel | 1986
15596 | 2022 | NH | Pontook Hydro Facility | 50741 | GEN3 |  | OP | HY | WAT | 3.5 | 0.47 | 14405 | 51857.5851 | 4042.667 | 14553.4848 | Distributed from 923 Generation And Fuel | 1986
15597 | 2022 | NH | Rolfe Canal Hydro | 50351 | 1 |  | OP | HY | WAT | 4.3 | 0.507 | 19084 | 68701.8504 | 5356 | 19281.4457 | Distributed from 923 Generation And Fuel | 1987
15598 | 2022 | NH | Rollinsford | 54418 | GEN1 |  | OP | HY | WAT | 0.7 | 0.391 | 2398 | 8632.7309 | 673 | 2422.7806 | Distributed from 923 Generation And Fuel | 1986
15599 | 2022 | NH | Rollinsford | 54418 | GEN2 |  | OP | HY | WAT | 0.7 | 0.391 | 2398 | 8632.7309 | 673 | 2422.7806 | Distributed from 923 Generation And Fuel | 1995
15600 | 2022 | NH | S C Moore | 2351 | GEN1 |  | OP | HY | WAT | 47.7 | 0.149 | 62198.25 | 223911.9087 | 17456 | 62841.0973 | Distributed from 923 Generation And Fuel | 1957
15601 | 2022 | NH | S C Moore | 2351 | GEN2 |  | OP | HY | WAT | 47.7 | 0.149 | 62198.25 | 223911.9087 | 17456 | 62841.0973 | Distributed from 923 Generation And Fuel | 1957
15602 | 2022 | NH | S C Moore | 2351 | GEN3 |  | OP | HY | WAT | 47.7 | 0.149 | 62198.25 | 223911.9087 | 17456 | 62841.0973 | Distributed from 923 Generation And Fuel | 1957
15603 | 2022 | NH | S C Moore | 2351 | GEN4 |  | OP | HY | WAT | 47.7 | 0.149 | 62198.25 | 223911.9087 | 17456 | 62841.0973 | Distributed from 923 Generation And Fuel | 1957
15604 | 2022 | NH | Schiller | 2367 | 4 | 1 | OS | ST | BIT | 50 | 0 | 0 | 0 | 0 | 0 | EIA-923 Generator File | 1952
15605 | 2022 | NH | Schiller | 2367 | 5 | 2 | OS | ST | WDS | 50 | 0 | 0 | 0 | 0 | 0 | EIA-923 Generator File | 1955
15606 | 2022 | NH | Schiller | 2367 | 6 | 1 | OS | ST | BIT | 50 | 0 | 0 | 0 | 0 | 0 | EIA-923 Generator File | 1957
15607 | 2022 | NH | Schiller | 2367 | GT1 |  | OP | GT | JF | 21.2 | 0.005 | 994 | 3578.3714 | 113 | 406.7967 | Distributed from 923 Generation And Fuel | 1970
15608 | 2022 | NH | Seabrook | 6115 | 1 | 1 | OP | ST | NUC | 1242 | 1.004 | 10921528 | 39317186.2625 | 4573602 | 16464835.4813 | Distributed from 923 Generation And Fuel | 1990
15609 | 2022 | NH | Smith (NH) | 2368 | 1 |  | OP | HY | WAT | 15 | 0.734 | 96462 | 347260.4219 | 27072 | 97458.4203 | Distributed from 923 Generation And Fuel | 1948
15610 | 2022 | NH | Somersworth Lower Great Dam | 50704 | GEN1 |  | OP | HY | WAT | 1.3 | 0.142 | 1613 | 5806.7535 | 453 | 1630.787 | Distributed from 923 Generation And Fuel | 1985
15611 | 2022 | NH | Stevens Mills Dam | 10109 | 1G |  | OP | HY | WAT | 0.2 | 0.319 | 558.737 | 2011.4371 | 156.842 | 564.6267 | Distributed from 923 Generation And Fuel | 1985
15612 | 2022 | NH | Stevens Mills Dam | 10109 | 3G |  | OP | HY | WAT | 1.7 | 0.319 | 4749.263 | 17097.21 | 1333.158 | 4799.3304 | Distributed from 923 Generation And Fuel | 1985
15613 | 2022 | NH | Turnkey Landfill Gas Recovery | 54663 | GEN1 |  | OP | IC | LFG | 0.8 | 0.348 | 2440.25 | 8784.8297 | 1035.25 | 3726.8702 | Distributed from 923 Generation And Fuel | 1992
15614 | 2022 | NH | Turnkey Landfill Gas Recovery | 54663 | GEN2 |  | OP | IC | LFG | 0.8 | 0.348 | 2440.25 | 8784.8297 | 1035.25 | 3726.8702 | Distributed from 923 Generation And Fuel | 1992
15615 | 2022 | NH | Turnkey Landfill Gas Recovery | 54663 | GEN3 |  | OP | IC | LFG | 0.8 | 0.348 | 2440.25 | 8784.8297 | 1035.25 | 3726.8702 | Distributed from 923 Generation And Fuel | 1992
15616 | 2022 | NH | Turnkey Landfill Gas Recovery | 54663 | GEN4 |  | OP | IC | LFG | 0.8 | 0.348 | 2440.25 | 8784.8297 | 1035.25 | 3726.8702 | Distributed from 923 Generation And Fuel | 1993
15617 | 2022 | NH | Turnkey Landfill Gas Recovery | 54663 | GEN5 |  | OP | GT | LFG | 3 | 0.639 | 16789 | 60439.9165 | 7122 | 25638.9949 | Distributed from 923 Generation And Fuel | 1997
15618 | 2022 | NH | Turnkey Landfill Gas Recovery | 54663 | GEN6 |  | OP | GT | LFG | 3 | 0.639 | 16789 | 60439.9165 | 7122 | 25638.9949 | Distributed from 923 Generation And Fuel | 1997
15619 | 2022 | NH | UNH 7.9 MW Plant | 58180 | 1 |  | OP | GT | LFG | 7.9 | 0.794 | 54948 | 197811.2175 | 20658 | 74368.2051 | Distributed from 923 Generation And Fuel | 2006
15620 | 2022 | NH | Wheelabrator Concord Facility | 50873 | GEN1 | 2 | OP | ST | MSW | 14 | 0.739 | 90650 | 326337.3893 | 38570 | 138850.8892 | EIA-923 Generator File | 1989
15621 | 2022 | NH | White Lake | 2369 | GT1 |  | OP | GT | JF | 18.6 | 0.011 | 1721 | 6195.5504 | 121 | 435.5965 | Distributed from 923 Generation And Fuel | 1968
15622 | 2022 | NJ | 10 Finderne Avenue Solar, LLC | 64023 | 246 |  | OP | PV | SUN | 2.3 | 0.183 | 3681 | 13251.494 | 1909 | 6872.345 | Distributed from 923 Generation And Fuel | 2017
15623 | 2022 | NJ | 101 Carnegie Center Solar, LLC | 64025 | 297 |  | OP | PV | SUN | 1.2 | 0.176 | 1854 | 6674.3466 | 961 | 3459.5723 | Distributed from 923 Generation And Fuel | 2020
15624 | 2022 | NJ | 12 Applegate Solar LLC | 59371 | PV1 |  | OP | PV | SUN | 1.5 | 0.17 | 2237 | 8053.1356 | 1160 | 4175.9666 | Distributed from 923 Generation And Fuel | 2012
15625 | 2022 | NJ | 145 Talmadge Solar | 57458 | 1 |  | OP | PV | SUN | 3.8 | 0.158 | 5254 | 18914.2487 | 2724 | 9806.3215 | Distributed from 923 Generation And Fuel | 2011
15626 | 2022 | NJ | 180 Raritan Solar | 58187 | 1 |  | OP | PV | SUN | 1.9 | 0.16 | 2657 | 9565.1235 | 1378 | 4960.7603 | Distributed from 923 Generation And Fuel | 2012
15627 | 2022 | NJ | 24 Applegate Solar LLC | 59365 | PV1 |  | OP | PV | SUN | 2.6 | 0.064 | 1448 | 5212.7583 | 751 | 2703.5784 | Distributed from 923 Generation And Fuel | 2014
15628 | 2022 | NJ | 350 Clark Solar, NG, LLC | 61224 | 5400 |  | OP | PV | SUN | 1.8 | 0.129 | 2027 | 7297.1416 | 1051 | 3783.5697 | Distributed from 923 Generation And Fuel | 2011
15629 | 2022 | NJ | 4 Applegate Solar LLC | 59370 | PV1 |  | OP | PV | SUN | 1.4 | 0.159 | 1946 | 7005.544 | 1009 | 3632.3709 | Distributed from 923 Generation And Fuel | 2012
15630 | 2022 | NJ | 435A Bergen Avenue | 63366 | 1 |  | OP | PV | SUN | 1.4 | 0.184 | 2255 | 8117.9351 | 1169 | 4208.3663 | Distributed from 923 Generation And Fuel | 2019
15631 | 2022 | NJ | 46 Meadowlands Parkway | 62325 | 1 |  | OP | PV | SUN | 1.5 | 0.202 | 2657 | 9565.1235 | 1378 | 4960.7603 | Distributed from 923 Generation And Fuel | 2018
15632 | 2022 | NJ | 510 Carnegie Center | 64194 | 313 |  | OP | PV | SUN | 1.4 | 0.165 | 2021 | 7275.5418 | 1048 | 3772.7698 | Distributed from 923 Generation And Fuel | 2019
15633 | 2022 | NJ | 5601 Westside CDG | 65289 | 1 |  | OP | PV | SUN | 1.5 | 0.187 | 2460 | 8855.9292 | 1276 | 4593.5633 | Distributed from 923 Generation And Fuel | 2021
15634 | 2022 | NJ | 601 Doremus CDG | 65280 | 1 |  | OP | PV | SUN | 1.5 | 0.185 | 2436 | 8769.5298 | 1263 | 4546.7636 | Distributed from 923 Generation And Fuel | 2021
15635 | 2022 | NJ | 701 Carnegie Center | 64195 | 313 |  | OP | PV | SUN | 1.1 | 0.165 | 1588 | 5716.7543 | 823 | 2962.7763 | Distributed from 923 Generation And Fuel | 2019
15636 | 2022 | NJ | 77 Metro Way | 62326 | 1 |  | OP | PV | SUN | 1 | 0.184 | 1613 | 5806.7535 | 836 | 3009.5759 | Distributed from 923 Generation And Fuel | 2018
15637 | 2022 | NJ | Absegami | 65622 | ABSGI |  | OP | PV | SUN | 2.1 | 0.188 | 3455 | 12437.9005 | 1792 | 6451.1484 | Distributed from 923 Generation And Fuel | 2021
15638 | 2022 | NJ | AC Criminal Courts Complex SPE2, LLC | 58798 | ACCCC |  | OP | PV | SUN | 1.3 | 0.153 | 1738 | 6256.7499 | 901 | 3243.5741 | Distributed from 923 Generation And Fuel | 2012
15639 | 2022 | NJ | AC Power | 63260 | ACP |  | OP | PV | SUN | 1.3 | 0.198 | 2259 | 8132.3349 | 1171 | 4215.5663 | Distributed from 923 Generation And Fuel | 2019
15640 | 2022 | NJ | ACCC Mays Landing | 60802 | PV1 |  | OP | PV | SUN | 1.4 | 0.165 | 2025 | 7289.9417 | 1050 | 3779.9698 | Distributed from 923 Generation And Fuel | 2013 | 2028
15641 | 2022 | NJ | ACCP NJ 1 | 63198 | ACCP1 |  | OP | PV | SUN | 1.2 | 0.188 | 1980 | 7127.943 | 1027 | 3697.1704 | Distributed from 923 Generation And Fuel | 2020
15642 | 2022 | NJ | ACM - Midtown Thermal | 63483 | T60-1 |  | OP | GT | NG | 5.5 | 0.919 | 44296 | 159464.3243 | 24263 | 87346.1012 | Distributed from 923 Generation And Fuel | 2012
15643 | 2022 | NJ | ACUA | 61923 | VACUA |  | OP | BA | MWH | 1 | -0.018 | -154 | -554.3956 | -65 | -233.9981 | Distributed from 923 Generation And Fuel | 2018
15644 | 2022 | NJ | Adams Ave MS and HS | 60772 | PVHS |  | OP | PV | SUN | 1.8 | 0.198 | 3114.581 | 11212.4019 | 1614.774 | 5813.1399 | Distributed from 923 Generation And Fuel | 2012
15645 | 2022 | NJ | Adams Ave MS and HS | 60772 | PVMS |  | OP | PV | SUN | 1.3 | 0.198 | 2249.419 | 8097.8436 | 1166.226 | 4198.38 | Distributed from 923 Generation And Fuel | 2011
15646 | 2022 | NJ | Alethea I | 58519 | 1 |  | OP | PV | SUN | 2.8 | 0.107 | 2625 | 9449.9244 | 1361 | 4899.5608 | Distributed from 923 Generation And Fuel | 2011
15647 | 2022 | NJ | Allied Beverages Elizabeth | 63353 | ABE |  | OP | PV | SUN | 3.2 | 0.202 | 5659 | 20372.237 | 2934 | 10562.3155 | Distributed from 923 Generation And Fuel | 2018
15648 | 2022 | NJ | Altice - Parsippany | 65213 | ATC03 |  | OP | FC | NG | 2 | 0.946 | 16575 | 59669.5226 | 9081 | 32691.3385 | Distributed from 923 Generation And Fuel | 2021
15649 | 2022 | NJ | Amazon | 58357 | WR |  | OP | PV | SUN | 4.2 | 0.034 | 1266 | 4557.5635 | 656 | 2361.5811 | Distributed from 923 Generation And Fuel | 2011
15650 | 2022 | NJ | American Goldfinch SCS ACY2 NJ, LLC | 64360 | 30001 |  | OP | PV | SUN | 3.9 | 0.208 | 7117 | 25620.995 | 3690 | 13283.8937 | Distributed from 923 Generation And Fuel | 2020
15651 | 2022 | NJ | AT&T Middletown | 65194 | ATT39 |  | OP | FC | NG | 2 | 0.821 | 14391 | 51807.1855 | 7885 | 28385.7729 | Distributed from 923 Generation And Fuel | 2015
15652 | 2022 | NJ | Atlantic City Convention Center | 56900 | 1 |  | OP | PV | SUN | 0.5 | 0.177 | 773.5 | 2784.5777 | 401 | 1443.5885 | Distributed from 923 Generation And Fuel | 2008
15653 | 2022 | NJ | Atlantic City Convention Center | 56900 | 2 |  | OP | PV | SUN | 0.5 | 0.177 | 773.5 | 2784.5777 | 401 | 1443.5885 | Distributed from 923 Generation And Fuel | 2008
15654 | 2022 | NJ | Atlantic City Convention Center | 56900 | 3 |  | OP | PV | SUN | 0.5 | 0.177 | 773.5 | 2784.5777 | 401 | 1443.5885 | Distributed from 923 Generation And Fuel | 2008
15655 | 2022 | NJ | Atlantic City Convention Center | 56900 | 4 |  | OP | PV | SUN | 0.5 | 0.177 | 773.5 | 2784.5777 | 401 | 1443.5885 | Distributed from 923 Generation And Fuel | 2008
15656 | 2022 | NJ | Atlantic Coast Freezers Solar Facility | 58360 | ACF |  | OP | PV | SUN | 2 | 0.15 | 2621 | 9435.5245 | 1359 | 4892.3609 | Distributed from 923 Generation And Fuel | 2012
15657 | 2022 | NJ | Augusta Solar Farm | 62906 | AUGSF |  | OP | PV | SUN | 2.9 | 0.169 | 4295 | 15461.8763 | 2227 | 8017.1359 | Distributed from 923 Generation And Fuel | 2016
15658 | 2022 | NJ | Barrette Outdoor Living, Inc. | 63298 | BARRE |  | OP | PV | SUN | 1.5 | 0.211 | 2778 | 10000.72 | 1441 | 5187.5585 | Distributed from 923 Generation And Fuel | 2019
15659 | 2022 | NJ | Bayonne Energy Center | 56964 | GT1 |  | OP | GT | NG | 64 | 0.206 | 115376.298 | 415351.35 | 63682.981 | 229256.8975 | Distributed from 923 Generation And Fuel | 2012
15660 | 2022 | NJ | Bayonne Energy Center | 56964 | GT10 |  | OP | GT | NG | 66 | 0.206 | 118981.807 | 428331.0786 | 65673.075 | 236421.1786 | Distributed from 923 Generation And Fuel | 2018
15661 | 2022 | NJ | Bayonne Energy Center | 56964 | GT2 |  | OP | GT | NG | 64 | 0.206 | 115376.298 | 415351.35 | 63682.981 | 229256.8975 | Distributed from 923 Generation And Fuel | 2012
15662 | 2022 | NJ | Bayonne Energy Center | 56964 | GT3 |  | OP | GT | NG | 64 | 0.206 | 115376.298 | 415351.35 | 63682.981 | 229256.8975 | Distributed from 923 Generation And Fuel | 2012
15663 | 2022 | NJ | Bayonne Energy Center | 56964 | GT4 |  | OP | GT | NG | 64 | 0.206 | 115376.298 | 415351.35 | 63682.981 | 229256.8975 | Distributed from 923 Generation And Fuel | 2012
15664 | 2022 | NJ | Bayonne Energy Center | 56964 | GT5 |  | OP | GT | NG | 64 | 0.206 | 115376.298 | 415351.35 | 63682.981 | 229256.8975 | Distributed from 923 Generation And Fuel | 2012
15665 | 2022 | NJ | Bayonne Energy Center | 56964 | GT6 |  | OP | GT | NG | 64 | 0.206 | 115376.298 | 415351.35 | 63682.981 | 229256.8975 | Distributed from 923 Generation And Fuel | 2012
15666 | 2022 | NJ | Bayonne Energy Center | 56964 | GT7 |  | OP | GT | NG | 64 | 0.206 | 115376.298 | 415351.35 | 63682.981 | 229256.8975 | Distributed from 923 Generation And Fuel | 2012
15667 | 2022 | NJ | Bayonne Energy Center | 56964 | GT8 |  | OP | GT | NG | 64 | 0.206 | 115376.298 | 415351.35 | 63682.981 | 229256.8975 | Distributed from 923 Generation And Fuel | 2012
15668 | 2022 | NJ | Bayonne Energy Center | 56964 | GT9 |  | OP | GT | NG | 66 | 0.206 | 118981.807 | 428331.0786 | 65673.075 | 236421.1786 | Distributed from 923 Generation And Fuel | 2018
15669 | 2022 | NJ | Bayonne MUA- Leitner-Poma Wind Turbine | 59797 | WT1 |  | OS | WT | WND | 1.5 | 0 | 0 | 0 | 0 | 0 | Distributed from 923 Generation And Fuel | 2012
15670 | 2022 | NJ | Bayville Central Facility | 54569 | COG1 |  | OP | IC | OBG | 0.3 | 0.066 | 173.087 | 623.1082 | 68.826 | 247.7716 | Distributed from 923 Generation And Fuel | 1988
15671 | 2022 | NJ | Bayville Central Facility | 54569 | COG2 |  | OP | IC | OBG | 0.3 | 0.066 | 173.087 | 623.1082 | 68.826 | 247.7716 | Distributed from 923 Generation And Fuel | 1988
15672 | 2022 | NJ | Bayville Central Facility | 54569 | COG3 |  | OP | IC | OBG | 0.3 | 0.066 | 173.087 | 623.1082 | 68.826 | 247.7716 | Distributed from 923 Generation And Fuel | 1988
15673 | 2022 | NJ | Bayville Central Facility | 54569 | COG4 |  | OP | IC | DFO | 1.5 | 0.066 | 865.435 | 3115.5411 | 344.13 | 1238.8581 | Distributed from 923 Generation And Fuel | 2002
15674 | 2022 | NJ | Bayville Central Facility | 54569 | COG5 |  | OP | IC | DFO | 1.5 | 0.066 | 865.435 | 3115.5411 | 344.13 | 1238.8581 | Distributed from 923 Generation And Fuel | 2002
15675 | 2022 | NJ | Bayville Central Facility | 54569 | COG6 |  | OP | IC | DFO | 1.5 | 0.066 | 865.435 | 3115.5411 | 344.13 | 1238.8581 | Distributed from 923 Generation And Fuel | 2002
15676 | 2022 | NJ | Bayville Central Facility | 54569 | COG7 |  | OP | IC | DFO | 1.5 | 0.066 | 865.435 | 3115.5411 | 344.13 | 1238.8581 | Distributed from 923 Generation And Fuel | 2002
15677 | 2022 | NJ | Bayville Central Facility | 54569 | CPV1 |  | OP | PV | SUN | 0.2 | 0.124 | 218 | 784.7937 | 131 | 471.5962 | Distributed from 923 Generation And Fuel | 2007
15678 | 2022 | NJ | Bayway Refinery | 56294 | FGX |  | OP | OT | WH | 11.2 | 0.039 | 3780 | 13607.8911 | 0 | 0 | Distributed from 923 Generation And Fuel | 1967
15679 | 2022 | NJ | BBB Corporate Headquarters | 58093 | HQNJ |  | OP | PV | SUN | 1 | 0.147 | 1290 | 4643.9628 | 669 | 2408.3807 | Distributed from 923 Generation And Fuel | 2010
15680 | 2022 | NJ | Beaver Run | 60805 | BRUN1 |  | OP | PV | SUN | 7.4 | 0.075 | 4888 | 17596.6592 | 2535 | 9125.927 | Distributed from 923 Generation And Fuel | 2015
15681 | 2022 | NJ | Bed Bath & Beyond DC Port Reading NJ | 58096 | PTNJ |  | OP | PV | SUN | 1.8 | 0.146 | 2308 | 8308.7335 | 1197 | 4309.1655 | Distributed from 923 Generation And Fuel | 2011
15682 | 2022 | NJ | Ben Moreell Solar Farm | 63786 | BMSF |  | OP | PV | SUN | 20 | 0.202 | 35412 | 127482.1801 | 18362 | 66102.6712 | Distributed from 923 Generation And Fuel | 2020
15683 | 2022 | NJ | Benjamin Moore & Co. Solar | 57733 | PV1 |  | OP | PV | SUN | 1.4 | 0.143 | 1752 | 6307.1495 | 908 | 3268.7738 | Distributed from 923 Generation And Fuel | 2010
15684 | 2022 | NJ | Bergen Generating Station | 2398 | 1101 |  | OP | CT | NG | 112.5 | 0.104 | 102982 | 370732.2341 | 65129 | 234462.5243 | EIA-923 Generator File | 1995
15685 | 2022 | NJ | Bergen Generating Station | 2398 | 1201 |  | OP | CT | NG | 112.5 | 0.095 | 93325 | 335967.3123 | 64078 | 230678.9546 | EIA-923 Generator File | 1995
15686 | 2022 | NJ | Bergen Generating Station | 2398 | 1301 |  | OP | CT | NG | 112.5 | 0.127 | 125622 | 452235.5821 | 67240 | 242062.0635 | EIA-923 Generator File | 1995
15687 | 2022 | NJ | Bergen Generating Station | 2398 | 1401 |  | OP | CT | NG | 112.5 | 0.201 | 198376 | 714147.8868 | 137906 | 496457.6283 | EIA-923 Generator File | 1995
15688 | 2022 | NJ | Bergen Generating Station | 2398 | 1501 | 4 | OP | CA | NG | 325.2 | 0.082 | 233561 | 840812.8735 | 152415 | 548689.6105 | EIA-923 Generator File | 1959
15689 | 2022 | NJ | Bergen Generating Station | 2398 | 2101 |  | OP | CT | NG | 183.6 | 0.228 | 366534 | 1319511.8439 | 241120 | 868025.0558 | EIA-923 Generator File | 2002
15690 | 2022 | NJ | Bergen Generating Station | 2398 | 2201 |  | OP | CT | NG | 183.6 | 0.279 | 448876 | 1615940.6725 | 288954 | 1040226.0782 | EIA-923 Generator File | 2002
15691 | 2022 | NJ | Bergen Generating Station | 2398 | 2301 | 2 | OP | CA | NG | 258.4 | 0.219 | 496135 | 1786071.7114 | 325316 | 1171128.231 | EIA-923 Generator File | 2002
15692 | 2022 | NJ | Bergenmand Solar Partners, LLC Mahwah | 63200 | SA1 |  | OP | PV | SUN | 0.5 | 0.193 | 846 | 3045.5756 | 438.5 | 1578.5874 | Distributed from 923 Generation And Fuel | 2012
15693 | 2022 | NJ | Bergenmand Solar Partners, LLC Mahwah | 63200 | SA2 |  | OP | PV | SUN | 0.5 | 0.193 | 846 | 3045.5756 | 438.5 | 1578.5874 | Distributed from 923 Generation And Fuel | 2012
15694 | 2022 | NJ | Bernards Solar | 60437 | BERNS |  | OP | PV | SUN | 2.9 | 0.185 | 4691 | 16887.4649 | 2432 | 8755.13 | Distributed from 923 Generation And Fuel | 2016
15695 | 2022 | NJ | Berry Plastics Solar | 59097 | PV1 |  | OP | PV | SUN | 9.8 | 0.174 | 14965 | 53873.569 | 7760 | 27935.7765 | Distributed from 923 Generation And Fuel | 2013
15696 | 2022 | NJ | BJ's Wholesale Club Inc Dist Center | 60227 | PV1 |  | OP | PV | SUN | 1.4 | 0.201 | 2464 | 8870.329 | 1278 | 4600.7632 | Distributed from 923 Generation And Fuel | 2016
15697 | 2022 | NJ | BlackRock-Matrix | 57727 | BLAR |  | OP | PV | SUN | 2.5 | 0.16 | 3513 | 12646.6988 | 1822 | 6559.1475 | Distributed from 923 Generation And Fuel | 2012
15698 | 2022 | NJ | BNB Camden Solar | 61893 | BNBHQ |  | OP | PV | SUN | 2.2 | 0.169 | 3256 | 11721.5062 | 1688.649 | 6079.0878 | Distributed from 923 Generation And Fuel | 2017
15699 | 2022 | NJ | BNB Camden Solar | 61893 | BNBSO |  | OP | PV | SUN | 1.5 | 0.169 | 2220 | 7991.9361 | 1151.351 | 4144.8304 | Distributed from 923 Generation And Fuel | 2017
15700 | 2022 | NJ | Bordentown Solar | 60734 | PV1 |  | OP | PV | SUN | 6.8 | 0.109 | 6501 | 23403.4128 | 1563 | 5626.755 | Distributed from 923 Generation And Fuel | 2015
15701 | 2022 | NJ | Brickyard Solar | 60733 | PV1 |  | OP | PV | SUN | 1.5 | 0.158 | 2082 | 7495.14 | 1080 | 3887.9689 | Distributed from 923 Generation And Fuel | 2015
15702 | 2022 | NJ | Bridgeport Disposal Solar Farm | 59166 | BRIDG |  | OP | PV | SUN | 1.2 | 0.16 | 1683 | 6058.7515 | 873 | 3142.7749 | Distributed from 923 Generation And Fuel | 2011
15703 | 2022 | NJ | Bristol Myers Squibb Lawrenceville | 58947 | DG101 |  | SB | IC | DFO | 1.2 | 0.001 | 12 | 43.1997 | 1 | 3.6 | Distributed from 923 Generation And Fuel | 1991
15704 | 2022 | NJ | Bristol Myers Squibb Lawrenceville | 58947 | TG101 |  | OP | GT | NG | 4.3 | 0.453 | 17064.051 | 61430.0922 | 9260.636 | 33338.0229 | Distributed from 923 Generation And Fuel | 1995
15705 | 2022 | NJ | Bristol Myers Squibb Lawrenceville | 58947 | TG102 |  | OP | GT | NG | 5.6 | 0.453 | 22222.949 | 80001.9764 | 12060.364 | 43416.9631 | Distributed from 923 Generation And Fuel | 2021
15706 | 2022 | NJ | Bristol Myers Squibb New Brunswick | 54829 | GEN1 |  | OP | GT | NG | 9.5 | 0.669 | 55649 | 200334.7973 | 24560 | 88415.2927 | Distributed from 923 Generation And Fuel | 1992
15707 | 2022 | NJ | Bristol Myers Squibb New Brunswick | 54829 | GEN2 |  | SB | ST | NG | 1 | 0.004 | 38 | 136.7989 | 38 | 136.7989 | EIA-923 Generator File | 1999
15708 | 2022 | NJ | Brookdale CC BTM at Lincroft | 66776 | PV1 |  | OP | PV | SUN | 3.7 | 0 | 0 | 0 | 0 | 0 | Distributed from 923 Generation And Fuel | 2022
15709 | 2022 | NJ | Burlington Coat Factory Solar | 62712 | BCF |  | OP | PV | SUN | 2.6 | 0.217 | 4934 | 17762.2579 | 2558 | 9208.7263 | Distributed from 923 Generation And Fuel | 2018
15710 | 2022 | NJ | Caldwell Wastewater Treatment Plant Hybrid | 62027 | BAT1 |  | OP | BA | MWH | 1 | 0 | 0 | 0 | 0 | 0 | Distributed from 923 Generation And Fuel | 2016
15711 | 2022 | NJ | Caldwell Wastewater Treatment Plant Hybrid | 62027 | PV1 |  | OP | PV | SUN | 0.7 | 0.159 | 978 | 3520.7718 | 507 | 1825.1854 | Distributed from 923 Generation And Fuel | 2016
15712 | 2022 | NJ | Calpine Vineland Solar LLC | 57081 | CVS1 |  | OP | PV | SUN | 2.3 | 0.153 | 3092.659 | 11133.4833 | 1603.829 | 5773.7382 | Distributed from 923 Generation And Fuel | 2009
15713 | 2022 | NJ | Calpine Vineland Solar LLC | 57081 | CVS2 |  | OP | PV | SUN | 1.8 | 0.153 | 2420.341 | 8713.1579 | 1255.171 | 4518.5795 | Distributed from 923 Generation And Fuel | 2009
15714 | 2022 | NJ | Camden Plant Holdings LLC | 10751 | GEN1 |  | OP | CT | NG | 95.2 | 0.088 | 73673 | 265220.6782 | 60820 | 218950.2484 | EIA-923 Generator File | 1993
15715 | 2022 | NJ | Camden Plant Holdings LLC | 10751 | GEN2 | 1 | OP | CA | NG | 77.7 | 0.046 | 31573 | 113661.8907 | 26065 | 93833.2493 | EIA-923 Generator File | 1993
15716 | 2022 | NJ | Camden Resource Recovery Facility | 10435 | TGA | 3 | OP | ST | MSW | 17.5 | 0.531 | 81407 | 293062.8555 | 35923 | 129321.7654 | EIA-923 Generator File | 1991
15717 | 2022 | NJ | Camden Resource Recovery Facility | 10435 | TGB | 3 | OP | ST | MSW | 17.5 | 0.454 | 69616 | 250615.5951 | 27807 | 100104.3992 | EIA-923 Generator File | 1991
15718 | 2022 | NJ | Campus Drive Solar | 63334 | CAMPS |  | OP | PV | SUN | 3.7 | 0.194 | 6294 | 22658.2187 | 3264 | 11750.306 | Distributed from 923 Generation And Fuel | 2020
15719 | 2022 | NJ | Carlls Corner | 2379 | CA1 |  | OP | GT | NG | 41.9 | 0.011 | 4145 | 14921.8806 | 3056 | 11001.512 | Distributed from 923 Generation And Fuel | 1973 | 2024
15720 | 2022 | NJ | Carlls Corner | 2379 | CA2 |  | OP | GT | NG | 41.9 | 0.011 | 4145 | 14921.8806 | 3056 | 11001.512 | Distributed from 923 Generation And Fuel | 1973 | 2024
15721 | 2022 | NJ | Carrier Clinic | 59297 | CARRI |  | OP | PV | SUN | 1.5 | 0.147 | 1937 | 6973.1442 | 1004 | 3614.3711 | Distributed from 923 Generation And Fuel | 2009
15722 | 2022 | NJ | Cascades | 64380 | 464 |  | OP | PV | SUN | 2 | 0.174 | 3049 | 10976.3122 | 1581 | 5691.5545 | Distributed from 923 Generation And Fuel | 2021
15723 | 2022 | NJ | CCG Marketing | 62616 | CCGWC |  | OP | PV | SUN | 1.5 | 0.158 | 2079 | 7484.3401 | 1078 | 3880.769 | Distributed from 923 Generation And Fuel | 2018
15724 | 2022 | NJ | CCMUA | 59248 | CCMUA |  | OP | PV | SUN | 1.5 | 0.149 | 1957 | 7045.1436 | 1015 | 3653.9708 | Distributed from 923 Generation And Fuel | 2012
15725 | 2022 | NJ | CCUA Solar | 63971 | CCUA |  | OP | PV | SUN | 1.5 | 0.208 | 2729 | 9824.3214 | 1415 | 5093.9592 | Distributed from 923 Generation And Fuel | 2021
15726 | 2022 | NJ | Cedar Branch | 60266 | CEDAR |  | OP | PV | SUN | 6.1 | 0.191 | 10228 | 36820.5054 | 5304 | 19094.2472 | Distributed from 923 Generation And Fuel | 2016
15727 | 2022 | NJ | Cedar Creek | 65623 | CDRCK |  | OP | PV | SUN | 1.6 | 0.178 | 2490 | 8963.9283 | 1291 | 4647.5628 | Distributed from 923 Generation And Fuel | 2021
15728 | 2022 | NJ | CentraState Medical Center PV Facility | 59630 | CS |  | OP | PV | SUN | 5.2 | 0.173 | 7902 | 28446.9724 | 4097 | 14749.082 | Distributed from 923 Generation And Fuel | 2014
15729 | 2022 | NJ | CES Cherry Hill Solar | 60201 | CHNJ |  | OP | PV | SUN | 1.2 | 0.173 | 1814 | 6530.3478 | 941 | 3387.5729 | Distributed from 923 Generation And Fuel | 2016
15730 | 2022 | NJ | Chambers Cogeneration LP | 10566 | GEN1 | 2 | RE | ST | BIT | 285 | 0.123 | 308054 | 1108985.5281 | 77289 | 278238.1741 | EIA-923 Generator File | 1994 | 2022
15731 | 2022 | NJ | Chanel Piscataway Rooftop | 63355 | CPR |  | OP | PV | SUN | 1.4 | 0.258 | 3165 | 11393.9088 | 1641 | 5907.5527 | Distributed from 923 Generation And Fuel | 2018
15732 | 2022 | NJ | Cherry Hill | 57734 | CH |  | OP | PV | SUN | 1.1 | 0.157 | 1512 | 5443.1565 | 784 | 2822.3774 | Distributed from 923 Generation And Fuel | 2010
15733 | 2022 | NJ | Christmas Tree Shops DC Burlington NJ | 58094 | FINJ |  | OP | PV | SUN | 2.1 | 0.141 | 2595 | 9341.9253 | 1346 | 4845.5612 | Distributed from 923 Generation And Fuel | 2011
15734 | 2022 | NJ | Cinnaminson Landfill Solar | 65465 | CINN |  | OP | PV | SUN | 10 | 0.182 | 15924 | 57325.9414 | 8257 | 29724.9622 | Distributed from 923 Generation And Fuel | 2019
15735 | 2022 | NJ | Cinnamon Bay Edgeboro Landfill | 58208 | 1 |  | OP | IC | LFG | 9.6 |  | GENYRONL: 2011
15736 | 2022 | NJ | CIP II/AR Bridgewater Holdings - NJCOE | 10122 | 02 |  | OP | GT | NG | 5 | 0.607 | 26569 | 95647.6348 | 12527 | 45096.8392 | Distributed from 923 Generation And Fuel | 2002
15737 | 2022 | NJ | Clayville | 58235 | 1 |  | OP | GT | NG | 73 | 0.094 | 60239 | 216858.6651 | 47857 | 172283.8217 | Distributed from 923 Generation And Fuel | 2015
15738 | 2022 | NJ | College of New Jersey | 58165 | COGEN |  | OP | IC | NG | 6.2 | 0.529 | 28712 | 103362.3731 | 15731 | 56631.147 | Distributed from 923 Generation And Fuel | 1996
15739 | 2022 | NJ | Colonial Pipeline Allentown Chesterfield | 63356 | CPAC |  | OP | PV | SUN | 1.9 | 0.174 | 2895 | 10421.9166 | 1501 | 5403.5568 | Distributed from 923 Generation And Fuel | 2018
15740 | 2022 | NJ | Colonial Pipeline Woodbury West Deptford | 63357 | CPWWD |  | OP | PV | SUN | 3.7 | 0.172 | 5575 | 20069.8394 | 2891 | 10407.5167 | Distributed from 923 Generation And Fuel | 2018
15741 | 2022 | NJ | Community Foodbank of NJ | 60776 | FDBNK |  | OP | PV | SUN | 1 | 0.1 | 879 | 3164.3747 | 456 | 1641.5869 | Distributed from 923 Generation And Fuel | 2012
15742 | 2022 | NJ | Connell East LLC | 62598 | LOREA |  | OP | PV | SUN | 1.4 | 0.118 | 1452 | 5227.1582 | 753 | 2710.7783 | Distributed from 923 Generation And Fuel | 2013
15743 | 2022 | NJ | Constellation New Energy Inc | 58029 | PV1 |  | OP | PV | SUN | 3.9 | 0.183 | 6237 | 22453.0204 | 3234 | 11642.3069 | Distributed from 923 Generation And Fuel | 2011
15744 | 2022 | NJ | Cornerstone Power Holmdel LLC | 58536 | 1 |  | OP | PV | SUN | 3 | 0.123 | 3224 | 11606.3071 | 1672 | 6019.1518 | Distributed from 923 Generation And Fuel | 2013
15745 | 2022 | NJ | Cornerstone Power Vineland I LLC | 58512 | PV1 |  | OP | PV | SUN | 3.1 | 0.177 | 4819 | 17348.2612 | 2499 | 8996.328 | Distributed from 923 Generation And Fuel | 2012
15746 | 2022 | NJ | Corning Pharmaceutical Glass | 58359 | GG |  | OP | PV | SUN | 2.3 | 0.162 | 3261 | 11739.5061 | 1691 | 6087.5513 | Distributed from 923 Generation And Fuel | 2012
15747 | 2022 | NJ | County College of Morris | 58881 | PV01 |  | OP | PV | SUN | 2.9 | 0.153 | 3897 | 14029.0878 | 2021 | 7275.5418 | Distributed from 923 Generation And Fuel | 2013
15748 | 2022 | NJ | Covanta Essex Company | 10643 | GEN1 | 3 | OP | ST | MSW | 34.9 | 0.707 | 216291 | 778641.3709 | 97650 | 351537.1877 | EIA-923 Generator File | 1990
15749 | 2022 | NJ | Covanta Essex Company | 10643 | GEN2 | 3 | OP | ST | MSW | 34.9 | 0.686 | 209823 | 755356.7571 | 88078 | 317078.2634 | EIA-923 Generator File | 1990
15750 | 2022 | NJ | Cranbury | 59446 | CRANB |  | OP | PV | SUN | 5 | 0.162 | 7115 | 25613.7951 | 3689 | 13280.2938 | Distributed from 923 Generation And Fuel | 2011
15751 | 2022 | NJ | Cumberland (NJ) | 5083 | CUMB |  | OP | GT | NG | 99.4 | 0.047 | 41034.315 | 147722.3522 | 26803.606 | 96492.2097 | Distributed from 923 Generation And Fuel | 1990
15752 | 2022 | NJ | Cumberland (NJ) | 5083 | CUMB2 |  | OP | GT | NG | 131.8 | 0.047 | 54409.685 | 195873.299 | 35540.394 | 127944.3948 | Distributed from 923 Generation And Fuel | 2009
15753 | 2022 | NJ | Cumberland County Solid Waste Complex | 56884 | GEN 2 |  | OP | IC | LFG | 1.6 | 0.401 | 5614.333 | 20211.4371 | 2375 | 8549.9316 | Distributed from 923 Generation And Fuel | 2008
15754 | 2022 | NJ | Cumberland County Solid Waste Complex | 56884 | GEN 3 |  | OP | IC | LFG | 1.6 | 0.401 | 5614.333 | 20211.4371 | 2375 | 8549.9316 | Distributed from 923 Generation And Fuel | 2008
15755 | 2022 | NJ | Cumberland County Solid Waste Complex | 56884 | GEN1 |  | OP | IC | LFG | 1.6 | 0.401 | 5614.333 | 20211.4371 | 2375 | 8549.9316 | Distributed from 923 Generation And Fuel | 2008
15756 | 2022 | NJ | Day Four Solar LLC | 62905 | DAY04 |  | OP | PV | SUN | 4.5 | 0.204 | 8038 | 28936.5685 | 4168 | 15004.68 | Distributed from 923 Generation And Fuel | 2016
15757 | 2022 | NJ | DCO Burlington | 63492 | CTG-1 |  | OP | GT | NG | 3.5 | 0.528 | 16187 | 58272.7338 | 8869 | 31928.1446 | Distributed from 923 Generation And Fuel | 2012
15758 | 2022 | NJ | Delanco | 64411 | DELAN |  | OP | PV | SUN | 2.4 | 0.206 | 4322 | 15559.0755 | 2241 | 8067.5355 | Distributed from 923 Generation And Fuel | 2021
15759 | 2022 | NJ | Delilah Road Landfill | 58951 | DRLS |  | OP | PV | SUN | 8.5 | 0.186 | 13861 | 49899.2008 | 7187 | 25872.993 | Distributed from 923 Generation And Fuel | 2016
15760 | 2022 | NJ | Deutsche Bank- Piscataway Solar | 60803 | DBPIS |  | RE | PV | SUN | 1 | 0.057 | 500 | 1799.9856 | 128 | 460.7963 | Distributed from 923 Generation And Fuel | 2011 | 2022
15761 | 2022 | NJ | DG Amaze ACY1 | 63286 | ACY1 |  | OP | PV | SUN | 3.8 | 0.165 | 5477 | 19717.0423 | 2840 | 10223.9182 | Distributed from 923 Generation And Fuel | 2019
15762 | 2022 | NJ | DG Camden LLC Holtec | 61515 | HOLTC |  | OP | PV | SUN | 2.2 | 0.204 | 3934 | 14162.2867 | 2040 | 7343.9412 | Distributed from 923 Generation And Fuel | 2017
15763 | 2022 | NJ | DG Florham Park Solar LLC | 62586 | BASF |  | OP | PV | SUN | 2 | 0.163 | 2862 | 10303.1176 | 1484 | 5342.3573 | Distributed from 923 Generation And Fuel | 2019
15764 | 2022 | NJ | DG Infineum | 62958 | INFNM |  | OP | PV | SUN | 2 | 0.151 | 2645 | 9521.9238 | 1372 | 4939.1605 | Distributed from 923 Generation And Fuel | 2020
15765 | 2022 | NJ | DG Iron Mountain | 62957 | IRNMT |  | OP | PV | SUN | 5.4 | 0.14 | 6614 | 23810.2095 | 3430 | 12347.9012 | Distributed from 923 Generation And Fuel | 2020
15766 | 2022 | NJ | DG New Jersey Solar RLS Logistics | 61507 | RLSNJ |  | OP | PV | SUN | 4 | 0.151 | 5292 | 19051.0476 | 2744 | 9878.321 | Distributed from 923 Generation And Fuel | 2018
15767 | 2022 | NJ | Dix Solar, L.L.C | 61864 | DIXSL |  | OP | PV | SUN | 13 | 0.184 | 21008 | 75628.195 | 10893 | 39214.4863 | Distributed from 923 Generation And Fuel | 2017
15768 | 2022 | NJ | Dow Jones South Brunswick Solar | 57397 | PV01 |  | OP | PV | SUN | 2.2 | 0.108 | 2083.278 | 7499.7408 | 1080.444 | 3889.5673 | Distributed from 923 Generation And Fuel | 2010
15769 | 2022 | NJ | Dow Jones South Brunswick Solar | 57397 | PV02 |  | OP | PV | SUN | 1.4 | 0.108 | 1325.722 | 4772.561 | 687.556 | 2475.1818 | Distributed from 923 Generation And Fuel | 2011
15770 | 2022 | NJ | DRPA Ashland Station Solar Project | 66021 | ASSA1 |  | OP | PV | SUN | 2.7 | 0 | 0 | 0 | 0 | 0 | Distributed from 923 Generation And Fuel | 2022
15771 | 2022 | NJ | DRPA Ferry Ave Station Solar Project | 66028 | DFASP |  | OP | PV | SUN | 3.2 | 0.155 | 4355 | 15677.8746 | 2258 | 8128.735 | Distributed from 923 Generation And Fuel | 2021
15772 | 2022 | NJ | DRPA Lindenwold Station Solar Project | 65658 | DLSSP |  | OP | PV | SUN | 6 | 0.152 | 7992 | 28770.9698 | 4144 | 14918.2807 | Distributed from 923 Generation And Fuel | 2021
15773 | 2022 | NJ | DRPA Woodcrest Station Solar Project | 66020 | WSSP |  | OP | PV | SUN | 4.4 | 0 | 0 | 0 | 0 | 0 | Distributed from 923 Generation And Fuel | 2022
15774 | 2022 | NJ | DSM Nutritional Products Solar | 62713 | DSM |  | OP | PV | SUN | 10 | 0.165 | 14438 | 51976.3842 | 7487 | 26952.9844 | Distributed from 923 Generation And Fuel | 2018
15775 | 2022 | NJ | DSM Solar | 60739 | PV1 |  | OP | PV | SUN | 4.5 | 0.147 | 5784 | 20822.2334 | 2999 | 10796.3136 | Distributed from 923 Generation And Fuel | 2014
15776 | 2022 | NJ | DTE Atlantic, LLC | 62492 | ACB-1 |  | OP | GT | NG | 7.5 | 0.828 | 54389 | 195798.8336 | 29799 | 107275.5418 | Distributed from 923 Generation And Fuel | 2010
15777 | 2022 | NJ | Dynamic Energy NJ - Ferrero | 66815 | P5875 |  | OP | PV | SUN | 1.5 | 0 | 0 | 0 | 0 | 0 | Distributed from 923 Generation And Fuel | 2022
15778 | 2022 | NJ | Eagle Point Power Generation | 50561 | GTG1 |  | OP | CT | NG | 90 | 0.115 | 90578 | 326078.1914 | 80205 | 288735.6901 | EIA-923 Generator File | 1990
15779 | 2022 | NJ | Eagle Point Power Generation | 50561 | GTG2 |  | OP | CT | NG | 90 | 0.104 | 81880 | 294765.6419 | 74622 | 268637.0509 | EIA-923 Generator File | 1990
15780 | 2022 | NJ | Eagle Point Power Generation | 50561 | STG1 | 2 | OP | CA | NG | 45 | 0.129 | 50676 | 182432.1405 | 45641 | 164306.2855 | EIA-923 Generator File | 1991
15781 | 2022 | NJ | Eagle Point Power Generation | 50561 | STG2 | 2 | OP | CA | NG | 26.8 | 0.088 | 20757 | 74724.6022 | 19218 | 69184.2465 | EIA-923 Generator File | 2016
15782 | 2022 | NJ | East Amwell | 60327 | AMWEL |  | OP | PV | SUN | 1.8 | 0.175 | 2762 | 9943.1205 | 1432 | 5155.1588 | Distributed from 923 Generation And Fuel | 2016
15783 | 2022 | NJ | East Orange Solar | 60727 | PV1 |  | OP | PV | SUN | 4.5 | 0.158 | 6242 | 22471.0202 | 3237 | 11653.1068 | Distributed from 923 Generation And Fuel | 2015
15784 | 2022 | NJ | EDF Ph1 Toms River | 64327 | GEN1 |  | OP | PV | SUN | 21.3 | 0.212 | 39504 | 142213.2623 | 20484 | 73741.8101 | Distributed from 923 Generation And Fuel | 2021
15785 | 2022 | NJ | Emerald Kemble, LLC | 66428 | EK350 |  | OP | PV | SUN | 1.2 | 0.073 | 771.5 | 2777.3778 | 570 | 2051.9836 | Distributed from 923 Generation And Fuel | 2022
15786 | 2022 | NJ | Emerald Kemble, LLC | 66428 | EK360 |  | OP | PV | SUN | 1.2 | 0.073 | 771.5 | 2777.3778 | 570 | 2051.9836 | Distributed from 923 Generation And Fuel | 2022
15787 | 2022 | NJ | Engelhard Solar LLC | 59367 | PV1 |  | OP | PV | SUN | 0.8 | 0.151 | 1055 | 3797.9696 | 547 | 1969.1842 | Distributed from 923 Generation And Fuel | 2012
15788 | 2022 | NJ | EQX002 Secaucus Rd Fuel Cell | 63702 | EQX02 |  | OP | FC | NG | 1.5 | 0.696 | 9139 | 32900.1368 | 5007 | 18025.0558 | Distributed from 923 Generation And Fuel | 2019
15789 | 2022 | NJ | EQX003 Secaucus Rd Fuel Cell | 63703 | EQX03 |  | OP | FC | NG | 2 | 0.77 | 13483 | 48538.4117 | 7387 | 26592.9873 | Distributed from 923 Generation And Fuel | 2018
15790 | 2022 | NJ | EQX012 Harz Fuel Cell | 63706 | EQX12 |  | OP | FC | NG | 2.5 | 0.704 | 15407 | 55464.7563 | 8441 | 30387.3569 | Distributed from 923 Generation And Fuel | 2018
15791 | 2022 | NJ | Essex County Correctional Facility Cogen | 63540 | EG1 |  | OP | IC | NG | 3.1 | 0.495 | 13443 | 48394.4128 | 7365.5 | 26515.5879 | Distributed from 923 Generation And Fuel | 2003
15792 | 2022 | NJ | Essex County Correctional Facility Cogen | 63540 | EG2 |  | OP | IC | NG | 3.1 | 0.495 | 13443 | 48394.4128 | 7365.5 | 26515.5879 | Distributed from 923 Generation And Fuel | 2003
15793 | 2022 | NJ | ETS Ewing Solar Facility | 57574 | ETS1 |  | OP | PV | SUN | 1.3 | 0.109 | 1237 | 4453.1644 | 641 | 2307.5815 | Distributed from 923 Generation And Fuel | 2010
15794 | 2022 | NJ | FedEx Woodbridge | 57776 | 1 |  | OP | PV | SUN | 2 | 0.137 | 2408 | 8668.7307 | 1249 | 4496.364 | Distributed from 923 Generation And Fuel | 2009
15795 | 2022 | NJ | Flemington Solar | 57485 | FSNJ |  | OP | PV | SUN | 8 | 0.173 | 12120 | 43631.6509 | 6285 | 22625.819 | Distributed from 923 Generation And Fuel | 2011
15796 | 2022 | NJ | Florence Solar W3-080, LLC | 60990 | PV1 |  | OP | PV | SUN | 7.9 | 0.156 | 10773 | 38782.4897 | 5586 | 20109.4391 | Distributed from 923 Generation And Fuel | 2016
15797 | 2022 | NJ | Forked River | 7138 | 1 |  | OP | GT | NG | 38.4 | 0.011 | 3673 | 13222.6942 | 3014 | 10850.3132 | Distributed from 923 Generation And Fuel | 1989
15798 | 2022 | NJ | Forked River | 7138 | 2 |  | OP | GT | NG | 38.4 | 0.011 | 3673 | 13222.6942 | 3014 | 10850.3132 | Distributed from 923 Generation And Fuel | 1989
15799 | 2022 | NJ | Frankford Solar | 60732 | PV1 |  | OP | PV | SUN | 8.2 | 0.16 | 11475 | 41309.6695 | 5950 | 21419.8286 | Distributed from 923 Generation And Fuel | 2012
15800 | 2022 | NJ | Franklin Solar | 63149 | FRANK |  | OP | PV | SUN | 8.8 | 0.176 | 13577 | 48876.809 | 7040 | 25343.7972 | Distributed from 923 Generation And Fuel | 2020
15801 | 2022 | NJ | Freeze Solar | 60759 | PV1 |  | OP | PV | SUN | 1.5 | 0.165 | 2174 | 7826.3374 | 1127 | 4057.1675 | Distributed from 923 Generation And Fuel | 2013 | 2028
15802 | 2022 | NJ | French's Landfill PV | 60994 | GEN1 |  | OP | PV | SUN | 5.1 | 0.139 | 6194 | 22298.2216 | 3212 | 11563.1075 | Distributed from 923 Generation And Fuel | 2014
15803 | 2022 | NJ | Frenchtown I Solar | 57486 | F1NJ |  | OP | PV | SUN | 3 | 0.164 | 4310 | 15515.8759 | 2235 | 8045.9356 | Distributed from 923 Generation And Fuel | 2012
15804 | 2022 | NJ | Frenchtown II Solar | 57487 | F2NJ |  | OP | PV | SUN | 3 | 0.154 | 4052 | 14587.0833 | 2101 | 7563.5395 | Distributed from 923 Generation And Fuel | 2011
15805 | 2022 | NJ | Frenchtown III Solar | 58564 | F3NJ |  | OP | PV | SUN | 7.9 | 0.163 | 11266 | 40557.2755 | 5842 | 21031.0318 | Distributed from 923 Generation And Fuel | 2013
15806 | 2022 | NJ | G&S Wantage Solar LLC | 59366 | PV1 |  | OP | PV | SUN | 8.5 | 0.127 | 9469 | 34088.1273 | 4910 | 17675.8586 | Distributed from 923 Generation And Fuel | 2014
15807 | 2022 | NJ | Galloway Landfill | 63698 | GALLO |  | OP | PV | SUN | 2.3 | 0.224 | 4514 | 16250.27 | 2341 | 8427.5326 | Distributed from 923 Generation And Fuel | 2020
15808 | 2022 | NJ | Garfield Solar | 62680 | GARFE |  | OP | PV | SUN | 0.4 | 0.164 | 576.286 | 2074.613 | 298.857 | 1075.8766 | Distributed from 923 Generation And Fuel | 2019
15809 | 2022 | NJ | Garfield Solar | 62680 | GARFN |  | OP | PV | SUN | 0.8 | 0.164 | 1152.571 | 4149.2224 | 597.714 | 2151.7532 | Distributed from 923 Generation And Fuel | 2019
15810 | 2022 | NJ | Garfield Solar | 62680 | GARFS |  | OP | PV | SUN | 1.4 | 0.164 | 2017 | 7261.1419 | 1046 | 3765.5699 | Distributed from 923 Generation And Fuel | 2019
15811 | 2022 | NJ | Garfield Solar | 62680 | GARMS |  | OP | PV | SUN | 1.6 | 0.164 | 2305.143 | 8298.4484 | 1195.429 | 4303.51 | Distributed from 923 Generation And Fuel | 2019
15812 | 2022 | NJ | Gemini Technologies Services, Inc. Solar | 60804 | DBGAT |  | OP | PV | SUN | 1.3 | 0.11 | 1253 | 4510.7639 | 650 | 2339.9813 | Distributed from 923 Generation And Fuel | 2013
15813 | 2022 | NJ | Gilbert | 2393 | 4 |  | OP | CT | NG | 54 | 0.028 | 13225 | 47609.6191 | 14255 | 51317.5895 | EIA-923 Generator File | 1974
15814 | 2022 | NJ | Gilbert | 2393 | 5 |  | OP | CT | NG | 54 | 0.038 | 17927 | 64536.6837 | 18352 | 66066.6715 | EIA-923 Generator File | 1974
15815 | 2022 | NJ | Gilbert | 2393 | 6 |  | OP | CT | NG | 54 | 0.037 | 17442 | 62790.6977 | 16988 | 61156.3107 | EIA-923 Generator File | 1974
15816 | 2022 | NJ | Gilbert | 2393 | 7 |  | OP | CT | NG | 54 | 0.035 | 16490 | 59363.5251 | 16947 | 61008.7119 | EIA-923 Generator File | 1974
15817 | 2022 | NJ | Gilbert | 2393 | 8 | 4 | OP | CA | NG | 135 | 0.015 | 17780 | 64007.4879 | 18905 | 68057.4555 | EIA-923 Generator File | 1977
15818 | 2022 | NJ | Gilbert | 2393 | 9 |  | OP | GT | NG | 161 | 0.008 | 11751 | 42303.2616 | 6044 | 21758.2259 | Distributed from 923 Generation And Fuel | 1996
15819 | 2022 | NJ | Glopak Solar PV Power Plant | 61248 | INV1R |  | OP | PV | SUN | 0.5 | 0.118 | 516 | 1857.5851 | 267.5 | 962.9923 | Distributed from 923 Generation And Fuel | 2011
15820 | 2022 | NJ | Glopak Solar PV Power Plant | 61248 | INV2G |  | OP | PV | SUN | 0.5 | 0.118 | 516 | 1857.5851 | 267.5 | 962.9923 | Distributed from 923 Generation And Fuel | 2012
15821 | 2022 | NJ | Gloucester | 66485 | GLSTR |  | OP | PV | SUN | 2.4 | 0.157 | 3304 | 11894.3048 | 1713 | 6166.7507 | Distributed from 923 Generation And Fuel | 2019
15822 | 2022 | NJ | Gloucester Community College Solar | 60752 | PV1 |  | OP | PV | SUN | 2.3 | 0.218 | 4397 | 15829.0734 | 2280 | 8207.9343 | Distributed from 923 Generation And Fuel | 2014
15823 | 2022 | NJ | Goya Foods, Inc- Jersey City Solar | 60839 | PV1 |  | OP | PV | SUN | 2.5 | 0.143 | 3135 | 11285.9097 | 1626 | 5853.5532 | Distributed from 923 Generation And Fuel | 2015
15824 | 2022 | NJ | Goya Foods, Inc- Secaucus Solar | 60840 | PV1 |  | OP | PV | SUN | 1.6 | 0.168 | 2359 | 8492.3321 | 1223 | 4402.7648 | Distributed from 923 Generation And Fuel | 2016
15825 | 2022 | NJ | Great Falls Hydro Project | 52068 | GEN1 |  | OP | HY | WAT | 4.1 | 0.049 | 1742 | 6271.1498 | 0 | 0 | Distributed from 923 Generation And Fuel | 1985
15826 | 2022 | NJ | Great Falls Hydro Project | 52068 | GEN2 |  | OA | HY | WAT | 4.1 | 0.049 | 1742 | 6271.1498 | 0 | 0 | Distributed from 923 Generation And Fuel | 1985
15827 | 2022 | NJ | Great Falls Hydro Project | 52068 | GEN3 |  | OP | HY | WAT | 4.1 | 0.049 | 1742 | 6271.1498 | 0 | 0 | Distributed from 923 Generation And Fuel | 1985
15828 | 2022 | NJ | GSPP Onyx New Brunswick LLC | 64422 | NBOE1 |  | OP | PV | SUN | 0.3 | 0.165 | 433.909 | 1562.0599 | 225 | 809.9935 | Distributed from 923 Generation And Fuel | 2019
15829 | 2022 | NJ | GSPP Onyx New Brunswick LLC | 64422 | NBOE2 |  | OP | PV | SUN | 0.4 | 0.165 | 578.545 | 2082.7453 | 300 | 1079.9914 | Distributed from 923 Generation And Fuel | 2019
15830 | 2022 | NJ | GSPP Onyx New Brunswick LLC | 64422 | NBOE3 |  | OP | PV | SUN | 0.3 | 0.165 | 433.909 | 1562.0599 | 225 | 809.9935 | Distributed from 923 Generation And Fuel | 2019
15831 | 2022 | NJ | GSPP Onyx New Brunswick LLC | 64422 | NBOE4 |  | OP | PV | SUN | 0.1 | 0.165 | 144.636 | 520.6854 | 75 | 269.9978 | Distributed from 923 Generation And Fuel | 2019
15832 | 2022 | NJ | Hall's Warehouse Solar Project | 56877 | TBD |  | OP | PV | SUN | 1.6 | 0.122 | 1707 | 6145.1508 | 885 | 3185.9745 | Distributed from 923 Generation And Fuel | 2009
15833 | 2022 | NJ | Hamilton Solar-Crosswicks | 60489 | PV1 |  | OP | PV | SUN | 3.5 | 0.149 | 4577.533 | 16478.987 | 2373.467 | 8544.4128 | Distributed from 923 Generation And Fuel | 2011
15834 | 2022 | NJ | Hamilton Solar-Crosswicks | 60489 | PV2 |  | OP | PV | SUN | 4 | 0.149 | 5231.467 | 18833.1305 | 2712.533 | 9765.0407 | Distributed from 923 Generation And Fuel | 2011
15835 | 2022 | NJ | Hammonton-High School Solar | 66906 | HHSPV |  | OP | PV | SUN | 1.2 | 0 | 0 | 0 | 0 | 0 | Distributed from 923 Generation And Fuel | 2022
15836 | 2022 | NJ | Hanover | 59628 | HNOVR |  | OP | PV | SUN | 5 | 0.183 | 8029 | 28904.1688 | 4163 | 14986.6801 | Distributed from 923 Generation And Fuel | 2015
15837 | 2022 | NJ | Harmon DC Totowa NJ | 58095 | TONJ |  | OP | PV | SUN | 1.5 | 0.138 | 1817 | 6541.1477 | 942 | 3391.1729 | Distributed from 923 Generation And Fuel | 2012
15838 | 2022 | NJ | Harmony | 59627 | HRMNY |  | OP | PV | SUN | 3 | 0.17 | 4470 | 16091.8713 | 2318 | 8344.7332 | Distributed from 923 Generation And Fuel | 2015
15839 | 2022 | NJ | Hartz Way | 60501 | 1 |  | OP | PV | SUN | 1 | 0.156 | 1369 | 4928.3606 | 710 | 2555.9796 | Distributed from 923 Generation And Fuel | 2010
15840 | 2022 | NJ | Haworth Water Treatment Plant | 56701 | GEN1 |  | OP | IC | NG | 2 | 0.132 | 2317.25 | 8342.0333 | 1269.625 | 4570.6134 | Distributed from 923 Generation And Fuel | 2004
15841 | 2022 | NJ | Haworth Water Treatment Plant | 56701 | GEN2 |  | OP | IC | NG | 2 | 0.132 | 2317.25 | 8342.0333 | 1269.625 | 4570.6134 | Distributed from 923 Generation And Fuel | 2004
15842 | 2022 | NJ | Haworth Water Treatment Plant | 56701 | GEN3 |  | OP | IC | NG | 2 | 0.132 | 2317.25 | 8342.0333 | 1269.625 | 4570.6134 | Distributed from 923 Generation And Fuel | 2004
15843 | 2022 | NJ | Haworth Water Treatment Plant | 56701 | GEN4 |  | OP | IC | NG | 2 | 0.132 | 2317.25 | 8342.0333 | 1269.625 | 4570.6134 | Distributed from 923 Generation And Fuel | 2004
15844 | 2022 | NJ | Haworth Water Treatment Plant | 56701 | GEN5 |  | OP | IC | DFO | 4 | 0.132 | 4634.5 | 16684.0665 | 2539.25 | 9141.2269 | Distributed from 923 Generation And Fuel | 2018
15845 | 2022 | NJ | Haworth Water Treatment Plant | 56701 | GEN6 |  | OP | IC | DFO | 4 | 0.132 | 4634.5 | 16684.0665 | 2539.25 | 9141.2269 | Distributed from 923 Generation And Fuel | 2018
15846 | 2022 | NJ | Heller 400M | 62438 | A |  | OP | PV | SUN | 0.8 | 0.139 | 974 | 3506.3719 | 505.333 | 1819.1842 | Distributed from 923 Generation And Fuel | 2013 | 2028
15847 | 2022 | NJ | Heller 400M | 62438 | B |  | OP | PV | SUN | 0.2 | 0.139 | 243.5 | 876.593 | 126.333 | 454.7952 | Distributed from 923 Generation And Fuel | 2013 | 2028
15848 | 2022 | NJ | Heller 400M | 62438 | C |  | OP | PV | SUN | 0.2 | 0.139 | 243.5 | 876.593 | 126.333 | 454.7952 | Distributed from 923 Generation And Fuel | 2013 | 2028
15849 | 2022 | NJ | Heller Industrial Parks | 57869 | HH |  | OP | PV | SUN | 0.5 | 0.15 | 655 | 2357.9811 | 339.674 | 1222.8166 | Distributed from 923 Generation And Fuel | 2012 | 2027
15850 | 2022 | NJ | Heller Industrial Parks | 57869 | HII |  | OP | PV | SUN | 0.4 | 0.15 | 524 | 1886.3849 | 271.739 | 978.2526 | Distributed from 923 Generation And Fuel | 2012 | 2027
15851 | 2022 | NJ | Heller Industrial Parks | 57869 | HJC |  | OP | PV | SUN | 0.2 | 0.15 | 262 | 943.1925 | 135.87 | 489.1281 | Distributed from 923 Generation And Fuel | 2012 | 2027
15852 | 2022 | NJ | Heller Industrial Parks | 57869 | HM |  | OP | PV | SUN | 0.8 | 0.15 | 1048 | 3772.7698 | 543.478 | 1956.5051 | Distributed from 923 Generation And Fuel | 2013 | 2028
15853 | 2022 | NJ | Heller Industrial Parks | 57869 | UNIT1 |  | OP | PV | SUN | 2.7 | 0.15 | 3537 | 12733.0981 | 1834.239 | 6603.2076 | Distributed from 923 Generation And Fuel | 2011 | 2027
15854 | 2022 | NJ | Highland Park Borough Solar | 65468 | HIGH |  | OP | PV | SUN | 0.5 | 0.154 | 675 | 2429.9806 | 350 | 1259.9899 | Distributed from 923 Generation And Fuel | 2019
15855 | 2022 | NJ | Highland Park Borough Solar | 65468 | HPBA |  | OP | BA | MWH | 0.6 | 0 | 0 | 0 | 0 | 0 | Distributed from 923 Generation And Fuel | 2019
15856 | 2022 | NJ | Hoffmann LaRoche | 10123 | TG01 |  | OP | GT | NG | 5.3 | 0.552 | 25608.5 | 92189.8625 | 12756.5 | 45923.0326 | Distributed from 923 Generation And Fuel | 2004
15857 | 2022 | NJ | Hoffmann LaRoche | 10123 | TG03 |  | OP | GT | NG | 5.3 | 0.552 | 25608.5 | 92189.8625 | 12756.5 | 45923.0326 | Distributed from 923 Generation And Fuel | 2004
15858 | 2022 | NJ | Holland Solar | 60763 | PV1 |  | OP | PV | SUN | 3 | 0.129 | 3388 | 12196.7024 | 1757 | 6325.1494 | Distributed from 923 Generation And Fuel | 2015
15859 | 2022 | NJ | Holland Solar Farm | 65387 | HOLND |  | OP | PV | SUN | 6.7 | 0.062 | 3626 | 13053.4956 | 2279 | 8204.3344 | Distributed from 923 Generation And Fuel | 2022
15860 | 2022 | NJ | Hopewell Cogeneration NJ | 60933 | GEN1 |  | OP | IC | NG | 2 | 0.027 | 473 | 1702.7864 | 259 | 932.3925 | Distributed from 923 Generation And Fuel | 2015
15861 | 2022 | NJ | Hopewell Cogeneration NJ | 60933 | GEN2 |  | OP | IC | NG | 2 | 0.027 | 473 | 1702.7864 | 259 | 932.3925 | Distributed from 923 Generation And Fuel | 2015
15862 | 2022 | NJ | Hopewell Valley High School Hybrid | 61473 | BA1 |  | OP | BA | MWH | 1 | 0 | 0 | 0 | 0 | 0 | Distributed from 923 Generation And Fuel | 2015
15863 | 2022 | NJ | Hopewell Valley High School Hybrid | 61473 | HWVHS |  | OP | PV | SUN | 0.9 | 0.081 | 635 | 2285.9817 | 329 | 1184.3905 | Distributed from 923 Generation And Fuel | 2015
15864 | 2022 | NJ | Howard Down | 2434 | 11 |  | OP | GT | NG | 68.2 | 0.113 | 67498 | 242990.8561 | 45475 | 163708.6903 | Distributed from 923 Generation And Fuel | 2012
15865 | 2022 | NJ | Howell Solar | 60728 | PV1 |  | OP | PV | SUN | 7 | 0.17 | 10451 | 37623.299 | 5529 | 19904.2408 | Distributed from 923 Generation And Fuel | 2016
15866 | 2022 | NJ | Hudson County Solar | 65167 | 470 |  | OP | PV | SUN | 1.2 | 0.099 | 1043 | 3754.77 | 724 | 2606.3791 | Distributed from 923 Generation And Fuel | 2022
15867 | 2022 | NJ | Hunterdon Health System Solar Project | 62225 | PV1 |  | OP | PV | SUN | 1.5 | 0.122 | 1609 | 5792.3537 | 834 | 3002.376 | Distributed from 923 Generation And Fuel | 2019
15868 | 2022 | NJ | IFF Hazlet | 60709 | GRND |  | OP | PV | SUN | 3 | 0.188 | 4948 | 17812.6575 | 2566 | 9237.5261 | Distributed from 923 Generation And Fuel | 2014 | 2028
15869 | 2022 | NJ | IFF Union Beach Project | 62306 | IFFUB |  | OP | PV | SUN | 5.5 | 0.186 | 8954 | 32234.1421 | 4643 | 16714.6663 | Distributed from 923 Generation And Fuel | 2019
15870 | 2022 | NJ | IGS FE Trenton, LLC | 63626 | 229 |  | OP | PV | SUN | 1.5 | 0.155 | 2042 | 7351.1412 | 1059 | 3812.3695 | Distributed from 923 Generation And Fuel | 2020
15871 | 2022 | NJ | IGS Solar I - EWR5 | 61359 | EWR5 |  | OP | PV | SUN | 1.9 | 0.078 | 1300 | 4679.9626 | 674 | 2426.3806 | Distributed from 923 Generation And Fuel | 2016
15872 | 2022 | NJ | IGS Solar I - EWR6 | 61360 | EWR6 |  | OP | PV | SUN | 1.9 | 0.07 | 1163 | 4186.7665 | 603 | 2170.7826 | Distributed from 923 Generation And Fuel | 2016
15873 | 2022 | NJ | IIV000 Mt Bethel Fuel Cell | 63713 | IIV0A |  | OP | FC | NG | 1.3 | 0.815 | 9276 | 33393.3329 | 5082.5 | 18296.8536 | Distributed from 923 Generation And Fuel | 2019
15874 | 2022 | NJ | IIV000 Mt Bethel Fuel Cell | 63713 | IIV0B |  | OP | FC | NG | 1.3 | 0.815 | 9276 | 33393.3329 | 5082.5 | 18296.8536 | Distributed from 923 Generation And Fuel | 2019
15875 | 2022 | NJ | IKEA Westhampton 061 | 58016 | PV |  | OP | PV | SUN | 1.8 | 0.145 | 2292 | 8251.134 | 1188 | 4276.7658 | Distributed from 923 Generation And Fuel | 2013
15876 | 2022 | NJ | ILR Landfill | 60375 | ILR1 |  | OP | PV | SUN | 6.6 | 0.174 | 10065 | 36233.7101 | 5219 | 18788.2497 | Distributed from 923 Generation And Fuel | 2016
15877 | 2022 | NJ | Imclone Solar Electric Facility | 59631 | IM |  | OP | PV | SUN | 8 | 0.161 | 11270 | 40571.6754 | 5844 | 21038.2317 | Distributed from 923 Generation And Fuel | 2014
15878 | 2022 | NJ | IOS - ERW9 | 61466 | EWR9 |  | OP | PV | SUN | 5.3 | 0.066 | 3070 | 11051.9116 | 1592 | 5731.1542 | Distributed from 923 Generation And Fuel | 2017
15879 | 2022 | NJ | ISH Solar Central, LLC | 57799 | 1 |  | OP | PV | SUN | 1.4 | 0.084 | 1025 | 3689.9705 | 532 | 1915.1847 | Distributed from 923 Generation And Fuel | 2011
15880 | 2022 | NJ | Jackson Board of Education-Liberty HS | 60113 | PV1 |  | OP | PV | SUN | 1.2 | 0.17 | 1784 | 6422.3486 | 925 | 3329.9734 | Distributed from 923 Generation And Fuel | 2016
15881 | 2022 | NJ | Jackson Legler Solar 1 LLC | 65094 | 314 |  | OP | PV | SUN | 2.9 | 0.121 | 3071 | 11055.5116 | 1592 | 5731.1542 | Distributed from 923 Generation And Fuel | 2021
15882 | 2022 | NJ | Jacobstown | 59185 | PV1 |  | OP | PV | SUN | 5 | 0.188 | 8224 | 29606.1632 | 4264 | 15350.2772 | Distributed from 923 Generation And Fuel | 2014
15883 | 2022 | NJ | Jefferson Avenue | 60499 | 1 |  | RE | PV | SUN | 1.7 | 0.055 | 819 | 2948.3764 | 337 | 1213.1903 | Distributed from 923 Generation And Fuel | 2009 | 2022
15884 | 2022 | NJ | Jersey City DWP | 63530 | 10331 |  | OP | PV | SUN | 1 | 0.152 | 1332 | 4795.1616 | 691 | 2487.5801 | Distributed from 923 Generation And Fuel | 2019
15885 | 2022 | NJ | Jersey Gardens Phase 1 | 58653 | 1 |  | OP | PV | SUN | 1.7 | 0.255 | 3797 | 13669.0906 | 1969 | 7088.3433 | Distributed from 923 Generation And Fuel | 2011
15886 | 2022 | NJ | Jersey Gardens Phase 2 | 58654 | 1 |  | OP | PV | SUN | 2.3 | 0.166 | 3343 | 12034.7037 | 1733 | 6238.7501 | Distributed from 923 Generation And Fuel | 2012
15887 | 2022 | NJ | Jersey-Atlantic Wind Farm | 56300 | 1 |  | OP | WT | WND | 7.5 | 0.329 | 21629 | 77863.7771 | 7057 | 25404.9968 | Distributed from 923 Generation And Fuel | 2006
15888 | 2022 | NJ | JMB Mcguire-Dix-Lakehurst Solar Project | 58793 | UCIV |  | OP | PV | SUN | 11.4 | 0.135 | 13454 | 48434.0125 | 6976 | 25113.3991 | Distributed from 923 Generation And Fuel | 2013
15889 | 2022 | NJ | Johnson Matthey, Inc. Solar | 57723 | PV1 |  | OP | PV | SUN | 4 | 0.197 | 6888 | 24796.6016 | 3572 | 12859.0971 | Distributed from 923 Generation And Fuel | 2011
15890 | 2022 | NJ | Jordache Enterprises Solar | 58049 | PV |  | OP | PV | SUN | 1.3 | 0.121 | 1375 | 4949.9604 | 713 | 2566.7795 | Distributed from 923 Generation And Fuel | 2011
15891 | 2022 | NJ | Junction Road | 60265 | JUNCT |  | OP | PV | SUN | 4.4 | 0.189 | 7280 | 26207.7903 | 3775 | 13589.8913 | Distributed from 923 Generation And Fuel | 2016
15892 | 2022 | NJ | KDC Solar ASGM | 62739 | ARDAH |  | OP | PV | SUN | 3.8 | 0.196 | 6540 | 23543.8116 | 3391 | 12207.5023 | Distributed from 923 Generation And Fuel | 2019
15893 | 2022 | NJ | KDC Solar CSCP LLC | 62746 | CSCP |  | OP | PV | SUN | 3.4 | 0.166 | 4956 | 17841.4573 | 2570 | 9251.926 | Distributed from 923 Generation And Fuel | 2019
15894 | 2022 | NJ | KDC Solar PR1, LLC | 59910 | SF |  | OP | PV | SUN | 17 | 0.203 | 30186 | 108668.7307 | 15653 | 56350.3492 | Distributed from 923 Generation And Fuel | 2019
15895 | 2022 | NJ | Kenilworth Energy Facility | 10805 | GEN1 |  | OP | CT | NG | 22 | 0.717 | 138112.48 | 497200.9504 | 58093.478 | 209134.8477 | EIA-923 Generator File | 1989
15896 | 2022 | NJ | Kenilworth Energy Facility | 10805 | GEN2 |  | OP | CA | NG | 6.8 | 0.479 | 28511.21 | 102639.5349 | 11992.51 | 43172.6906 | EIA-923 Generator File | 1989
15897 | 2022 | NJ | Kinsley II Landfill Solar System | 65466 | KINS2 |  | OP | PV | SUN | 2 | 0.366 | 6414 | 23090.2153 | 3326 | 11973.5042 | Distributed from 923 Generation And Fuel | 2020
15898 | 2022 | NJ | Kinsley Landfill Solar | 58877 | KINS |  | OP | PV | SUN | 8.6 | 0.167 | 12557 | 45204.8384 | 6511 | 23439.4125 | Distributed from 923 Generation And Fuel | 2015
15899 | 2022 | NJ | L&D Landfill Solar | 59601 | L&D |  | OP | PV | SUN | 10 | 0.191 | 16696 | 60105.1192 | 8658 | 31168.5507 | Distributed from 923 Generation And Fuel | 2015
15900 | 2022 | NJ | LabCorp Engine | 64142 | LCG |  | OP | IC | NG | 3.2 | 0.011 | 303 | 1090.7913 | 166 | 597.5952 | Distributed from 923 Generation And Fuel | 2019
15901 | 2022 | NJ | Lakehurst Solar | 63503 | LAKHS |  | OP | PV | SUN | 9.6 | 0.173 | 14509 | 52231.9821 | 7523 | 27082.5833 | Distributed from 923 Generation And Fuel | 2020
15902 | 2022 | NJ | Lakewood Cheddar School | 62454 | 1 |  | OP | PV | SUN | 1 | 0.169 | 1482 | 5335.1573 | 768 | 2764.7779 | Distributed from 923 Generation And Fuel | 2013
15903 | 2022 | NJ | Lebanon Solar | 57488 | LSNJ |  | OP | PV | SUN | 2 | 0.148 | 2601 | 9363.5251 | 1349 | 4856.3611 | Distributed from 923 Generation And Fuel | 2011
15904 | 2022 | NJ | Linden Cogen Plant | 50006 | GTG1 |  | OP | CT | NG | 95.2 | 0.707 | 589418 | 2121887.8249 | 252490 | 908956.7283 | EIA-923 Generator File | 1992
15905 | 2022 | NJ | Linden Cogen Plant | 50006 | GTG2 |  | OP | CT | NG | 95.2 | 0.733 | 611465 | 2201256.3899 | 260380 | 937360.5011 | EIA-923 Generator File | 1992
15906 | 2022 | NJ | Linden Cogen Plant | 50006 | GTG3 |  | OP | CT | NG | 95.2 | 0.631 | 525822 | 1892944.0564 | 226371 | 814929.0806 | EIA-923 Generator File | 1992
15907 | 2022 | NJ | Linden Cogen Plant | 50006 | GTG4 |  | OP | CT | NG | 95.2 | 0.686 | 572037 | 2059316.7255 | 237172 | 853812.3695 | EIA-923 Generator File | 1992
15908 | 2022 | NJ | Linden Cogen Plant | 50006 | GTG5 |  | OP | CT | NG | 95.2 | 0.692 | 576761 | 2076322.9894 | 234940 | 845777.2338 | EIA-923 Generator File | 1992
15909 | 2022 | NJ | Linden Cogen Plant | 50006 | GTG6 |  | OP | CT | NG | 212.5 | 0.582 | 1083344 | 3900007.1999 | 519730 | 1871013.0319 | EIA-923 Generator File | 2002
15910 | 2022 | NJ | Linden Cogen Plant | 50006 | STG1 | 5 | OP | CA | NG | 95.2 | 0.491 | 409403 | 1473839.0093 | 192055 | 691392.4689 | EIA-923 Generator File | 1992
15911 | 2022 | NJ | Linden Cogen Plant | 50006 | STG2 | 5 | OP | CA | NG | 95.2 | 0.556 | 463599 | 1668943.0485 | 197550 | 711174.3106 | EIA-923 Generator File | 1992
15912 | 2022 | NJ | Linden Cogen Plant | 50006 | STG3 | 5 | OP | CA | NG | 95.2 | 0.492 | 410677 | 1478425.3726 | 173685 | 625260.9979 | EIA-923 Generator File | 1992
15913 | 2022 | NJ | Linden Hawk Rise Solar CSG | 65368 | LINDN |  | OP | PV | SUN | 4 | 0.172 | 6039 | 21740.2261 | 3131 | 11271.5098 | Distributed from 923 Generation And Fuel | 2021
15914 | 2022 | NJ | Linden Solar Farm | 57381 | LIND |  | OP | PV | SUN | 2.7 | 0.157 | 3723 | 13402.6928 | 1931 | 6951.5444 | Distributed from 923 Generation And Fuel | 2010
15915 | 2022 | NJ | Livingston Solar Canopies | 58505 | LVSC |  | OP | PV | SUN | 6.6 | 0.116 | 6680 | 24047.8076 | 3464 | 12470.3002 | Distributed from 923 Generation And Fuel | 2013
15916 | 2022 | NJ | Livingston Solar Farm | 58504 | LVSF |  | OP | PV | SUN | 1.2 | 0.08 | 836 | 3009.5759 | 433 | 1558.7875 | Distributed from 923 Generation And Fuel | 2009
15917 | 2022 | NJ | Logan Generating Plant | 10043 | GEN1 | 1 | RE | ST | BIT | 242.3 | 0.092 | 195904 | 705248.758 | 287 | 1033.1917 | EIA-923 Generator File | 1994 | 2022
15918 | 2022 | NJ | L'Oreal Franklin | 60765 | PV1 |  | OP | PV | SUN | 1 | 0.217 | 1898 | 6832.7453 | 984 | 3542.3717 | Distributed from 923 Generation And Fuel | 2012
15919 | 2022 | NJ | L'Oreal Monmouth | 60766 | PV1 |  | OP | PV | SUN | 2 | 0.154 | 2697 | 9709.1223 | 1398 | 5032.7597 | Distributed from 923 Generation And Fuel | 2013
15920 | 2022 | NJ | L'Oreal Piscataway | 57868 | UNIT1 |  | OP | PV | SUN | 0.5 | 0.135 | 592.778 | 2133.9837 | 307.5 | 1106.9911 | Distributed from 923 Generation And Fuel | 2011 | 2026
15921 | 2022 | NJ | L'Oreal Piscataway | 57868 | UNIT2 |  | OP | PV | SUN | 0.3 | 0.135 | 355.667 | 1280.391 | 184.5 | 664.1947 | Distributed from 923 Generation And Fuel | 2011 | 2026
15922 | 2022 | NJ | L'Oreal Piscataway | 57868 | UNIT3 |  | OP | PV | SUN | 0.3 | 0.135 | 355.667 | 1280.391 | 184.5 | 664.1947 | Distributed from 923 Generation And Fuel | 2016 | 2026
15923 | 2022 | NJ | L'Oreal Piscataway | 57868 | UNIT4 |  | OP | PV | SUN | 0.7 | 0.135 | 829.889 | 2987.5765 | 430.5 | 1549.7876 | Distributed from 923 Generation And Fuel | 2011 | 2031
15924 | 2022 | NJ | Lower Cape May HS | 60769 | PV1 |  | OP | PV | SUN | 1.5 | 0.175 | 2304 | 8294.3336 | 1195 | 4301.9656 | Distributed from 923 Generation And Fuel | 2012
15925 | 2022 | NJ | LTMUA | 63413 | 1 |  | OP | PV | SUN | 1 | 0.195 | 1709 | 6152.3508 | 886 | 3189.5745 | Distributed from 923 Generation And Fuel | 2012
15926 | 2022 | NJ | Manalapan Village Solar | 57661 | MANVL |  | OP | PV | SUN | 3.5 | 0.126 | 3866 | 13917.4887 | 2005 | 7217.9423 | Distributed from 923 Generation And Fuel | 2011
15927 | 2022 | NJ | Manheim New Jersey | 63229 | NJSGR |  | OP | PV | SUN | 0.8 | 0.155 | 1085.455 | 3907.6067 | 562.909 | 2026.4562 | Distributed from 923 Generation And Fuel | 2013
15928 | 2022 | NJ | Manheim New Jersey | 63229 | NJSRO |  | OP | PV | SUN | 1.4 | 0.155 | 1899.545 | 6838.3073 | 985.091 | 3546.2992 | Distributed from 923 Generation And Fuel | 2009
15929 | 2022 | NJ | Maple Solar | 57750 | P1 |  | OP | PV | SUN | 1.6 | 0.195 | 2735.333 | 9847.12 | 1418.667 | 5107.1603 | Distributed from 923 Generation And Fuel | 2011
15930 | 2022 | NJ | Maple Solar | 57750 | P2 |  | OP | PV | SUN | 0.8 | 0.195 | 1367.667 | 4923.5618 | 709.333 | 2553.5784 | Distributed from 923 Generation And Fuel | 2011
15931 | 2022 | NJ | Mars Wrigley Confectionery US, LLC | 10061 | GEN1 |  | OP | CT | NG | 10.9 | 0.594 | 56721 | 204193.9664 | 31077.18 | 111876.953 | EIA-923 Generator File | 1989
15932 | 2022 | NJ | Mars Wrigley Confectionery US, LLC | 10061 | GEN2 |  | OP | CA | NG | 1.4 | 0 | 0 | 0 | 0 | 0 | EIA-923 Generator File | 1984
15933 | 2022 | NJ | Matrix Buildings A&B (Perth Amboy) Solar | 57384 | MATR |  | OP | PV | SUN | 2.5 | 0.144 | 3149 | 11336.3093 | 1633 | 5878.753 | Distributed from 923 Generation And Fuel | 2011
15934 | 2022 | NJ | Matrix Stults Road Solar Facility | 57588 | STULT |  | OP | PV | SUN | 2.6 | 0.16 | 3647 | 13129.095 | 1891 | 6807.5455 | Distributed from 923 Generation And Fuel | 2011
15935 | 2022 | NJ | McCullough Road Solar Farm | 62638 | WASHG |  | OP | PV | SUN | 8.8 | 0.177 | 13632 | 49074.8074 | 7069 | 25448.1964 | Distributed from 923 Generation And Fuel | 2019
15936 | 2022 | NJ | McGraw Hill Solar | 57662 | MCGRH |  | OP | PV | SUN | 12 | 0.166 | 17436 | 62769.0978 | 9041 | 32547.3396 | Distributed from 923 Generation And Fuel | 2011
15937 | 2022 | NJ | McKee City Solar Phase 2 | 57863 | UNIT1 |  | OP | PV | SUN | 2.4 | 0.152 | 3201 | 11523.5078 | 1660 | 5975.9522 | Distributed from 923 Generation And Fuel | 2011
15938 | 2022 | NJ | Medford WWTP | 59277 | MED1 |  | OP | PV | SUN | 1.3 | 0.183 | 2079 | 7484.3401 | 1078 | 3880.769 | Distributed from 923 Generation And Fuel | 2013
15939 | 2022 | NJ | Mercer County Community College | 58882 | PV01 |  | OP | PV | SUN | 7.5 | 0.172 | 11310 | 40715.6743 | 5865 | 21113.8311 | Distributed from 923 Generation And Fuel | 2013
15940 | 2022 | NJ | Mercer Mall | 58070 | 1 |  | OP | PV | SUN | 1.1 | 0.133 | 1285 | 4625.963 | 666 | 2397.5808 | Distributed from 923 Generation And Fuel | 2012
15941 | 2022 | NJ | Merck Rahway Power Plant | 10224 | GEN8 | 6 | OS | ST | NG | 5 | 0 | 0 | 0 | 0 | 0 | EIA-923 Generator File | 1977
15942 | 2022 | NJ | Merck Rahway Power Plant | 10224 | GEN9 | 6 | OP | ST | NG | 10.8 | 0.226 | 21412 | 77082.5833 | 7343 | 26434.5885 | EIA-923 Generator File | 2004
15943 | 2022 | NJ | Merck Rahway Power Plant | 10224 | GEN9A | 4 | OP | ST | NG | 4.5 | 0.402 | 15830 | 56987.5441 | 9052 | 32586.9393 | EIA-923 Generator File | 2017
15944 | 2022 | NJ | Merck Rahway Power Plant | 10224 | SOLAR |  | OP | PV | SUN | 0.5 | 0.023 | 100 | 359.9971 | 77 | 277.1978 | Distributed from 923 Generation And Fuel | 2005
15945 | 2022 | NJ | Mickleton Station | 8008 | MICK |  | OP | GT | NG | 71.2 | 0.004 | 2560 | 9215.9263 | 1403 | 5050.7596 | Distributed from 923 Generation And Fuel | 1974 | 2024
15946 | 2022 | NJ | Middlesex Apple Orchard Solar | 58090 | SEF-1 |  | OP | PV | SUN | 1.3 | 0.171 | 1947.234 | 7009.9863 | 1009.851 | 3635.4345 | Distributed from 923 Generation And Fuel | 2013
15947 | 2022 | NJ | Middlesex Apple Orchard Solar | 58090 | SEF-2 |  | OP | PV | SUN | 3.4 | 0.171 | 5092.766 | 18333.8109 | 2641.149 | 9508.0603 | Distributed from 923 Generation And Fuel | 2013
15948 | 2022 | NJ | Middlesex County Utilities Authority | 56119 | 100 |  | OP | CT | LFG | 6 | 0.581 | 30534 | 109921.5206 | 12501 | 45003.24 | EIA-923 Generator File | 2001
15949 | 2022 | NJ | Middlesex County Utilities Authority | 56119 | 200 |  | OP | CT | LFG | 6 | 0.636 | 33428 | 120339.8373 | 13073 | 47062.4235 | EIA-923 Generator File | 2001
15950 | 2022 | NJ | Middlesex County Utilities Authority | 56119 | 300 | 2 | OP | CA | LFG | 10.5 | 0.437 | 40194 | 144697.2424 | 16903 | 60850.3132 | EIA-923 Generator File | 1961
15951 | 2022 | NJ | Milford Solar Farm (NJ) LLC | 62637 | MILFD |  | OP | PV | SUN | 7.5 | 0.159 | 10452 | 37626.899 | 5420 | 19511.8439 | Distributed from 923 Generation And Fuel | 2019
15952 | 2022 | NJ | Milhurst Solar | 62904 | NPSMH |  | OP | PV | SUN | 1.3 | 0.18 | 2055 | 7397.9408 | 1066 | 3837.5693 | Distributed from 923 Generation And Fuel | 2015
15953 | 2022 | NJ | Mill Creek Solar | 57728 | MILLC |  | OP | PV | SUN | 3.5 | 0.155 | 4761 | 17139.4629 | 2469 | 8888.3289 | Distributed from 923 Generation And Fuel | 2011
15954 | 2022 | NJ | Millville City Sewer Auth WTP | 58822 | U1BB |  | OP | PV | SUN | 0.8 | 0.161 | 1131.333 | 4072.7662 | 586.667 | 2111.9843 | Distributed from 923 Generation And Fuel | 2013
15955 | 2022 | NJ | Millville City Sewer Auth WTP | 58822 | U2DB |  | OP | PV | SUN | 0.4 | 0.161 | 565.667 | 2036.3849 | 293.333 | 1055.9904 | Distributed from 923 Generation And Fuel | 2013
15956 | 2022 | NJ | Monroe Solar Farm, LLC | 63451 | MONR1 |  | OP | PV | SUN | 13.1 | 0.166 | 19092 | 68730.6502 | 9900 | 35639.7149 | Distributed from 923 Generation And Fuel | 2020
15957 | 2022 | NJ | Montclair State University Cogen | 63501 | CTG-1 |  | OP | GT | NG | 6.4 | 0.724 | 40571 | 146054.4316 | 22114 | 79609.7631 | Distributed from 923 Generation And Fuel | 2013
15958 | 2022 | NJ | Montclair State University Cogen | 63501 | ENG-1 |  | OP | IC | NG | 2.7 | 0.056 | 1333.5 | 4800.5616 | 730.5 | 2629.779 | Distributed from 923 Generation And Fuel | 2018
15959 | 2022 | NJ | Montclair State University Cogen | 63501 | ENG-2 |  | OP | IC | NG | 2.7 | 0.056 | 1333.5 | 4800.5616 | 730.5 | 2629.779 | Distributed from 923 Generation And Fuel | 2018
15960 | 2022 | NJ | Mount Laurel Solar | 65329 | LAURL |  | OP | PV | SUN | 2.5 | 0.178 | 3899 | 14036.2877 | 2022 | 7279.1418 | Distributed from 923 Generation And Fuel | 2020
15961 | 2022 | NJ | Mt Arlington Solar 1 LLC | 65095 | 196 |  | OP | PV | SUN | 1.6 | 0.127 | 1782 | 6415.1487 | 924 | 3326.3734 | Distributed from 923 Generation And Fuel | 2021
15962 | 2022 | NJ | Munich Re Plaza | 59844 | PZ1 |  | OP | PV | SUN | 1.6 | 0.078 | 1094 | 3938.3685 | 567.333 | 2042.3825 | Distributed from 923 Generation And Fuel | 2012
15963 | 2022 | NJ | Munich Re Plaza | 59844 | PZ2 |  | OP | PV | SUN | 0.8 | 0.078 | 547 | 1969.1842 | 283.667 | 1021.193 | Distributed from 923 Generation And Fuel | 2012
15964 | 2022 | NJ | Murray Hill Solar | 57471 | MHNJ |  | OP | PV | SUN | 1 | 0.192 | 1680 | 6047.9516 | 871 | 3135.5749 | Distributed from 923 Generation And Fuel | 2011
15965 | 2022 | NJ | NAEA Lakewood LLC | 54640 | GEN1 |  | SB | CT | NG | 77.9 | 0.185 | 126521 | 455471.9562 | 107926 | 388530.4918 | EIA-923 Generator File | 1994
15966 | 2022 | NJ | NAEA Lakewood LLC | 54640 | GEN2 |  | SB | CT | NG | 77.9 | 0.182 | 124130 | 446864.4251 | 102304 | 368291.4537 | EIA-923 Generator File | 1994
15967 | 2022 | NJ | NAEA Lakewood LLC | 54640 | GEN3 | 2 | SB | CA | NG | 81 | 0.182 | 128908 | 464065.0875 | 109002 | 392404.0608 | EIA-923 Generator File | 1994
15968 | 2022 | NJ | NAEA Ocean Peaking Power LLC | 55938 | OPP3 |  | OP | GT | NG | 191.5 | 0.057 | 95164.5 | 342589.4593 | 89105.5 | 320777.2338 | Distributed from 923 Generation And Fuel | 2003
15969 | 2022 | NJ | NAEA Ocean Peaking Power LLC | 55938 | OPP4 |  | OP | GT | NG | 191.5 | 0.057 | 95164.5 | 342589.4593 | 89105.5 | 320777.2338 | Distributed from 923 Generation And Fuel | 2003
15970 | 2022 | NJ | NES Rutgers Solar | 60857 | LKWD1 |  | OP | PV | SUN | 1 | 0.065 | 571 | 2055.5836 | 296 | 1065.5915 | Distributed from 923 Generation And Fuel | 2012
15971 | 2022 | NJ | New Road Solar, LLC | 61599 | NEWRD |  | OP | PV | SUN | 10 | 0.197 | 17245 | 62081.5033 | 8942 | 32190.9425 | Distributed from 923 Generation And Fuel | 2018
15972 | 2022 | NJ | Newark Bay Cogeneration Partnership LP | 50385 | GEN1 |  | RE | CT | NG | 55 | 0.007 | 3532 | 12715.0983 | 6 | 21.5998 | EIA-923 Generator File | 1993 | 2022
15973 | 2022 | NJ | Newark Bay Cogeneration Partnership LP | 50385 | GEN2 |  | RE | CT | NG | 55 | 0.01 | 4706 | 16941.4645 | 445 | 1601.9872 | EIA-923 Generator File | 1993 | 2022
15974 | 2022 | NJ | Newark Bay Cogeneration Partnership LP | 50385 | GEN3 | 2 | RE | CA | NG | 42 | 0.006 | 2059 | 7412.3407 | 87 | 313.1975 | EIA-923 Generator File | 1993 | 2022
15975 | 2022 | NJ | Newark Energy Center | 58079 | GT-1 |  | OP | CT | NG | 225 | 0.722 | 1422251 | 5120062.6395 | 667139 | 2401681.1866 | EIA-923 Generator File | 2015
15976 | 2022 | NJ | Newark Energy Center | 58079 | GT-2 |  | OP | CT | NG | 225 | 0.738 | 1455085 | 5238264.0939 | 707803 | 2548070.4154 | EIA-923 Generator File | 2015
15977 | 2022 | NJ | Newark Energy Center | 58079 | STG-1 | 2 | OP | CA | NG | 285 | 0.653 | 1630702 | 5870480.2362 | 805055 | 2898174.8146 | EIA-923 Generator File | 2015
15978 | 2022 | NJ | NHA at Mansfield NJ | 60378 | PV1 |  | OP | PV | SUN | 5 | 0.175 | 7674 | 27626.179 | 3979 | 14324.2854 | Distributed from 923 Generation And Fuel | 2016
15979 | 2022 | NJ | NJ Oak Solar Plant | 57948 | OAK |  | OP | PV | SUN | 10 | 0.173 | 15159 | 54571.9634 | 7861 | 28299.3736 | Distributed from 923 Generation And Fuel | 2011
15980 | 2022 | NJ | NJMC Landfill | 57724 | NJMC |  | OP | PV | SUN | 2.5 | 0.185 | 4054 | 14594.2832 | 2102 | 7567.1395 | Distributed from 923 Generation And Fuel | 2011
15981 | 2022 | NJ | North Bergen Solar | 60806 | PV1 |  | OP | PV | SUN | 1.6 | 0.179 | 2504 | 9014.3279 | 1298 | 4672.7626 | Distributed from 923 Generation And Fuel | 2016
15982 | 2022 | NJ | North Jersey Media Group Solar Facility | 58358 | NJMG |  | OP | PV | SUN | 4.1 | 0.132 | 4748 | 17092.6633 | 2462 | 8863.1291 | Distributed from 923 Generation And Fuel | 2013
15983 | 2022 | NJ | North Run | 59318 | NRUN1 |  | OP | PV | SUN | 5 | 0.18 | 7870 | 28331.7733 | 4081 | 14691.4825 | Distributed from 923 Generation And Fuel | 2015
15984 | 2022 | NJ | NorthPark Solar | 62903 | NPSP1 |  | OP | PV | SUN | 6.1 | 0.157 | 8389.226 | 30200.972 | 4349.991 | 15659.8423 | Distributed from 923 Generation And Fuel | 2016
15985 | 2022 | NJ | NorthPark Solar | 62903 | NPSP2 |  | OP | PV | SUN | 4.5 | 0.157 | 6188.774 | 22279.4082 | 3209.009 | 11552.34 | Distributed from 923 Generation And Fuel | 2016
15986 | 2022 | NJ | Ocean County Landfill | 54980 | UNT1 |  | OP | IC | LFG | 0.8 | 0.71 | 4975.444 | 17911.4551 | 2136.056 | 7689.7401 | Distributed from 923 Generation And Fuel | 1997
15987 | 2022 | NJ | Ocean County Landfill | 54980 | UNT10 |  | OP | IC | LFG | 1.6 | 0.71 | 9950.889 | 35822.9138 | 4272.111 | 15379.4766 | Distributed from 923 Generation And Fuel | 2006
15988 | 2022 | NJ | Ocean County Landfill | 54980 | UNT11 |  | OP | IC | LFG | 1.6 | 0.71 | 9950.889 | 35822.9138 | 4272.111 | 15379.4766 | Distributed from 923 Generation And Fuel | 2006
15989 | 2022 | NJ | Ocean County Landfill | 54980 | UNT12 |  | OP | IC | LFG | 1.6 | 0.71 | 9950.889 | 35822.9138 | 4272.111 | 15379.4766 | Distributed from 923 Generation And Fuel | 2006
15990 | 2022 | NJ | Ocean County Landfill | 54980 | UNT2 |  | OP | IC | LFG | 0.8 | 0.71 | 4975.444 | 17911.4551 | 2136.056 | 7689.7401 | Distributed from 923 Generation And Fuel | 1997
15991 | 2022 | NJ | Ocean County Landfill | 54980 | UNT3 |  | OP | IC | LFG | 0.8 | 0.71 | 4975.444 | 17911.4551 | 2136.056 | 7689.7401 | Distributed from 923 Generation And Fuel | 1997
15992 | 2022 | NJ | Ocean County Landfill | 54980 | UNT4 |  | OP | IC | LFG | 0.8 | 0.71 | 4975.444 | 17911.4551 | 2136.056 | 7689.7401 | Distributed from 923 Generation And Fuel | 1997
15993 | 2022 | NJ | Ocean County Landfill | 54980 | UNT5 |  | OP | IC | LFG | 0.8 | 0.71 | 4975.444 | 17911.4551 | 2136.056 | 7689.7401 | Distributed from 923 Generation And Fuel | 1997
15994 | 2022 | NJ | Ocean County Landfill | 54980 | UNT6 |  | OP | IC | LFG | 0.8 | 0.71 | 4975.444 | 17911.4551 | 2136.056 | 7689.7401 | Distributed from 923 Generation And Fuel | 1997
15995 | 2022 | NJ | Ocean County Landfill | 54980 | UNT7 |  | OP | IC | LFG | 1.6 | 0.71 | 9950.889 | 35822.9138 | 4272.111 | 15379.4766 | Distributed from 923 Generation And Fuel | 2006
15996 | 2022 | NJ | Ocean County Landfill | 54980 | UNT8 |  | OP | IC | LFG | 1.6 | 0.71 | 9950.889 | 35822.9138 | 4272.111 | 15379.4766 | Distributed from 923 Generation And Fuel | 2006
15997 | 2022 | NJ | Ocean County Landfill | 54980 | UNT9 |  | OP | IC | LFG | 1.6 | 0.71 | 9950.889 | 35822.9138 | 4272.111 | 15379.4766 | Distributed from 923 Generation And Fuel | 2006
15998 | 2022 | NJ | Old Bridge Solar Farm | 61600 | OLDBR |  | OP | PV | SUN | 8.8 | 0.185 | 14252 | 51306.7895 | 7390 | 26603.7872 | Distributed from 923 Generation And Fuel | 2018
15999 | 2022 | NJ | Overlook Medical Center | 62622 | CHPS3 |  | OP | IC | DFO | 2 | 0.135 | 2366.667 | 8519.933 | 1294.667 | 4660.7639 | Distributed from 923 Generation And Fuel | 2012
16000 | 2022 | NJ | Overlook Medical Center | 62622 | CHPS2 |  | RE | IC | NG | 1 | 0.135 | 1183.333 | 4259.9647 | 647.333 | 2330.3802 | Distributed from 923 Generation And Fuel | 2012 | 2022
16001 | 2022 | NJ | Owens Corning | 62439 | A |  | OP | PV | SUN | 2.8 | 0.196 | 4803 | 17290.6617 | 2491 | 8967.5283 | Distributed from 923 Generation And Fuel | 2016
16002 | 2022 | NJ | Paradise Solar Energy Center | 58569 | 1 |  | OP | PV | SUN | 5 | 0.162 | 7090 | 25523.7958 | 3676 | 13233.4941 | Distributed from 923 Generation And Fuel | 2011
16003 | 2022 | NJ | Parkland Landfill Solar | 59001 | PARK |  | OP | PV | SUN | 7.8 | 0.174 | 11879 | 42764.0579 | 6160 | 22175.8226 | Distributed from 923 Generation And Fuel | 2015
16004 | 2022 | NJ | Parlin Power Plant | 50799 | GEN1 |  | OP | CT | NG | 45.9 | 0.021 | 8314 | 29930.1606 | 7701 | 27723.3782 | EIA-923 Generator File | 1991
16005 | 2022 | NJ | Parlin Power Plant | 50799 | GEN2 |  | OP | CT | NG | 45.9 | 0.019 | 7720 | 27791.7777 | 7245 | 26081.7913 | EIA-923 Generator File | 1991
16006 | 2022 | NJ | Parlin Power Plant | 50799 | GEN3 | 2 | OP | CA | NG | 21.6 | 0.02 | 3849 | 13856.2891 | 3675 | 13229.8942 | EIA-923 Generator File | 1991
16007 | 2022 | NJ | Parlin Power Plant | 50799 | GEN4 | 2 | OP | CA | NG | 21.6 | 0.02 | 3876 | 13953.4884 | 3724 | 13406.2927 | EIA-923 Generator File | 1991
16008 | 2022 | NJ | Parlin Solar LLC | 59544 | PV1 |  | OP | PV | SUN | 1.3 | 0.058 | 666 | 2397.5808 | 345 | 1241.9901 | Distributed from 923 Generation And Fuel | 2012
16009 | 2022 | NJ | Passaic Valley Water Commission | 50311 | GEN1 |  | OS | HY | WAT | 0.6 |  | GENYRONL: 1935
16010 | 2022 | NJ | Passaic Valley Water Commission | 50311 | GEN2 |  | OS | HY | WAT | 0.6 |  | GENYRONL: 1935
16011 | 2022 | NJ | Passaic Valley Water Commission | 50311 | GEN3 |  | OS | HY | WAT | 0.6 |  | GENYRONL: 1935
16012 | 2022 | NJ | Passaic Valley Water Commission | 50311 | GEN4 |  | OS | HY | WAT | 0.6 |  | GENYRONL: 1935
16013 | 2022 | NJ | Patriots Stadium | 58896 | PV01 |  | OP | PV | SUN | 1 | 0.097 | 851 | 3063.5755 | 441 | 1587.5873 | Distributed from 923 Generation And Fuel | 2013
16014 | 2022 | NJ | Paulsboro Refinery | 50628 | GEN1 |  | OP | GT | NG | 30.5 | 0.616 | 164506 | 592216.8623 | 74230 | 267225.8622 | Distributed from 923 Generation And Fuel | 1991
16015 | 2022 | NJ | Paulsboro Refinery | 50628 | GEN2 | 4 | OP | ST | OG | 15 | 0.411 | 54029.51 | 194504.68 | 23604.9 | 84976.9602 | EIA-923 Generator File | 1982
16016 | 2022 | NJ | Paulsboro Refinery | 50628 | GEN3 | 4 | OP | ST | OG | 15 | 0.501 | 65831.18 | 236990.3521 | 25181.15 | 90651.4148 | EIA-923 Generator File | 1991
16017 | 2022 | NJ | Paulsboro Refinery | 50628 | GEN4 |  | OS | OT | PC | 18 | 0 | 0 | 0 | 0 | 0 | Distributed from 923 Generation And Fuel | 2006
16018 | 2022 | NJ | Pedricktown Cogeneration Company LP | 10099 | GEN1 |  | RE | CT | NG | 95.2 | 0.011 | 9198 | 33112.5351 | 821 | 2955.5764 | EIA-923 Generator File | 1992 | 2022
16019 | 2022 | NJ | Pedricktown Cogeneration Company LP | 10099 | GEN2 | 1 | RE | CA | NG | 45 | 0.011 | 4238 | 15256.6779 | 395 | 1421.9886 | EIA-923 Generator File | 1992 | 2022
16020 | 2022 | NJ | Pemberton Road I | 61073 | PEMB1 |  | OP | PV | SUN | 8.8 | 0.18 | 13848 | 49852.4012 | 7181 | 25851.3932 | Distributed from 923 Generation And Fuel | 2017
16021 | 2022 | NJ | Pemberton Road II | 61074 | PEMB2 |  | OP | PV | SUN | 8.8 | 0.18 | 13890 | 50003.6 | 7203 | 25930.5926 | Distributed from 923 Generation And Fuel | 2017
16022 | 2022 | NJ | Pennsauken Brownfield Solar | 65467 | PENN |  | OP | PV | SUN | 12 | 0.161 | 16928 | 60940.3125 | 8778 | 31600.5472 | Distributed from 923 Generation And Fuel | 2019
16023 | 2022 | NJ | Pennsauken Landfill | 56511 | GEN1 |  | OP | IC | LFG | 0.9 | 0.227 | 1793.5 | 6456.5483 | 758.5 | 2730.5782 | Distributed from 923 Generation And Fuel | 2004
16024 | 2022 | NJ | Pennsauken Landfill | 56511 | GEN2 |  | OP | IC | LFG | 0.9 | 0.227 | 1793.5 | 6456.5483 | 758.5 | 2730.5782 | Distributed from 923 Generation And Fuel | 2004
16025 | 2022 | NJ | Pennsauken Solar | 56883 | GEN 1 |  | OP | PV | SUN | 0.2 | 0.063 | 110.564 | 398.0272 | 57.333 | 206.3971 | Distributed from 923 Generation And Fuel | 2006
16026 | 2022 | NJ | Pennsauken Solar | 56883 | GEN 2 |  | OP | PV | SUN | 0.2 | 0.063 | 110.564 | 398.0272 | 57.333 | 206.3971 | Distributed from 923 Generation And Fuel | 2006
16027 | 2022 | NJ | Pennsauken Solar | 56883 | GEN 3 |  | OP | PV | SUN | 0.1 | 0.063 | 55.282 | 199.0136 | 28.667 | 103.2004 | Distributed from 923 Generation And Fuel | 2007
16028 | 2022 | NJ | Pennsauken Solar | 56883 | GEN 4 |  | OP | PV | SUN | 0.2 | 0.063 | 110.564 | 398.0272 | 57.333 | 206.3971 | Distributed from 923 Generation And Fuel | 2007
16029 | 2022 | NJ | Pennsauken Solar | 56883 | GEN 5 |  | OP | PV | SUN | 0.1 | 0.063 | 55.282 | 199.0136 | 28.667 | 103.2004 | Distributed from 923 Generation And Fuel | 2007
16030 | 2022 | NJ | Pennsauken Solar | 56883 | GEN 6 |  | OP | PV | SUN | 0.2 | 0.063 | 110.564 | 398.0272 | 57.333 | 206.3971 | Distributed from 923 Generation And Fuel | 2007
16031 | 2022 | NJ | Pennsauken Solar | 56883 | GEN 7 |  | OP | PV | SUN | 0.2 | 0.063 | 110.564 | 398.0272 | 57.333 | 206.3971 | Distributed from 923 Generation And Fuel | 2007
16032 | 2022 | NJ | Pennsauken Solar | 56883 | GEN 8 |  | OP | PV | SUN | 0.2 | 0.063 | 110.564 | 398.0272 | 57.333 | 206.3971 | Distributed from 923 Generation And Fuel | 2007
16033 | 2022 | NJ | Pennsauken Solar | 56883 | GEN 9 |  | OP | PV | SUN | 0.1 | 0.063 | 55.282 | 199.0136 | 28.667 | 103.2004 | Distributed from 923 Generation And Fuel | 2007
16034 | 2022 | NJ | Pennsauken Solar | 56883 | GEN10 |  | OP | PV | SUN | 2.4 | 0.063 | 1326.769 | 4776.3302 | 688 | 2476.7802 | Distributed from 923 Generation And Fuel | 2018
16035 | 2022 | NJ | Pfizer Peapack Solar | 60762 | 07934 |  | OP | PV | SUN | 6.2 | 0.18 | 9790 | 35243.7181 | 5076 | 18273.4538 | Distributed from 923 Generation And Fuel | 2016
16036 | 2022 | NJ | Pilesgrove | 57448 | PILE |  | OP | PV | SUN | 18 | 0.169 | 26585 | 95705.2344 | 13785 | 49625.603 | Distributed from 923 Generation And Fuel | 2011
16037 | 2022 | NJ | Pittsgrove Solar | 60740 | PV1 |  | OP | PV | SUN | 2 | 0.17 | 2980 | 10727.9142 | 1545 | 5561.9555 | Distributed from 923 Generation And Fuel | 2014
16038 | 2022 | NJ | Plainfield One Solar LLC | 59364 | PV1 |  | OP | PV | SUN | 1.3 | 0.097 | 1108 | 3988.7681 | 575 | 2069.9834 | Distributed from 923 Generation And Fuel | 2011
16039 | 2022 | NJ | Plumsted 537 LLC | 61892 | PLMST |  | OP | BA | MWH | 19.8 | -0.032 | -5530 | -19907.8407 | -2310 | -8315.9335 | Distributed from 923 Generation And Fuel | 2019
16040 | 2022 | NJ | Pohatcong Solar Farm | 63150 | POHAT |  | OP | PV | SUN | 8 | 0.183 | 12809 | 46112.0311 | 6642 | 23911.0087 | Distributed from 923 Generation And Fuel | 2020
16041 | 2022 | NJ | PPL Renewable Energy Merck Solar | 56889 | GEN 1 |  | OP | PV | SUN | 1.7 | 0.076 | 1128 | 4060.7675 | 585 | 2105.9832 | Distributed from 923 Generation And Fuel | 2009
16042 | 2022 | NJ | Princeton Energy Center, LLC | 61822 | EDG1 |  | SB | IC | DFO | 2 | 0 | 0 | 0 | 0 | 0 | Distributed from 923 Generation And Fuel | 2012
16043 | 2022 | NJ | Princeton Energy Center, LLC | 61822 | EDG2 |  | SB | IC | DFO | 2 | 0 | 0 | 0 | 0 | 0 | Distributed from 923 Generation And Fuel | 2012
16044 | 2022 | NJ | Princeton Energy Center, LLC | 61822 | EDG3 |  | SB | IC | DFO | 2 | 0 | 0 | 0 | 0 | 0 | Distributed from 923 Generation And Fuel | 2012
16045 | 2022 | NJ | Princeton Energy Center, LLC | 61822 | GT1 |  | OP | GT | NG | 4.6 | 0.571 | 23023 | 82882.1369 | 12614 | 45410.0367 | Distributed from 923 Generation And Fuel | 2012
16046 | 2022 | NJ | Princeton Energy Center, LLC | 61822 | S1 |  | OP | PV | SUN | 0.2 | 0.084 | 147.51 | 531.0318 | 76.49 | 275.3618 | Data from EIA-923 Generator File overwritten with distributed data from EIA-923 Generation and Fuel | 2012
16047 | 2022 | NJ | Princeton Solar Project | 61354 | STONY |  | OP | PV | SUN | 2.2 | 0.19 | 3658 | 13168.6947 | 1897 | 6829.1454 | Distributed from 923 Generation And Fuel | 2017
16048 | 2022 | NJ | Princeton University Cogeneration | 58584 | GT1 |  | OP | GT | NG | 15.5 | 0.32 | 43468 | 156483.5481 | 19036 | 68529.0518 | Distributed from 923 Generation And Fuel | 1996
16049 | 2022 | NJ | Princeton University Cogeneration | 58584 | PV1 |  | OP | PV | SUN | 4.5 | 0.164 | 6483.253 | 23339.5241 | 3616.536 | 13019.4254 | Distributed from 923 Generation And Fuel | 2012
16050 | 2022 | NJ | Princeton University Cogeneration | 58584 | PV2 |  | OP | PV | SUN | 1.2 | 0.164 | 1728.867 | 6223.8714 | 964.41 | 3471.8482 | Distributed from 923 Generation And Fuel | 2021
16051 | 2022 | NJ | Princeton University Cogeneration | 58584 | PV3 |  | OP | PV | SUN | 10.5 | 0.164 | 15127.59 | 54458.8883 | 8438.584 | 30378.6594 | Distributed from 923 Generation And Fuel | 2022
16052 | 2022 | NJ | Princeton University Cogeneration | 58584 | PV4 |  | OP | PV | SUN | 0.4 | 0.164 | 576.289 | 2074.6238 | 321.47 | 1157.2827 | Distributed from 923 Generation And Fuel | 2022
16053 | 2022 | NJ | Prudential 55 Livingston Roseland Solar | 60841 | PV1 |  | OP | PV | SUN | 1.2 | 0.193 | 2030 | 7307.9415 | 1053 | 3790.7697 | Distributed from 923 Generation And Fuel | 2013
16054 | 2022 | NJ | Prudential 80 Livingston Roseland Solar | 60842 | PV1 |  | OP | PV | SUN | 1.7 | 0.183 | 2731 | 9831.5213 | 1416 | 5097.5592 | Distributed from 923 Generation And Fuel | 2013
16055 | 2022 | NJ | PSEG Burlington Generating Station | 2399 | 121 |  | OP | GT | NG | 60.5 | 0.027 | 14328.75 | 51583.0873 | 8463.75 | 30469.2562 | Distributed from 923 Generation And Fuel | 2000
16056 | 2022 | NJ | PSEG Burlington Generating Station | 2399 | 122 |  | OP | GT | NG | 60.5 | 0.027 | 14328.75 | 51583.0873 | 8463.75 | 30469.2562 | Distributed from 923 Generation And Fuel | 2000
16057 | 2022 | NJ | PSEG Burlington Generating Station | 2399 | 123 |  | OP | GT | NG | 60.5 | 0.027 | 14328.75 | 51583.0873 | 8463.75 | 30469.2562 | Distributed from 923 Generation And Fuel | 2000
16058 | 2022 | NJ | PSEG Burlington Generating Station | 2399 | 124 |  | OP | GT | NG | 60.5 | 0.027 | 14328.75 | 51583.0873 | 8463.75 | 30469.2562 | Distributed from 923 Generation And Fuel | 2000
16059 | 2022 | NJ | PSEG Essex Generating Station | 2401 | 9 |  | RE | GT | NG | 93.6 | 0.001 | 779 | 2804.3776 | 0 | 0 | Distributed from 923 Generation And Fuel | 1990 | 2022
16060 | 2022 | NJ | PSEG Hackettstown | 57204 | 1 |  | OP | PV | SUN | 2 | 0.137 | 2395 | 8621.931 | 1242 | 4471.1642 | Distributed from 923 Generation And Fuel | 2009
16061 | 2022 | NJ | PSEG Hope Creek Generating Station | 6118 | 1 | 1 | OP | ST | NUC | 1290.7 | 0.814 | 9198676 | 33114968.6803 | 3928967 | 14144168.0467 | Distributed from 923 Generation And Fuel | 1986
16062 | 2022 | NJ | PSEG Kearny Generating Station | 2404 | 131 |  | OP | GT | NG | 60.5 | 0.046 | 24307.2 | 87505.22 | 13878.6 | 49962.5603 | Distributed from 923 Generation And Fuel | 2012
16063 | 2022 | NJ | PSEG Kearny Generating Station | 2404 | 132 |  | OP | GT | NG | 60.5 | 0.046 | 24307.2 | 87505.22 | 13878.6 | 49962.5603 | Distributed from 923 Generation And Fuel | 2012
16064 | 2022 | NJ | PSEG Kearny Generating Station | 2404 | 133 |  | OP | GT | NG | 60.5 | 0.046 | 24307.2 | 87505.22 | 13878.6 | 49962.5603 | Distributed from 923 Generation And Fuel | 2012
16065 | 2022 | NJ | PSEG Kearny Generating Station | 2404 | 134 |  | OP | GT | NG | 60.5 | 0.046 | 24307.2 | 87505.22 | 13878.6 | 49962.5603 | Distributed from 923 Generation And Fuel | 2012
16066 | 2022 | NJ | PSEG Kearny Generating Station | 2404 | 141 |  | OP | GT | NG | 60.5 | 0.046 | 24307.2 | 87505.22 | 13878.6 | 49962.5603 | Distributed from 923 Generation And Fuel | 2012
16067 | 2022 | NJ | PSEG Kearny Generating Station | 2404 | 142 |  | OP | GT | NG | 60.5 | 0.046 | 24307.2 | 87505.22 | 13878.6 | 49962.5603 | Distributed from 923 Generation And Fuel | 2012
16068 | 2022 | NJ | PSEG Kearny Generating Station | 2404 | N121 |  | OP | GT | NG | 60.5 | 0.046 | 24307.2 | 87505.22 | 13878.6 | 49962.5603 | Distributed from 923 Generation And Fuel | 2001
16069 | 2022 | NJ | PSEG Kearny Generating Station | 2404 | N122 |  | OP | GT | NG | 60.5 | 0.046 | 24307.2 | 87505.22 | 13878.6 | 49962.5603 | Distributed from 923 Generation And Fuel | 2001
16070 | 2022 | NJ | PSEG Kearny Generating Station | 2404 | N123 |  | OP | GT | NG | 60.5 | 0.046 | 24307.2 | 87505.22 | 13878.6 | 49962.5603 | Distributed from 923 Generation And Fuel | 2001
16071 | 2022 | NJ | PSEG Kearny Generating Station | 2404 | N124 |  | OP | GT | NG | 60.5 | 0.046 | 24307.2 | 87505.22 | 13878.6 | 49962.5603 | Distributed from 923 Generation And Fuel | 2001
16072 | 2022 | NJ | PSEG Linden Generating Station | 2406 | 1001 | 2 | OP | CA | NG | 315 | 0.377 | 1040136 | 3744459.6443 | 584353 | 2103653.9708 | EIA-923 Generator File | 2006
16073 | 2022 | NJ | PSEG Linden Generating Station | 2406 | 1101 |  | OP | CT | NG | 181.4 | 0.476 | 756290 | 2722622.219 | 392106 | 1411570.3074 | EIA-923 Generator File | 2006
16074 | 2022 | NJ | PSEG Linden Generating Station | 2406 | 1201 |  | OP | CT | NG | 181.4 | 0.56 | 890161 | 3204553.9636 | 472707 | 1701731.5861 | EIA-923 Generator File | 2006
16075 | 2022 | NJ | PSEG Linden Generating Station | 2406 | 2001 | 2 | OP | CA | NG | 315 | 0.322 | 888755 | 3199492.4041 | 433416 | 1560285.1177 | EIA-923 Generator File | 2006
16076 | 2022 | NJ | PSEG Linden Generating Station | 2406 | 2101 |  | OP | CT | NG | 181.4 | 0.449 | 713899 | 2570015.8399 | 344060 | 1238606.0912 | EIA-923 Generator File | 2006
16077 | 2022 | NJ | PSEG Linden Generating Station | 2406 | 2201 |  | OP | CT | NG | 181.4 | 0.454 | 720730 | 2594607.2431 | 299792 | 1079242.5661 | EIA-923 Generator File | 2006
16078 | 2022 | NJ | PSEG Linden Generating Station | 2406 | 5 |  | OP | GT | NG | 96.1 | 0.02 | 16568.5 | 59646.1228 | 8626 | 31053.3516 | Distributed from 923 Generation And Fuel | 2000
16079 | 2022 | NJ | PSEG Linden Generating Station | 2406 | 6 |  | OP | GT | NG | 96.1 | 0.02 | 16568.5 | 59646.1228 | 8626 | 31053.3516 | Distributed from 923 Generation And Fuel | 2000
16080 | 2022 | NJ | PSEG Linden Generating Station | 2406 | 7 |  | OP | GT | NG | 96.1 | 0.02 | 16568.5 | 59646.1228 | 8626 | 31053.3516 | Distributed from 923 Generation And Fuel | 1995
16081 | 2022 | NJ | PSEG Linden Generating Station | 2406 | 8 |  | OP | GT | NG | 96.1 | 0.02 | 16568.5 | 59646.1228 | 8626 | 31053.3516 | Distributed from 923 Generation And Fuel | 1995
16082 | 2022 | NJ | PSEG Salem Generating Station | 2410 | 1 | 1 | OP | ST | NUC | 1170 | 0.933 | 9560062 | 34415947.8724 | 3950372 | 14221225.4302 | Distributed from 923 Generation And Fuel | 1977
16083 | 2022 | NJ | PSEG Salem Generating Station | 2410 | 2 | 1 | OP | ST | NUC | 1170 | 0.933 | 9560062 | 34415947.8724 | 3950372 | 14221225.4302 | Distributed from 923 Generation And Fuel | 1981
16084 | 2022 | NJ | PSEG Salem Generating Station | 2410 | 3 |  | SB | GT | DFO | 41.8 | 0 | 0 | 0 | 0 | 0 | Distributed from 923 Generation And Fuel | 1971
16085 | 2022 | NJ | PSEG Sewaren Generating Station | 2411 | 701 |  | OP | CT | NG | 365.5 | 0.565 | 1808507 | 6510573.1154 | 979236 | 3525221.3982 | EIA-923 Generator File | 2018
16086 | 2022 | NJ | PSEG Sewaren Generating Station | 2411 | 702 | 1 | OP | CA | NG | 244 | 0.413 | 882564 | 3177204.9824 | 512878 | 1846346.0292 | EIA-923 Generator File | 2018
16087 | 2022 | NJ | Quakertown Solar Farm, LLC | 61965 | QKRTN |  | OP | PV | SUN | 8.8 | 0.179 | 13808 | 49708.4023 | 7160 | 25775.7938 | Distributed from 923 Generation And Fuel | 2018
16088 | 2022 | NJ | Ramapo | 66486 | RAMPO |  | OP | PV | SUN | 4.2 | 0.127 | 4664 | 16790.2657 | 2418 | 8704.7304 | Distributed from 923 Generation And Fuel | 2019
16089 | 2022 | NJ | Raritan ITS | 59059 | GEN 1 |  | OP | PV | SUN | 2 | 0.116 | 2024 | 7286.3417 | 1050 | 3779.9698 | Distributed from 923 Generation And Fuel | 2010
16090 | 2022 | NJ | Raritan Solar | 60729 | PV1 |  | OP | PV | SUN | 7.5 | 0.191 | 12524 | 45086.0393 | 6687 | 24073.0074 | Distributed from 923 Generation And Fuel | 2016
16091 | 2022 | NJ | Raritan Solar - 53 Highway | 61601 | RARIT |  | OP | PV | SUN | 8.4 | 0.172 | 12665 | 45593.6353 | 6567 | 23641.0109 | Distributed from 923 Generation And Fuel | 2018
16092 | 2022 | NJ | Rariton OMP | 59055 | CHP1 |  | OP | IC | NG | 3 | 0.047 | 1233 | 4438.7645 | 676 | 2433.5805 | Distributed from 923 Generation And Fuel | 2009
16093 | 2022 | NJ | Rariton OMP | 59055 | PV1 |  | OP | PV | SUN | 2.4 | 0.067 | 1401 | 5043.5597 | 726 | 2613.5791 | Distributed from 923 Generation And Fuel | 2012
16094 | 2022 | NJ | RB Manufacturing LLC Belle Mead NJ | 61162 | RBBM |  | OS | PV | SUN | 1.5 | 0 | 0 | 0 | 0 | 0 | Distributed from 923 Generation And Fuel | 2016
16095 | 2022 | NJ | Red Oak Power LLC | 55239 | 0001 |  | OP | CT | NG | 180.2 | 0.417 | 657534 | 2367103.4632 | 493182 | 1775440.9965 | EIA-923 Generator File | 2002
16096 | 2022 | NJ | Red Oak Power LLC | 55239 | 0002 |  | OP | CT | NG | 180.2 | 0.402 | 634527 | 2284278.9258 | 484706 | 1744927.6406 | EIA-923 Generator File | 2002
16097 | 2022 | NJ | Red Oak Power LLC | 55239 | 0003 |  | OP | CT | NG | 180.2 | 0.471 | 743856 | 2677860.1771 | 535496 | 1927770.1778 | EIA-923 Generator File | 2002
16098 | 2022 | NJ | Red Oak Power LLC | 55239 | 0004 | 3 | OP | CA | NG | 280.5 | 0.448 | 1101734 | 3966210.6703 | 831066 | 2991813.6655 | EIA-923 Generator File | 2002
16099 | 2022 | NJ | Reeves South | 59278 | REEV1 |  | OP | PV | SUN | 1 | 0.203 | 1780 | 6407.9487 | 923 | 3322.7734 | Distributed from 923 Generation And Fuel | 2013
16100 | 2022 | NJ | Reeves Station Rd East | 58030 | REEVE |  | OP | PV | SUN | 5.5 | 0.191 | 9223 | 33202.5344 | 4782 | 17215.0623 | Distributed from 923 Generation And Fuel | 2012
16101 | 2022 | NJ | River Terminal Development Solar | 60843 | RTD1 |  | OP | PV | SUN | 0.5 | 0.142 | 623.448 | 2244.3948 | 323.276 | 1163.7843 | Distributed from 923 Generation And Fuel | 2006
16102 | 2022 | NJ | River Terminal Development Solar | 60843 | RTD2 |  | OP | PV | SUN | 0.6 | 0.142 | 748.138 | 2693.2753 | 387.931 | 1396.5404 | Distributed from 923 Generation And Fuel | 2009
16103 | 2022 | NJ | River Terminal Development Solar | 60843 | RTD3 |  | OP | PV | SUN | 0.2 | 0.142 | 249.379 | 897.7572 | 129.31 | 465.5123 | Distributed from 923 Generation And Fuel | 2011
16104 | 2022 | NJ | River Terminal Development Solar | 60843 | RTD4 |  | OP | PV | SUN | 1 | 0.142 | 1246.897 | 4488.7933 | 646.552 | 2327.5686 | Distributed from 923 Generation And Fuel | 2011
16105 | 2022 | NJ | River Terminal Development Solar | 60843 | RTD5 |  | OP | PV | SUN | 0.4 | 0.142 | 498.759 | 1795.518 | 258.621 | 931.0282 | Distributed from 923 Generation And Fuel | 2016
16106 | 2022 | NJ | River Terminal Development Solar | 60843 | RTD6 |  | OP | PV | SUN | 0.2 | 0.142 | 249.379 | 897.7572 | 129.31 | 465.5123 | Distributed from 923 Generation And Fuel | 2020
16107 | 2022 | NJ | Riverside Renewable Energy LLC | 58036 | 1 |  | OP | PV | SUN | 7.5 | 0.178 | 11707 | 42144.8628 | 6071 | 21855.4252 | Distributed from 923 Generation And Fuel | 2011
16108 | 2022 | NJ | Robin NJ | 65563 | 136 |  | OP | PV | SUN | 2.2 | 0.152 | 2935 | 10565.9155 | 1899 | 6836.3453 | Distributed from 923 Generation And Fuel | 2022
16109 | 2022 | NJ | Rock Solid | 59319 | ROCK1 |  | OP | PV | SUN | 8 | 0.195 | 13658 | 49168.4067 | 7082 | 25494.996 | Distributed from 923 Generation And Fuel | 2014
16110 | 2022 | NJ | Rotor Clip | 61751 | RCLIP |  | OP | PV | SUN | 2.8 | 0.178 | 4362 | 15703.0744 | 2262 | 8143.1349 | Distributed from 923 Generation And Fuel | 2018
16111 | 2022 | NJ | Royal Wine Corp Solar Power Plant | 60781 | PV1 |  | OP | PV | SUN | 0.9 | 0.17 | 1338 | 4816.7615 | 694 | 2498.38 | Distributed from 923 Generation And Fuel | 2011
16112 | 2022 | NJ | Rutgers Biomedical and Health Cogen | 50411 | GEN1 |  | OP | GT | NG | 3.5 | 0.304 | 9310 | 33515.7319 | 5268.667 | 18967.0495 | Distributed from 923 Generation And Fuel | 1989
16113 | 2022 | NJ | Rutgers Biomedical and Health Cogen | 50411 | GEN2 |  | OP | GT | NG | 3.5 | 0.304 | 9310 | 33515.7319 | 5268.667 | 18967.0495 | Distributed from 923 Generation And Fuel | 1989
16114 | 2022 | NJ | Rutgers Biomedical and Health Cogen | 50411 | GEN3 |  | OP | GT | NG | 3.5 | 0.304 | 9310 | 33515.7319 | 5268.667 | 18967.0495 | Distributed from 923 Generation And Fuel | 1989
16115 | 2022 | NJ | Sabert Solar | 60810 | SABER |  | OP | PV | SUN | 1.8 | 0.179 | 2830 | 10187.9185 | 1467 | 5281.1578 | Distributed from 923 Generation And Fuel | 2011
16116 | 2022 | NJ | Salvation Army Solar | 66049 | SARMY |  | OP | PV | SUN | 1.1 | 0.075 | 723 | 2602.7792 | 468 | 1684.7865 | Distributed from 923 Generation And Fuel | 2022
16117 | 2022 | NJ | Samuel Mickle School | 64096 | 248 |  | OP | PV | SUN | 1.1 | 0.167 | 1605 | 5777.9538 | 832 | 2995.176 | Distributed from 923 Generation And Fuel | 2017
16118 | 2022 | NJ | Sayreville | 2390 | GT1 |  | OP | GT | DFO | 53 | 0.001 | 459 | 1652.3868 | 265.75 | 956.6923 | Distributed from 923 Generation And Fuel | 1972
16119 | 2022 | NJ | Sayreville | 2390 | GT2 |  | OP | GT | DFO | 53 | 0.001 | 459 | 1652.3868 | 265.75 | 956.6923 | Distributed from 923 Generation And Fuel | 1972
16120 | 2022 | NJ | Sayreville | 2390 | GT3 |  | OP | GT | DFO | 53 | 0.001 | 459 | 1652.3868 | 265.75 | 956.6923 | Distributed from 923 Generation And Fuel | 1972
16121 | 2022 | NJ | Sayreville | 2390 | GT4 |  | OP | GT | DFO | 53 | 0.001 | 459 | 1652.3868 | 265.75 | 956.6923 | Distributed from 923 Generation And Fuel | 1973
16122 | 2022 | NJ | Sayreville Cogeneration Facility | 10308 | CT1 |  | OP | CT | NG | 143.4 | 0.201 | 251959 | 907045.1436 | 138567 | 498837.2093 | EIA-923 Generator File | 1991
16123 | 2022 | NJ | Sayreville Cogeneration Facility | 10308 | CT2 |  | OP | CT | NG | 143.4 | 0.192 | 240996 | 867578.6594 | 132017 | 475257.3979 | EIA-923 Generator File | 1991
16124 | 2022 | NJ | Sayreville Cogeneration Facility | 10308 | ST1 | 2 | OP | CA | NG | 143.4 | 0.14 | 176123 | 634037.7277 | 92130 | 331665.3467 | EIA-923 Generator File | 1991
16125 | 2022 | NJ | Sayreville Solar Project | 63185 | SAYRE |  | OP | PV | SUN | 3.1 | 0.207 | 5613 | 20206.6383 | 2911 | 10479.5162 | Distributed from 923 Generation And Fuel | 2019
16126 | 2022 | NJ | SCS Randolph 012175 Somerset, LLC | 65418 | 20211 |  | OP | PV | SUN | 2.3 | 0.101 | 2032 | 7315.1415 | 1054 | 3794.3696 | Distributed from 923 Generation And Fuel | 2021
16127 | 2022 | NJ | Seabrook Solar Plant | 57667 | P21A |  | OP | PV | SUN | 1.5 | 0.167 | 2197.5 | 7910.9367 | 1139.559 | 4102.3796 | Distributed from 923 Generation And Fuel | 2011
16128 | 2022 | NJ | Seabrook Solar Plant | 57667 | P21B |  | OP | PV | SUN | 1.5 | 0.167 | 2197.5 | 7910.9367 | 1139.559 | 4102.3796 | Distributed from 923 Generation And Fuel | 2014
16129 | 2022 | NJ | Seabrook Solar Plant | 57667 | P2P2 |  | OP | PV | SUN | 0.8 | 0.167 | 1172 | 4219.1662 | 607.765 | 2187.9365 | Distributed from 923 Generation And Fuel | 2014
16130 | 2022 | NJ | Seabrook Solar Plant | 57667 | SBS1 |  | OP | PV | SUN | 3 | 0.167 | 4395 | 15821.8734 | 2279.118 | 8204.7592 | Distributed from 923 Generation And Fuel | 2011
16131 | 2022 | NJ | Seabrook Village | 60747 | 07724 |  | OP | PV | SUN | 3.1 | 0.181 | 4904 | 17654.2588 | 2543 | 9154.7268 | Distributed from 923 Generation And Fuel | 2016
16132 | 2022 | NJ | Seaside Heights Power Plant | 58172 | UINT3 |  | OS | IC | DFO | 2 | 0 | 0 | 0 | 0 | 0 | Distributed from 923 Generation And Fuel | 2012
16133 | 2022 | NJ | Seaside Heights Power Plant | 58172 | UNIT1 |  | OS | IC | DFO | 2 | 0 | 0 | 0 | 0 | 0 | Distributed from 923 Generation And Fuel | 2012
16134 | 2022 | NJ | Seaside Heights Power Plant | 58172 | UNIT2 |  | OS | IC | DFO | 2 | 0 | 0 | 0 | 0 | 0 | Distributed from 923 Generation And Fuel | 2012
16135 | 2022 | NJ | Selective Insurance | 63459 | 9853 |  | OP | PV | SUN | 2.2 | 0.149 | 2867.857 | 10324.2026 | 1487.357 | 5354.4424 | Distributed from 923 Generation And Fuel | 2019
16136 | 2022 | NJ | Selective Insurance | 63459 | 9854 |  | OP | PV | SUN | 0.6 | 0.149 | 782.143 | 2815.6923 | 405.643 | 1460.3031 | Distributed from 923 Generation And Fuel | 2022
16137 | 2022 | NJ | Sharon Station | 60267 | SHRN1 |  | OP | PV | SUN | 2.7 | 0.2 | 4732 | 17035.0637 | 2454 | 8834.3293 | Distributed from 923 Generation And Fuel | 2016
16138 | 2022 | NJ | Sherman Avenue | 7288 | SEHR |  | OP | GT | NG | 112.8 | 0.022 | 21294 | 76657.7867 | 14029 | 50503.996 | Distributed from 923 Generation And Fuel | 1991
16139 | 2022 | NJ | Shore Point Solar | 57951 | 1 |  | OP | PV | SUN | 1 | 0.147 | 1292 | 4651.1628 | 670 | 2411.9807 | Distributed from 923 Generation And Fuel | 2011
16140 | 2022 | NJ | Short Hills Mall | 63257 | SHM |  | OP | PV | SUN | 2.7 | 0.164 | 3885 | 13985.8881 | 2015 | 7253.942 | Distributed from 923 Generation And Fuel | 2018
16141 | 2022 | NJ | Silver Lake Solar Farm | 57341 | SILV |  | OP | PV | SUN | 1.7 | 0.179 | 2665 | 9593.9232 | 1382 | 4975.1602 | Distributed from 923 Generation And Fuel | 2010
16142 | 2022 | NJ | Silvi Gibraltar Rock | 60746 | 08502 |  | OP | PV | SUN | 2.5 | 0.139 | 3038 | 10936.7125 | 1575 | 5669.9546 | Distributed from 923 Generation And Fuel | 2016
16143 | 2022 | NJ | Skillman | 59057 | GEN 1 |  | OP | PV | SUN | 2.7 | 0.017 | 398 | 1432.7885 | 206 | 741.5941 | Distributed from 923 Generation And Fuel | 2011
16144 | 2022 | NJ | Solar Star New Jersey NJ LLC | 58402 | 1 |  | OP | PV | SUN | 1.5 | 0.156 | 2045 | 7361.9411 | 1060 | 3815.9695 | Distributed from 923 Generation And Fuel | 2012
16145 | 2022 | NJ | Solvay Solar | 63452 | SSP |  | OP | PV | SUN | 6.5 | 0.18 | 10242 | 36870.905 | 5311 | 19119.447 | Distributed from 923 Generation And Fuel | 2020
16146 | 2022 | NJ | Spartan | 60755 | PV1 |  | OP | PV | SUN | 8.3 | 0.2 | 14528 | 52300.3816 | 7533 | 27118.5831 | Distributed from 923 Generation And Fuel | 2017
16147 | 2022 | NJ | Springfield Solar Project | 61907 | NJLND |  | OP | PV | SUN | 7.5 | 0.19 | 12502 | 45006.8399 | 6483 | 23338.6133 | Distributed from 923 Generation And Fuel | 2018
16148 | 2022 | NJ | St.Joseph's Regional Medical Center | 63645 | 7E600 |  | SB | IC | DFO | 0.6 |  | GENYRONL: 2001
16149 | 2022 | NJ | St.Joseph's Regional Medical Center | 63645 | 8E675 |  | SB | IC | DFO | 0.7 |  | GENYRONL: 2001
16150 | 2022 | NJ | St.Joseph's Regional Medical Center | 63645 | 9E600 |  | SB | IC | DFO | 0.6 |  | GENYRONL: 2001
16151 | 2022 | NJ | St.Joseph's Regional Medical Center | 63645 | E10 |  | SB | IC | DFO | 0.3 |  | GENYRONL: 2001
16152 | 2022 | NJ | St.Joseph's Regional Medical Center | 63645 | E16 |  | SB | IC | DFO | 0.8 |  | GENYRONL: 2011
16153 | 2022 | NJ | St.Joseph's Regional Medical Center | 63645 | E27 |  | SB | IC | DFO | 1 |  | GENYRONL: 2011
16154 | 2022 | NJ | St.Joseph's Regional Medical Center | 63645 | E28 |  | SB | IC | DFO | 1 |  | GENYRONL: 2011
16155 | 2022 | NJ | St.Joseph's Regional Medical Center | 63645 | E29 |  | SB | IC | DFO | 1 |  | GENYRONL: 2011
16156 | 2022 | NJ | St.Joseph's Regional Medical Center | 63645 | E30 |  | SB | IC | DFO | 0.1 |  | GENYRONL: 2011
16157 | 2022 | NJ | Stockton Athletic Center | 57864 | 2LOT7 |  | OP | PV | SUN | 0.5 | 0.118 | 517.308 | 1862.2939 | 268.077 | 965.0695 | Distributed from 923 Generation And Fuel | 2009
16158 | 2022 | NJ | Stockton Athletic Center | 57864 | LOT7 |  | OP | PV | SUN | 0.5 | 0.118 | 517.308 | 1862.2939 | 268.077 | 965.0695 | Distributed from 923 Generation And Fuel | 2009
16159 | 2022 | NJ | Stockton Athletic Center | 57864 | SAC |  | OP | PV | SUN | 0.3 | 0.118 | 310.385 | 1117.3771 | 160.846 | 579.041 | Distributed from 923 Generation And Fuel | 2009
16160 | 2022 | NJ | Stryker 22, L.L.C. | 61891 | EDGRD |  | OP | BA | MWH | 19.8 | -0.036 | -6277 | -22597.0192 | -2744 | -9878.321 | Distributed from 923 Generation And Fuel | 2018
16161 | 2022 | NJ | Summit Associates | 57726 | SUMA |  | OP | PV | SUN | 1.9 | 0.151 | 2517 | 9061.1275 | 1305 | 4697.9624 | Distributed from 923 Generation And Fuel | 2011
16162 | 2022 | NJ | Summit Water Nexus Mt. Holly, LLC Solar | 60809 | MHWWT |  | OP | PV | SUN | 1 | 0.173 | 1514 | 5450.3564 | 785 | 2825.9774 | Distributed from 923 Generation And Fuel | 2013
16163 | 2022 | NJ | The City of Vineland at North Vineland | 57746 | PV1 |  | OP | PV | SUN | 2.3 | 0.292 | 5878 | 21160.6307 | 3048 | 10972.7122 | Distributed from 923 Generation And Fuel | 2011
16164 | 2022 | NJ | The City of Vineland at West Vineland | 57745 | PV1 |  | OP | PV | SUN | 3.7 | 0.114 | 3704 | 13334.2933 | 1921 | 6915.5447 | Distributed from 923 Generation And Fuel | 2011
16165 | 2022 | NJ | The Lawrenceville School Solar Facility | 58356 | TLS |  | OP | PV | SUN | 5.2 | 0.173 | 7868 | 28324.5734 | 4080 | 14687.8825 | Distributed from 923 Generation And Fuel | 2012
16166 | 2022 | NJ | Thermo Fisher | 63404 | 1 |  | OP | PV | SUN | 1.5 | 0.148 | 1942 | 6991.1441 | 1007 | 3625.171 | Distributed from 923 Generation And Fuel | 2013
16167 | 2022 | NJ | Timber Creek HS | 60771 | PV1 |  | OP | PV | SUN | 1.3 | 0.132 | 1505 | 5417.9567 | 780 | 2807.9775 | Distributed from 923 Generation And Fuel | 2013
16168 | 2022 | NJ | Tinton Falls Solar Farm | 58483 | UNIT1 |  | OP | PV | SUN | 16 | 0.158 | 22198 | 79912.1607 | 11511 | 41439.2685 | Distributed from 923 Generation And Fuel | 2012
16169 | 2022 | NJ | Tioga Solar Morris County 1 LLC | 58917 | MMIR |  | OP | PV | SUN | 1 | 0.165 | 1448 | 5212.7583 | 751 | 2703.5784 | Distributed from 923 Generation And Fuel | 2011
16170 | 2022 | NJ | Tissington Solar | 58364 | MC |  | OP | PV | SUN | 3 | 0.154 | 4041 | 14547.4836 | 2095 | 7541.9397 | Distributed from 923 Generation And Fuel | 2019
16171 | 2022 | NJ | Titusville Solar | 57815 | PV1 |  | OP | PV | SUN | 4.1 | 0.123 | 4430 | 15947.8724 | 2297 | 8269.1338 | Distributed from 923 Generation And Fuel | 2010
16172 | 2022 | NJ | Toys R Us- DE, Inc. at Mt. Olive, NJ | 57647 | PV1 |  | OP | PV | SUN | 4.1 | 0.136 | 4902 | 17647.0588 | 2542 | 9151.1268 | Distributed from 923 Generation And Fuel | 2011
16173 | 2022 | NJ | Trenton Solar Farm | 57352 | TREN |  | OP | PV | SUN | 1 | 0.181 | 1588 | 5716.7543 | 823 | 2962.7763 | Distributed from 923 Generation And Fuel | 2010
16174 | 2022 | NJ | Union County Resource Recovery | 50960 | GEN1 | 3 | OP | ST | MSW | 45 | 0.771 | 303886 | 1093980.8482 | 127679 | 459640.7229 | EIA-923 Generator File | 1994
16175 | 2022 | NJ | United Stationers Supply Solar Electric | 58040 | SEF-A |  | OP | PV | SUN | 2 | 0.148 | 2585.714 | 9308.4959 | 1340.714 | 4826.5318 | Distributed from 923 Generation And Fuel | 2011
16176 | 2022 | NJ | United Stationers Supply Solar Electric | 58040 | SEF-B |  | OP | PV | SUN | 0.8 | 0.148 | 1034.286 | 3723.3998 | 536.286 | 1930.6142 | Distributed from 923 Generation And Fuel | 2011
16177 | 2022 | NJ | US Foods Solar | 60808 | USFDS |  | OP | PV | SUN | 6 | 0.126 | 6606 | 23781.4097 | 3425 | 12329.9014 | Distributed from 923 Generation And Fuel | 2012
16178 | 2022 | NJ | USAA Black Bear Energy | 62612 | USBC1 |  | OP | PV | SUN | 1.9 | 0.14 | 2329 | 8384.3329 | 1208 | 4348.7652 | Distributed from 923 Generation And Fuel | 2018
16179 | 2022 | NJ | Vicinity Energy Trenton, L.P. | 50094 | 7214 |  | OP | IC | NG | 6 | 0.001 | 38 | 136.7989 | 0 | 0 | Distributed from 923 Generation And Fuel | 1983
16180 | 2022 | NJ | Vineland Headquarters | 57742 | VHQ |  | OP | PV | SUN | 1.1 | 0.159 | 1535 | 5525.9558 | 796 | 2865.5771 | Distributed from 923 Generation And Fuel | 2011
16181 | 2022 | NJ | Vineland Mays Landing Solar | 57660 | VNLND |  | OP | PV | SUN | 4 | 0.203 | 7103 | 25570.5954 | 3683 | 13258.6939 | Distributed from 923 Generation And Fuel | 2011
16182 | 2022 | NJ | Wakefern Food Corp | 58123 | 1 |  | OP | PV | SUN | 2 | 0.168 | 2949 | 10616.3151 | 1529 | 5504.356 | Distributed from 923 Generation And Fuel | 2012
16183 | 2022 | NJ | Warren County Solar | 56888 | GEN 1 |  | OP | PV | SUN | 0.5 | 0.171 | 749.75 | 2699.0784 | 388.75 | 1399.4888 | Distributed from 923 Generation And Fuel | 2012
16184 | 2022 | NJ | Warren County Solar | 56888 | GEN 2 |  | OP | PV | SUN | 0.5 | 0.171 | 749.75 | 2699.0784 | 388.75 | 1399.4888 | Distributed from 923 Generation And Fuel | 2012
16185 | 2022 | NJ | Warren County Solar | 56888 | GEN 3 |  | OP | PV | SUN | 0.5 | 0.171 | 749.75 | 2699.0784 | 388.75 | 1399.4888 | Distributed from 923 Generation And Fuel | 2012
16186 | 2022 | NJ | Warren County Solar | 56888 | GEN 4 |  | OP | PV | SUN | 0.5 | 0.171 | 749.75 | 2699.0784 | 388.75 | 1399.4888 | Distributed from 923 Generation And Fuel | 2012
16187 | 2022 | NJ | WC Landfill Energy LLC | 57848 | SOLAR |  | OP | PV | SUN | 1 | 0.171 | 1502 | 5407.1567 | 779 | 2804.3776 | Distributed from 923 Generation And Fuel | 2013
16188 | 2022 | NJ | WEA Texas Bayonne | 57383 | BAYO |  | OP | PV | SUN | 1.5 | 0.165 | 2169 | 7808.3375 | 1125 | 4049.9676 | Distributed from 923 Generation And Fuel | 2010
16189 | 2022 | NJ | West Deptford Energy Station | 56963 | E101 |  | OP | CT | NG | 225.3 | 0.279 | 550119 | 1980412.5567 | 446337 | 1606800.3456 | EIA-923 Generator File | 2014
16190 | 2022 | NJ | West Deptford Energy Station | 56963 | E102 |  | OP | CT | NG | 225.3 | 0.309 | 610521 | 2197858.0171 | 468866 | 1687904.0968 | EIA-923 Generator File | 2014
16191 | 2022 | NJ | West Deptford Energy Station | 56963 | STG1 | 2 | OP | CA | NG | 304 | 0.277 | 737393 | 2654593.5633 | 591191 | 2128270.5738 | EIA-923 Generator File | 2014
16192 | 2022 | NJ | West Pemberton | 59186 | PV1 |  | OP | PV | SUN | 7 | 0.195 | 11970 | 43091.6553 | 6207 | 22345.0212 | Distributed from 923 Generation And Fuel | 2014
16193 | 2022 | NJ | West Station (NJ) | 6776 | 1 |  | RE | GT | DFO | 27 | 0 | 0 | 0 | 0 | 0 | Distributed from 923 Generation And Fuel | 1972 | 2022
16194 | 2022 | NJ | Westside Avenue | 60500 | 1 |  | OP | PV | SUN | 1 | 0.14 | 1227 | 4417.1647 | 636 | 2289.5817 | Distributed from 923 Generation And Fuel | 2011
16195 | 2022 | NJ | Wheelabrator Gloucester LP | 50885 | GEN1 | 2 | OP | ST | MSW | 14 | 0.632 | 77453 | 278828.5694 | 28990 | 104363.1651 | EIA-923 Generator File | 1990
16196 | 2022 | NJ | William G Mennen Sports Solar | 61630 | MENN |  | OP | PV | SUN | 1.3 | 0.06 | 678 | 2440.7805 | 352 | 1267.1899 | Distributed from 923 Generation And Fuel | 2011
16197 | 2022 | NJ | William Paterson University | 57805 | WPU1 |  | OP | PV | SUN | 1.4 | 0.169 | 2071 | 7455.5404 | 1074 | 3866.3691 | Distributed from 923 Generation And Fuel | 2010
16198 | 2022 | NJ | Williams-Sonoma Solar Facility | 58361 | WS |  | OP | PV | SUN | 3 | 0.168 | 4420 | 15911.8727 | 2292 | 8251.134 | Distributed from 923 Generation And Fuel | 2011
16199 | 2022 | NJ | Wilzig Associates, LLC | 59751 | WILZG |  | OP | PV | SUN | 1.2 | 0.155 | 1630 | 5867.9531 | 845 | 3041.9757 | Distributed from 923 Generation And Fuel | 2013
16200 | 2022 | NJ | Woodbine Landfill Plant | 59116 | V1021 |  | OP | IC | LFG | 3.2 | 0.089 | 2491 | 8967.5283 | 1054 | 3794.3696 | Distributed from 923 Generation And Fuel | 2013
16201 | 2022 | NJ | Woodbridge Energy Center | 57839 | CT001 |  | OP | CT | NG | 222.7 | 0.685 | 1336789 | 4812401.9008 | 578923 | 2084106.1272 | EIA-923 Generator File | 2015
16202 | 2022 | NJ | Woodbridge Energy Center | 57839 | CT002 |  | OP | CT | NG | 222.7 | 0.719 | 1402474 | 5048866.0091 | 599857 | 2159467.9243 | EIA-923 Generator File | 2015
16203 | 2022 | NJ | Woodbridge Energy Center | 57839 | ST001 | 2 | OP | CA | NG | 327.5 | 0.587 | 1682861 | 6058251.134 | 756138 | 2722075.0234 | EIA-923 Generator File | 2015
16204 | 2022 | NJ | Yards Creek Energy | 6522 | 1 |  | OP | PS | WAT | 151 | -0.034 | -45284.667 | -163023.497 | -31114 | -112009.5039 | Distributed from 923 Generation And Fuel | 1965
16205 | 2022 | NJ | Yards Creek Energy | 6522 | 2 |  | OP | PS | WAT | 151 | -0.034 | -45284.667 | -163023.497 | -31114 | -112009.5039 | Distributed from 923 Generation And Fuel | 1965
16206 | 2022 | NJ | Yards Creek Energy | 6522 | 3 |  | OP | PS | WAT | 151 | -0.034 | -45284.667 | -163023.497 | -31114 | -112009.5039 | Distributed from 923 Generation And Fuel | 1965
16207 | 2022 | NJ | Yardville Solar Farm | 57382 | YARD |  | OP | PV | SUN | 3.6 | 0.185 | 5820 | 20951.8324 | 3018 | 10864.7131 | Distributed from 923 Generation And Fuel | 2010
16208 | 2022 | NM | Abiquiu Dam | 7789 | 1 |  | OP | HY | WAT | 6.3 | 0.162 | 8920.962 | 32115.2063 | 4048.154 | 14573.2378 | Distributed from 923 Generation And Fuel | 1989
16209 | 2022 | NM | Abiquiu Dam | 7789 | 2 |  | OP | HY | WAT | 6.3 | 0.162 | 8920.962 | 32115.2063 | 4048.154 | 14573.2378 | Distributed from 923 Generation And Fuel | 1989
16210 | 2022 | NM | Abiquiu Dam | 7789 | 3 |  | OP | HY | WAT | 3 | 0.162 | 4248.077 | 15292.9549 | 1927.692 | 6939.6357 | Distributed from 923 Generation And Fuel | 2011
16211 | 2022 | NM | Afton Generating Station | 55210 | 0001 |  | OP | CT | NG | 177 | 0.544 | 843976 | 3038289.2937 | 400434 | 1441550.8676 | EIA-923 Generator File | 2002
16212 | 2022 | NM | Afton Generating Station | 55210 | 0002 | 1 | OP | CA | NG | 110 | 0 | 0 | 0 | 0 | 0 | EIA-923 Generator File | 2007
16213 | 2022 | NM | Alamogordo Solar Energy Center | 57577 | AGSEC |  | OP | PV | SUN | 5 | 0.251 | 11015 | 39653.6828 | 5528 | 19900.6408 | Distributed from 923 Generation And Fuel | 2011
16214 | 2022 | NM | Albuquerque Solar Energy Center | 57567 | ASEC1 |  | OP | PV | SUN | 2 | 0.24 | 4198 | 15112.6791 | 2107 | 7585.1393 | Distributed from 923 Generation And Fuel | 2011
16215 | 2022 | NM | Alcalde Solar Array | 63477 | SOLAR |  | OP | PV | SUN | 2.4 | 0.297 | 6236 | 22449.4204 | 3130 | 11267.9099 | Distributed from 923 Generation And Fuel | 2020
16216 | 2022 | NM | Algodones | 2475 | 1 | 1 | OS | ST | NG | 15 |  | GENYRONL: 1954
16217 | 2022 | NM | Algodones | 2475 | 2 | 1 | OS | ST | NG | 15 |  | GENYRONL: 1954
16218 | 2022 | NM | Algodones | 2475 | 3 | 1 | OS | ST | NG | 15 |  | GENYRONL: 1959
16219 | 2022 | NM | Alta Luna | 60258 | ALPV1 |  | OP | PV | SUN | 28.1 | 0.283 | 69611 | 250597.5952 | 31924 | 114925.4806 | Distributed from 923 Generation And Fuel | 2017
16220 | 2022 | NM | Anderson Wind I | 58939 | AND1 |  | OP | WT | WND | 5 | 0.351 | 15366 | 55317.1575 | 5361 | 19299.4456 | Distributed from 923 Generation And Fuel | 2014
16221 | 2022 | NM | Anderson Wind II | 58940 | AND2 |  | OP | WT | WND | 10 | 0.472 | 41355 | 148876.809 | 14428 | 51940.3845 | Distributed from 923 Generation And Fuel | 2014
16222 | 2022 | NM | Aragonne Wind LLC | 56336 | 1 |  | OP | WT | WND | 90 | 0.336 | 264903.702 | 953645.698 | 95689.149 | 344478.1806 | Distributed from 923 Generation And Fuel | 2006
16223 | 2022 | NM | Aragonne Wind LLC | 56336 | AREXP |  | OP | WT | WND | 145 | 0.336 | 426789.298 | 1536429.1814 | 154165.851 | 554992.6237 | Distributed from 923 Generation And Fuel | 2022
16224 | 2022 | NM | Blue Sky One | 58689 | 1 |  | OP | PV | SUN | 1.3 | 0.242 | 2759 | 9932.3205 | 1385 | 4985.9601 | Distributed from 923 Generation And Fuel | 2012
16225 | 2022 | NM | Bluewater CDEC 1 | 62994 | NMBW1 |  | OP | PV | SUN | 2.4 | 0.304 | 6391 | 23007.4159 | 3207 | 11545.1076 | Distributed from 923 Generation And Fuel | 2019
16226 | 2022 | NM | Bluffview | 55977 | CTG1 |  | OP | CT | NG | 40 | 0.556 | 194769 | 701162.7907 | 118279 | 425800.9936 | EIA-923 Generator File | 2005
16227 | 2022 | NM | Bluffview | 55977 | STG1 | 1 | OP | CA | NG | 27 | 0.423 | 99950 | 359817.1215 | 66480 | 239326.0854 | EIA-923 Generator File | 2005
16228 | 2022 | NM | Borderlands Wind, LLC | 64638 | WBB |  | OP | WT | WND | 100 | 0.271 | 237568 | 855237.9581 | 85327 | 307174.7426 | Distributed from 923 Generation And Fuel | 2021
16229 | 2022 | NM | Britton Solar Energy Center | 63579 | BSEC |  | OP | PV | SUN | 50 | 0.315 | 138149 | 497332.4213 | 67577 | 243275.2538 | Distributed from 923 Generation And Fuel | 2019
16230 | 2022 | NM | Broadview Energy JN, LLC | 60145 | 1 |  | OP | WT | WND | 181.7 | 0.437 | 695892 | 2505191.1585 | 256606 | 923774.2098 | Distributed from 923 Generation And Fuel | 2017
16231 | 2022 | NM | Broadview Energy KW, LLC | 60152 | 1 |  | OP | WT | WND | 142.6 | 0.442 | 552363 | 1988490.8921 | 203497 | 732583.3393 | Distributed from 923 Generation And Fuel | 2017
16232 | 2022 | NM | Broadview Energy Prime 2 LLC | 58465 | 0002 |  | OP | WT | WND | 9.9 | 0.402 | 34842 | 125430.1966 | 12155 | 43757.6499 | Distributed from 923 Generation And Fuel | 2014
16233 | 2022 | NM | Broadview Energy Prime LLC | 58464 | 0001 |  | OP | WT | WND | 9.9 | 0.412 | 35728 | 128619.771 | 12465 | 44873.641 | Distributed from 923 Generation And Fuel | 2014
16234 | 2022 | NM | Caprock Solar 1 LLC | 59251 | PV1 |  | OP | PV | SUN | 25 | 0.311 | 68039 | 244938.4405 | 32740 | 117863.0571 | Distributed from 923 Generation And Fuel | 2016
16235 | 2022 | NM | Caprock Wind Farm | 56293 | 1 |  | OP | WT | WND | 60 | 0.451 | 236952.75 | 853023.0758 | 82666.5 | 297597.0192 | Distributed from 923 Generation And Fuel | 2004
16236 | 2022 | NM | Caprock Wind Farm | 56293 | 2 |  | OP | WT | WND | 20 | 0.451 | 78984.25 | 284341.0253 | 27555.5 | 99199.0064 | Distributed from 923 Generation And Fuel | 2005
16237 | 2022 | NM | Carrizozo Solar | 61662 | PV1 |  | OP | PV | SUN | 3 | 0.057 | 1496 | 5385.5569 | 751 | 2703.5784 | Distributed from 923 Generation And Fuel | 2018
16238 | 2022 | NM | Casa Mesa Wind Energy Center Hybrid | 61925 | CMNM |  | OP | WT | WND | 50.9 | 0.37 | 165048 | 594168.0467 | 61927 | 222935.4165 | Distributed from 923 Generation And Fuel | 2018
16239 | 2022 | NM | Casa Mesa Wind Energy Center Hybrid | 61925 | CMNMB |  | OP | BA | MWH | 1 | -0.016 | -140 | -503.996 | -65 | -233.9981 | Distributed from 923 Generation And Fuel | 2018
16240 | 2022 | NM | Chaves Solar, LLC | 60405 | CSPV |  | OP | PV | SUN | 70 | 0.265 | 162692 | 585686.5145 | 86692 | 312088.7033 | Distributed from 923 Generation And Fuel | 2016
16241 | 2022 | NM | Chino Mines | 54667 | 7 | 1 | SB | CA | NG | 16.5 | 0 | 0 | 0 | 0 | 0 | EIA-923 Generator File | 1959
16242 | 2022 | NM | Chino Mines | 54667 | 9 |  | SB | CT | NG | 37.5 | 0.057 | 18869 | 67927.8566 | 8908 | 32068.5435 | EIA-923 Generator File | 2001
16243 | 2022 | NM | Cibola | 59619 | CBLA |  | OP | PV | SUN | 7.6 | 0.302 | 20138 | 72496.22 | 10107 | 36384.9089 | Distributed from 923 Generation And Fuel | 2015
16244 | 2022 | NM | Cimarron Solar Facility | 57243 | CIM1 |  | OP | PV | SUN | 30.6 | 0.226 | 60678 | 218439.0525 | 30452 | 109626.323 | Distributed from 923 Generation And Fuel | 2010
16245 | 2022 | NM | City of Gallup Solar | 62406 | X0022 |  | OP | PV | SUN | 8 | 0.202 | 14170 | 51011.5919 | 7112 | 25602.9952 | Distributed from 923 Generation And Fuel | 2018
16246 | 2022 | NM | City of Rio Rancho WWTP | 63391 | CORR |  | OP | PV | SUN | 1.2 | 0.265 | 2783 | 10018.7199 | 1397 | 5029.1598 | Distributed from 923 Generation And Fuel | 2019
16247 | 2022 | NM | City of Truth or Consequences PV | 59653 | COTC |  | OP | PV | SUN | 1.9 | 0.21 | 3500 | 12599.8992 | 1757 | 6325.1494 | Distributed from 923 Generation And Fuel | 2015
16248 | 2022 | NM | Clines Corners Wind Farm LLC | 64054 | 1 |  | OP | WT | WND | 325 | 0.355 | 1011778 | 3642371.661 | 326698 | 1176103.3912 | Distributed from 923 Generation And Fuel | 2021
16249 | 2022 | NM | CNMEC Solar Energy Center | 62191 | CNMEC |  | OP | PV | SUN | 2 | 0.316 | 5530 | 19907.8407 | 2775 | 9989.9201 | Distributed from 923 Generation And Fuel | 2018
16250 | 2022 | NM | Columbus Solar Project | 61165 | 88029 |  | OP | PV | SUN | 1.9 | 0.301 | 5017 | 18061.0555 | 2518 | 9064.7275 | Distributed from 923 Generation And Fuel | 2017
16251 | 2022 | NM | Cuba 2.5ac, LLC | 64903 | SOLAR |  | OP | PV | SUN | 2.5 | 0.225 | 4917 | 17701.0584 | 2635 | 9485.9241 | Distributed from 923 Generation And Fuel | 2022
16252 | 2022 | NM | Cunningham | 2454 | 1 | 1 | OP | ST | NG | 75 | 0.037 | 24241 | 87266.9019 | 11594 | 41738.0661 | EIA-923 Generator File | 1957
16253 | 2022 | NM | Cunningham | 2454 | 2 | 1 | OP | ST | NG | 190.4 | 0.39 | 650079 | 2340265.6779 | 261310 | 940708.4743 | EIA-923 Generator File | 1965 | 2025
16254 | 2022 | NM | Cunningham | 2454 | 3 |  | OP | GT | NG | 126.9 | 0.211 | 234117.5 | 842816.2575 | 91845 | 330639.3549 | Distributed from 923 Generation And Fuel | 1998 | 2040
16255 | 2022 | NM | Cunningham | 2454 | 4 |  | OP | GT | NG | 126.9 | 0.211 | 234117.5 | 842816.2575 | 91845 | 330639.3549 | Distributed from 923 Generation And Fuel | 1998 | 2040
16256 | 2022 | NM | Deming Solar Energy Center | 57575 | DSEC |  | OP | PV | SUN | 5 | 0.237 | 10388.333 | 37397.6996 | 5213.333 | 18767.8487 | Distributed from 923 Generation And Fuel | 2011
16257 | 2022 | NM | Deming Solar Energy Center | 57575 | HON2 |  | OP | PV | SUN | 4 | 0.237 | 8310.667 | 29918.1619 | 4170.667 | 15014.2811 | Distributed from 923 Generation And Fuel | 2013
16258 | 2022 | NM | Duran Mesa LLC | 64065 | 1 |  | OP | WT | WND | 105 | 0.338 | 310598 | 1118143.8548 | 95778 | 344798.0416 | Distributed from 923 Generation And Fuel | 2021
16259 | 2022 | NM | El Cabo Wind | 58098 | 1 |  | OP | WT | WND | 298 | 0.407 | 1063330 | 3827957.3763 | 316782 | 1140406.0768 | Distributed from 923 Generation And Fuel | 2017
16260 | 2022 | NM | El Vado Dam | 7593 | 1 |  | OP | HY | WAT | 8 | 0.044 | 3092 | 11131.111 | 1403 | 5050.7596 | Distributed from 923 Generation And Fuel | 1988
16261 | 2022 | NM | Elephant Butte | 6402 | 1 |  | OP | HY | WAT | 9.3 | 0.075 | 6100.667 | 21962.2255 | 2768.333 | 9965.9191 | Distributed from 923 Generation And Fuel | 1940
16262 | 2022 | NM | Elephant Butte | 6402 | 2 |  | OP | HY | WAT | 9.3 | 0.075 | 6100.667 | 21962.2255 | 2768.333 | 9965.9191 | Distributed from 923 Generation And Fuel | 1940
16263 | 2022 | NM | Elephant Butte | 6402 | 3 |  | OP | HY | WAT | 9.3 | 0.075 | 6100.667 | 21962.2255 | 2768.333 | 9965.9191 | Distributed from 923 Generation And Fuel | 1940
16264 | 2022 | NM | Encino Solar Energy Center | 63860 | ESEC |  | OP | PV | SUN | 55 | 0.297 | 143202 | 515523.0758 | 68941 | 248185.6145 | Distributed from 923 Generation And Fuel | 2020
16265 | 2022 | NM | Eubank Landfill Solar Array | 59393 | ESNM1 |  | OP | PV | SUN | 2 |  | GENYRONL: 2013
16266 | 2022 | NM | Facebook 1 Solar Energy Center | 61556 | FB1 |  | OP | PV | SUN | 10 | 0.298 | 26084 | 93901.6488 | 13091 | 47127.223 | Distributed from 923 Generation And Fuel | 2017
16267 | 2022 | NM | Facebook 2 Solar Energy Center | 61557 | FB2 |  | OP | PV | SUN | 10 | 0.318 | 27823 | 100161.9987 | 13964 | 50269.9978 | Distributed from 923 Generation And Fuel | 2018
16268 | 2022 | NM | Facebook 3 Solar Energy Center | 61558 | FB3 |  | OP | PV | SUN | 10 | 0.317 | 27742 | 99870.401 | 13923 | 50122.399 | Distributed from 923 Generation And Fuel | 2018
16269 | 2022 | NM | Ford Utilities Center | 50906 | 3 |  | OP | GT | NG | 7 | 0.641 | 39299.635 | 141477.5542 | 18821.314 | 67756.1884 | Distributed from 923 Generation And Fuel | 2005
16270 | 2022 | NM | Ford Utilities Center | 50906 | 4 |  | OP | ST | WH | 1.1 | 0.009 | 89 | 320.3974 | 42.623 | 153.4416 | EIA-923 Generator File | 2011
16271 | 2022 | NM | Ford Utilities Center | 50906 | 5 |  | OP | GT | NG | 6.7 | 0.641 | 37615.365 | 135414.2307 | 18014.686 | 64852.3508 | Distributed from 923 Generation And Fuel | 2014
16272 | 2022 | NM | Four Corners | 2442 | 4 | 1 | OP | ST | SUB | 818.1 | 0.716 | 5134409 | 18483724.5302 | 2393118 | 8615155.8788 | EIA-923 Generator File | 1969 | 2031
16273 | 2022 | NM | Four Corners | 2442 | 5 | 1 | OP | ST | SUB | 818.1 | 0.722 | 5175856 | 18632932.5365 | 2436867 | 8772651.0188 | EIA-923 Generator File | 1970 | 2031
16274 | 2022 | NM | Four Peaks Camino Real | 60696 | 1 |  | OP | IC | LFG | 1.6 | 0.341 | 4773.5 | 17184.4625 | 1989.5 | 7162.1427 | Distributed from 923 Generation And Fuel | 2008
16275 | 2022 | NM | Four Peaks Camino Real | 60696 | 2 |  | OP | IC | LFG | 1.6 | 0.341 | 4773.5 | 17184.4625 | 1989.5 | 7162.1427 | Distributed from 923 Generation And Fuel | 2008
16276 | 2022 | NM | Freeport McMoRan | 54734 | 1 |  | SB | IC | DFO | 3 | 0 | 0 | 0 | 0 | 0 | Distributed from 923 Generation And Fuel | 1967
16277 | 2022 | NM | Freeport McMoRan | 54734 | 11 |  | SB | IC | DFO | 3 | 0 | 0 | 0 | 0 | 0 | Distributed from 923 Generation And Fuel | 1971
16278 | 2022 | NM | Freeport McMoRan | 54734 | 12 |  | SB | IC | DFO | 3 | 0 | 0 | 0 | 0 | 0 | Distributed from 923 Generation And Fuel | 1972
16279 | 2022 | NM | Freeport McMoRan | 54734 | 13 |  | SB | IC | DFO | 3 | 0 | 0 | 0 | 0 | 0 | Distributed from 923 Generation And Fuel | 1972
16280 | 2022 | NM | Freeport McMoRan | 54734 | 14 |  | SB | IC | DFO | 3 | 0 | 0 | 0 | 0 | 0 | Distributed from 923 Generation And Fuel | 1972
16281 | 2022 | NM | Freeport McMoRan | 54734 | 15 |  | SB | IC | DFO | 3.1 | 0 | 0 | 0 | 0 | 0 | Distributed from 923 Generation And Fuel | 1972
16282 | 2022 | NM | Freeport McMoRan | 54734 | 3 |  | SB | IC | DFO | 3.1 | 0 | 0 | 0 | 0 | 0 | Distributed from 923 Generation And Fuel | 1967
16283 | 2022 | NM | Freeport McMoRan | 54734 | 4 |  | SB | IC | DFO | 3.1 | 0 | 0 | 0 | 0 | 0 | Distributed from 923 Generation And Fuel | 1967
16284 | 2022 | NM | Freeport McMoRan | 54734 | 7 |  | SB | IC | DFO | 3.1 | 0 | 0 | 0 | 0 | 0 | Distributed from 923 Generation And Fuel | 1967
16285 | 2022 | NM | Freeport McMoRan | 54734 | 8 |  | SB | IC | DFO | 3 | 0 | 0 | 0 | 0 | 0 | Distributed from 923 Generation And Fuel | 1967
16286 | 2022 | NM | Grady Wind Energy Center, LLC | 60317 | 1 |  | OP | WT | WND | 220.5 | 0.418 | 806775 | 2904366.7651 | 307066 | 1105428.7566 | Distributed from 923 Generation And Fuel | 2019
16287 | 2022 | NM | Grants CDEC 2 | 62995 | NMGR1 |  | OP | PV | SUN | 4.5 | 0.306 | 12082 | 43494.852 | 6064 | 21830.2254 | Distributed from 923 Generation And Fuel | 2019
16288 | 2022 | NM | GSE NM1 | 58576 | NMP1 |  | OP | PV | SUN | 2.3 | 0.24 | 4829 | 17384.2609 | 2424 | 8726.3302 | Distributed from 923 Generation And Fuel | 2011
16289 | 2022 | NM | Hatch Solar Energy Center I, LLC | 57591 | 1 |  | OP | PV | SUN | 5 | 0.277 | 12154 | 43754.05 | 5478 | 19720.6422 | Distributed from 923 Generation And Fuel | 2011
16290 | 2022 | NM | High Lonesome Mesa LLC | 56945 | 1 |  | OP | WT | WND | 100 | 0.363 | 318069 | 1145039.2397 | 110965 | 399470.8042 | Distributed from 923 Generation And Fuel | 2009
16291 | 2022 | NM | Hobbs Generating Station | 56458 | CHW-T |  | OP | GT | NG | 7.2 | 0.012 | 784 | 2822.3774 | 784 | 2822.3774 | Distributed from 923 Generation And Fuel | 2008
16292 | 2022 | NM | Hobbs Generating Station | 56458 | GT1 |  | OP | CT | NG | 196.9 | 0.631 | 1088483 | 3918507.4519 | 493453 | 1776416.5887 | EIA-923 Generator File | 2008
16293 | 2022 | NM | Hobbs Generating Station | 56458 | GT2 |  | OP | CT | NG | 196.9 | 0.6 | 1034232 | 3723205.4144 | 482399 | 1736622.507 | EIA-923 Generator File | 2008
16294 | 2022 | NM | Hobbs Generating Station | 56458 | ST3 | 2 | OP | CA | NG | 280.5 | 0.526 | 1291694 | 4650061.1995 | 593684 | 2137245.302 | EIA-923 Generator File | 2008
16295 | 2022 | NM | Holloman Solar Facility | 60301 | HPV1 |  | OP | PV | SUN | 5 | 0.185 | 8109 | 29192.1665 | 4070 | 14651.8828 | Distributed from 923 Generation And Fuel | 2018
16296 | 2022 | NM | Jicarilla Solar 2 | 65103 | JICS2 |  | OP | PV | SUN | 50 | 0.248 | 108633 | 391075.6714 | 68652 | 247145.2228 | Distributed from 923 Generation And Fuel | 2022
16297 | 2022 | NM | Kit Carson | 58240 | PV_KC |  | OP | PV | SUN | 1.3 | 0.225 | 2562 | 9223.1262 | 1286 | 4629.563 | Distributed from 923 Generation And Fuel | 2012
16298 | 2022 | NM | La Joya NM | 61044 | LAJ1 |  | OP | WT | WND | 165 | 0.373 | 539557.544 | 1942391.6193 | 165336.79 | 595207.6823 | Distributed from 923 Generation And Fuel | 2021
16299 | 2022 | NM | La Joya NM | 61044 | LAJ2 |  | OP | WT | WND | 141.2 | 0.373 | 461730.456 | 1662216.3439 | 141488.21 | 509353.4812 | Distributed from 923 Generation And Fuel | 2021
16300 | 2022 | NM | La Luz Energy Center | 58284 | 0001 |  | OP | GT | NG | 42.3 | 0.016 | 6095 | 21941.8245 | 2919 | 10508.3159 | Distributed from 923 Generation And Fuel | 2015
16301 | 2022 | NM | Las Vegas Solar Energy Center | 57576 | LVSEC |  | OP | PV | SUN | 5 | 0.231 | 10098 | 36352.5092 | 5068 | 18244.654 | Distributed from 923 Generation And Fuel | 2011
16302 | 2022 | NM | LCEC Generation LLVC | 57872 | UNIT1 |  | OP | IC | NG | 9.3 | 0.194 | 15781.2 | 56811.8655 | 7557.8 | 27207.8623 | Distributed from 923 Generation And Fuel | 2012
16303 | 2022 | NM | LCEC Generation LLVC | 57872 | UNIT2 |  | OP | IC | NG | 9.3 | 0.194 | 15781.2 | 56811.8655 | 7557.8 | 27207.8623 | Distributed from 923 Generation And Fuel | 2012
16304 | 2022 | NM | LCEC Generation LLVC | 57872 | UNIT3 |  | OP | IC | NG | 9.3 | 0.194 | 15781.2 | 56811.8655 | 7557.8 | 27207.8623 | Distributed from 923 Generation And Fuel | 2012
16305 | 2022 | NM | LCEC Generation LLVC | 57872 | UNIT4 |  | OP | IC | NG | 9.3 | 0.194 | 15781.2 | 56811.8655 | 7557.8 | 27207.8623 | Distributed from 923 Generation And Fuel | 2012
16306 | 2022 | NM | LCEC Generation LLVC | 57872 | UNIT5 |  | OP | IC | NG | 9.3 | 0.194 | 15781.2 | 56811.8655 | 7557.8 | 27207.8623 | Distributed from 923 Generation And Fuel | 2012
16307 | 2022 | NM | Lightning Dock Geothermal HI-01, LLC | 58629 | GEN-5 |  | OP | BT | GEO | 15.2 | 0.28 | 37271.667 | 134176.9278 | 12111.708 | 43601.8 | Distributed from 923 Generation And Fuel | 2018
16308 | 2022 | NM | Lightning Dock Geothermal HI-01, LLC | 58629 | PB01 |  | OP | BT | GEO | 1 | 0.28 | 2452.083 | 8827.4282 | 796.823 | 2868.5399 | Distributed from 923 Generation And Fuel | 2013
16309 | 2022 | NM | Lightning Dock Geothermal HI-01, LLC | 58629 | PB02 |  | OP | BT | GEO | 1 | 0.28 | 2452.083 | 8827.4282 | 796.823 | 2868.5399 | Distributed from 923 Generation And Fuel | 2013
16310 | 2022 | NM | Lightning Dock Geothermal HI-01, LLC | 58629 | PB03 |  | OP | BT | GEO | 1 | 0.28 | 2452.083 | 8827.4282 | 796.823 | 2868.5399 | Distributed from 923 Generation And Fuel | 2013
16311 | 2022 | NM | Lightning Dock Geothermal HI-01, LLC | 58629 | PB04 |  | OP | BT | GEO | 1 | 0.28 | 2452.083 | 8827.4282 | 796.823 | 2868.5399 | Distributed from 923 Generation And Fuel | 2013
16312 | 2022 | NM | Lordsburg Generating | 7967 | GT1 |  | OP | GT | NG | 44 | 0.095 | 36671.5 | 132016.3439 | 11340 | 40823.6734 | Distributed from 923 Generation And Fuel | 2002
16313 | 2022 | NM | Lordsburg Generating | 7967 | GT2 |  | OP | GT | NG | 44 | 0.095 | 36671.5 | 132016.3439 | 11340 | 40823.6734 | Distributed from 923 Generation And Fuel | 2002
16314 | 2022 | NM | Los Alamos PV Site | 58256 | 1 |  | OP | PV | SUN | 1 | 0.067 | 583 | 2098.7832 | 282 | 1015.1919 | Distributed from 923 Generation And Fuel | 2012
16315 | 2022 | NM | Los Alamos PV Site | 58256 | 2 |  | RE | BA | MWH | 1
16316 | 2022 | NM | Los Alamos PV Site | 58256 | 3 |  | RE | BA | MWH | 0.8
16317 | 2022 | NM | Los Lunas Solar Energy Center | 57571 | LLSEC |  | OP | PV | SUN | 5 | 0.251 | 10972.857 | 39501.9692 | 5507.143 | 19825.5562 | Distributed from 923 Generation And Fuel | 2011
16318 | 2022 | NM | Los Lunas Solar Energy Center | 57571 | LMS2 |  | OP | PV | SUN | 2 | 0.251 | 4389.143 | 15800.7884 | 2202.857 | 7930.2218 | Distributed from 923 Generation And Fuel | 2013
16319 | 2022 | NM | Luna Energy Facility | 55343 | CTG1 |  | OP | CT | NG | 175 | 0.665 | 1019822 | 3671329.8294 | 497809 | 1792098.0632 | EIA-923 Generator File | 2006
16320 | 2022 | NM | Luna Energy Facility | 55343 | CTG2 |  | OP | CT | NG | 175 | 0.676 | 1036389 | 3730970.5522 | 477614 | 1719396.6448 | EIA-923 Generator File | 2006
16321 | 2022 | NM | Luna Energy Facility | 55343 | STG1 | 2 | OP | CA | NG | 300 | 0.486 | 1277258 | 4598092.0153 | 605969 | 2181470.9482 | EIA-923 Generator File | 2006
16322 | 2022 | NM | Macho Springs | 59010 | MSS1 |  | OP | PV | SUN | 55 | 0.277 | 133313 | 479922.9606 | 66906 | 240859.6731 | Distributed from 923 Generation And Fuel | 2014
16323 | 2022 | NM | Macho Springs Power I | 57947 | GEN |  | OP | WT | WND | 50.4 | 0.294 | 129631 | 466667.8667 | 45225 | 162808.6975 | Distributed from 923 Generation And Fuel | 2011
16324 | 2022 | NM | Maddox | 2446 | 1 | 1 | OP | ST | NG | 113.6 | 0.228 | 226664 | 815983.8721 | 85676 | 308431.1326 | EIA-923 Generator File | 1967 | 2028
16325 | 2022 | NM | Maddox | 2446 | 2 |  | OP | GT | NG | 86.9 | 0.128 | 97371.273 | 350533.7785 | 38892.166 | 140010.6775 | Distributed from 923 Generation And Fuel | 1976 | 2025
16326 | 2022 | NM | Maddox | 2446 | 3 |  | OP | GT | NG | 11.5 | 0.128 | 12885.727 | 46388.2461 | 5146.834 | 18528.4542 | Distributed from 923 Generation And Fuel | 1963 | 2025
16327 | 2022 | NM | Manzano Solar | 58521 | MAN1 |  | OP | PV | SUN | 8.4 | 0.215 | 15824 | 56965.9443 | 7942 | 28590.9713 | Distributed from 923 Generation And Fuel | 2013
16328 | 2022 | NM | Meadow Lake Solar Energy Center | 59618 | MLK |  | OP | PV | SUN | 9.1 | 0.299 | 23807 | 85704.5144 | 11948 | 43012.4559 | Distributed from 923 Generation And Fuel | 2015
16329 | 2022 | NM | Mesalands Comm College Wind Turbine | 57106 | 1 |  | OP | WT | WND | 1.5 | 0.129 | 1689 | 6080.3514 | 589 | 2120.383 | Distributed from 923 Generation And Fuel | 2008
16330 | 2022 | NM | Middle Daisy | 61681 | 10257 |  | OP | PV | SUN | 5 | 0.126 | 5535 | 19925.8406 | 2778 | 10000.72 | Distributed from 923 Generation And Fuel | 2017
16331 | 2022 | NM | Milo Wind Project LLC | 59838 | GEN1 |  | OP | WT | WND | 50 | 0.449 | 196791 | 708441.9325 | 68655 | 247156.0228 | Distributed from 923 Generation And Fuel | 2016
16332 | 2022 | NM | Navajo Dam | 584 | 1 |  | OP | HY | WAT | 15 | 0.294 | 38670.5 | 139212.6863 | 17548 | 63172.2946 | Distributed from 923 Generation And Fuel | 1989
16333 | 2022 | NM | Navajo Dam | 584 | 2 |  | OP | HY | WAT | 15 | 0.294 | 38670.5 | 139212.6863 | 17548 | 63172.2946 | Distributed from 923 Generation And Fuel | 1989
16334 | 2022 | NM | New Mexico State University | 54975 | 01 |  | OP | GT | NG | 4.7 | 0.835 | 34365 | 123713.0103 | 14713 | 52966.3763 | Distributed from 923 Generation And Fuel | 1996
16335 | 2022 | NM | New Mexico Wind Energy Center | 56097 | GE15 |  | OP | WT | WND | 204 | 0.323 | 577221 | 2077978.9762 | 203251 | 731697.7464 | Distributed from 923 Generation And Fuel | 2003
16336 | 2022 | NM | NMSU Solar and Storage | 64881 | NMSUB |  | OP | BA | MWH | 1 | 0 | 0 | 0 | 0 | 0 | Distributed from 923 Generation And Fuel | 2022
16337 | 2022 | NM | NMSU Solar and Storage | 64881 | NMSUF |  | OP | PV | SUN | 3 | 0.229 | 6006 | 21621.427 | 3014 | 10850.3132 | Distributed from 923 Generation And Fuel | 2021
16338 | 2022 | NM | Oso Grande Wind Farm | 63502 | OGW24 |  | OP | WT | WND | 33.8 | 0.327 | 96860.002 | 348693.2177 | 38201.442 | 137524.091 | Distributed from 923 Generation And Fuel | 2021
16339 | 2022 | NM | Oso Grande Wind Farm | 63502 | OGW45 |  | OP | WT | WND | 216 | 0.327 | 618986.998 | 2228335.3661 | 244127.558 | 878852.178 | Distributed from 923 Generation And Fuel | 2021
16340 | 2022 | NM | Otero Solar | 58520 | OTE1 |  | OP | PV | SUN | 8 | 0.24 | 16827 | 60576.7154 | 8445 | 30401.7568 | Distributed from 923 Generation And Fuel | 2013
16341 | 2022 | NM | Prosperity Energy Storage Facility Hybrid | 58899 | GEN-1 |  | OP | PV | SUN | 0.5 | 0.154 | 675 | 2429.9806 | 284 | 1022.3918 | Distributed from 923 Generation And Fuel | 2011
16342 | 2022 | NM | Prosperity Energy Storage Facility Hybrid | 58899 | GEN-2 |  | OP | BA | MWH | 0.8 | 0 | 0 | 0 | 0 | 0 | Distributed from 923 Generation And Fuel | 2011
16343 | 2022 | NM | Pyramid | 7975 | 1 |  | OP | GT | NG | 46.5 | 0.045 | 18337.25 | 66013.5719 | 11422.25 | 41119.771 | Distributed from 923 Generation And Fuel | 2003
16344 | 2022 | NM | Pyramid | 7975 | 2 |  | OP | GT | NG | 46.5 | 0.045 | 18337.25 | 66013.5719 | 11422.25 | 41119.771 | Distributed from 923 Generation And Fuel | 2003
16345 | 2022 | NM | Pyramid | 7975 | 3 |  | OP | GT | NG | 46.5 | 0.045 | 18337.25 | 66013.5719 | 11422.25 | 41119.771 | Distributed from 923 Generation And Fuel | 2003
16346 | 2022 | NM | Pyramid | 7975 | 4 |  | OP | GT | NG | 46.5 | 0.045 | 18337.25 | 66013.5719 | 11422.25 | 41119.771 | Distributed from 923 Generation And Fuel | 2003
16347 | 2022 | NM | Quay County | 58125 | 1 |  | OP | GT | DFO | 27 | 0.001 | 170 | 611.9951 | 70 | 251.998 | Distributed from 923 Generation And Fuel | 2013 | 2034
16348 | 2022 | NM | Questa Solar Facility | 57369 | QST |  | OP | PV | SUN | 1 | 0.076 | 668 | 2404.7808 | 335 | 1205.9904 | Distributed from 923 Generation And Fuel | 2011
16349 | 2022 | NM | RC Energy AA LLC Solar Facility | 62756 | AA001 |  | OP | PV | SUN | 1 | 0.228 | 1996 | 7185.5425 | 1002 | 3607.1711 | Distributed from 923 Generation And Fuel | 2011
16350 | 2022 | NM | Red Cloud Wind LLC | 63981 | 1 |  | OP | WT | WND | 350 | 0.328 | 1007153 | 3625721.7942 | 319474 | 1150097.1992 | Distributed from 923 Generation And Fuel | 2021
16351 | 2022 | NM | Red Mesa Wind LLC | 57357 | EXIS |  | OP | WT | WND | 102.4 | 0.213 | 191300 | 688674.4906 | 66739 | 240258.4779 | Distributed from 923 Generation And Fuel | 2010
16352 | 2022 | NM | Reeves | 2450 | 1 | 1 | OP | ST | NG | 44 | 0.116 | 44761 | 161138.3109 | 28556 | 102800.7776 | EIA-923 Generator File | 1960
16353 | 2022 | NM | Reeves | 2450 | 2 | 1 | OP | ST | NG | 44 | 0.107 | 41314 | 148729.2102 | 20587 | 74112.6071 | EIA-923 Generator File | 1960
16354 | 2022 | NM | Reeves | 2450 | 3 | 1 | OP | ST | NG | 66 | 0.195 | 112990 | 406760.7459 | 54133 | 194877.241 | EIA-923 Generator File | 1962
16355 | 2022 | NM | Rio Bravo | 55039 | GT1 |  | OP | GT | NG | 150 | 0.2 | 263079 | 947076.8234 | 120876 | 435150.1188 | Distributed from 923 Generation And Fuel | 2000
16356 | 2022 | NM | Rio Communities Solar Energy Center | 60198 | RCSEC |  | OP | PV | SUN | 10 | 0.263 | 23056 | 83000.936 | 11571 | 41655.2668 | Distributed from 923 Generation And Fuel | 2015
16357 | 2022 | NM | Rio De Oro Solar Energy Center | 62597 | RDO |  | OP | PV | SUN | 10 | 0.312 | 27333 | 98398.0128 | 13718 | 49384.4049 | Distributed from 923 Generation And Fuel | 2019
16358 | 2022 | NM | Rio Grande | 2444 | 6 | 1 | OP | ST | NG | 50 | 0.108 | 47257 | 170123.839 | 41699 | 150115.1991 | EIA-923 Generator File | 1957 | 2024
16359 | 2022 | NM | Rio Grande | 2444 | 7 | 1 | OP | ST | NG | 50 | 0.227 | 99264 | 357347.5412 | 59615 | 214612.2831 | EIA-923 Generator File | 1958 | 2025
16360 | 2022 | NM | Rio Grande | 2444 | 8 | 1 | OP | ST | NG | 166.5 | 0.145 | 211730 | 762221.9022 | 172284 | 620217.4383 | EIA-923 Generator File | 1972
16361 | 2022 | NM | Rio Grande | 2444 | 9 |  | OP | GT | NG | 131.8 | 0.215 | 248194 | 893491.2521 | 143274 | 515782.2737 | Distributed from 923 Generation And Fuel | 2013
16362 | 2022 | NM | Rio Rancho High School | 58589 | RRHS |  | OP | PV | SUN | 1 | 0.246 | 2151 | 7743.5381 | 1080 | 3887.9689 | Distributed from 923 Generation And Fuel | 2013
16363 | 2022 | NM | Rio Rancho Solar Energy Center | 63184 | RIRA |  | OP | PV | SUN | 10 | 0.314 | 27521 | 99074.8074 | 13812 | 49722.8022 | Distributed from 923 Generation And Fuel | 2019
16364 | 2022 | NM | Roadrunner Solar | 57338 | 1 |  | OP | PV | SUN | 20.2 | 0.266 | 46991 | 169166.2467 | 23583 | 84898.1208 | Distributed from 923 Generation And Fuel | 2011
16365 | 2022 | NM | Roosevelt County | 58771 | GEN1 |  | OP | WT | WND | 250 | 0.468 | 1024361 | 3687670.0986 | 371898 | 1338822.0894 | Distributed from 923 Generation And Fuel | 2015
16366 | 2022 | NM | Roswell Solar, LLC | 60406 | RSPV |  | OP | PV | SUN | 70 | 0.263 | 161181 | 580246.958 | 85895 | 309219.5262 | Distributed from 923 Generation And Fuel | 2016
16367 | 2022 | NM | Route 66 Energy Center, LLC | 64076 | RTE66 |  | OP | PV | SUN | 49.5 | 0.235 | 101946 | 367002.664 | 66123 | 238040.8957 | Distributed from 923 Generation And Fuel | 2022
16368 | 2022 | NM | Sagamore Wind | 63578 | SWF01 |  | OP | WT | WND | 522 | 0.448 | 2046642 | 7367852.2572 | 782508 | 2817006.2639 | Distributed from 923 Generation And Fuel | 2020
16369 | 2022 | NM | San Juan | 2451 | 1 | 1 | RE | ST | RC | 369 | 0.288 | 930555 | 3349971.2002 | 337350 | 1214450.2844 | EIA-923 Generator File | 1976 | 2022
16370 | 2022 | NM | San Juan | 2451 | 4 | 1 | RE | ST | RC | 555 | 0.445 | 2165873 | 7797080.4234 | 1117594 | 4023306.2136 | EIA-923 Generator File | 1982 | 2022
16371 | 2022 | NM | San Juan Mesa Wind Project LLC | 56304 | 1 |  | OP | WT | WND | 120 | 0.23 | 242295 | 872255.022 | 101461 | 365256.6779 | Distributed from 923 Generation And Fuel | 2005
16372 | 2022 | NM | San Miguel I Solar Energy Center | 63081 | SMI |  | OP | PV | SUN | 10 | 0.3 | 26292 | 94650.4428 | 13195 | 47501.62 | Distributed from 923 Generation And Fuel | 2019
16373 | 2022 | NM | San Miguel II Solar Energy Center | 63082 | SMII |  | OP | PV | SUN | 10 | 0.303 | 26517 | 95460.4363 | 13308 | 47908.4167 | Distributed from 923 Generation And Fuel | 2019
16374 | 2022 | NM | Sandoval Solar Energy Center | 59558 | SSEC1 |  | OP | PV | SUN | 6.1 | 0.298 | 15944 | 57397.9408 | 8002 | 28806.9695 | Distributed from 923 Generation And Fuel | 2014
16375 | 2022 | NM | Santa Fe Solar Energy Center | 60196 | SFSEC |  | OP | PV | SUN | 9.5 | 0.27 | 22441 | 80786.9537 | 11262 | 40542.8757 | Distributed from 923 Generation And Fuel | 2015
16376 | 2022 | NM | Santolina Solar Energy Center | 60197 | SANTO |  | OP | PV | SUN | 10.5 | 0.257 | 23648 | 85132.1189 | 11868 | 42724.4582 | Distributed from 923 Generation And Fuel | 2015
16377 | 2022 | NM | SEV NM Phase 2 | 58479 | NMP2 |  | OP | PV | SUN | 2 | 0.244 | 4279 | 15404.2768 | 2148 | 7732.7381 | Distributed from 923 Generation And Fuel | 2013
16378 | 2022 | NM | Silver City WWTP PV Project | 58540 | PV-1 |  | OP | PV | SUN | 1 | 0.228 | 1998 | 7192.7425 | 1003 | 3610.7711 | Distributed from 923 Generation And Fuel | 2013
16379 | 2022 | NM | SoCore Clovis 1 | 64524 | 79100 |  | OP | PV | SUN | 2 | 0.328 | 5747 | 20689.0345 | 2884 | 10382.3169 | Distributed from 923 Generation And Fuel | 2021
16380 | 2022 | NM | South Valley Solar Energy Center | 60195 | SVSEC |  | OP | PV | SUN | 10 | 0.247 | 21673 | 78022.1758 | 10877 | 39156.8867 | Distributed from 923 Generation And Fuel | 2015
16381 | 2022 | NM | Southside Water Reclamation Plant | 10339 | GEN1 |  | OP | IC | NG | 2.2 | 0.311 | 6002.667 | 21609.4283 | 1976.333 | 7114.7419 | Distributed from 923 Generation And Fuel | 2002
16382 | 2022 | NM | Southside Water Reclamation Plant | 10339 | GEN2 |  | OP | IC | OBG | 2.2 | 0.311 | 6002.667 | 21609.4283 | 1976.333 | 7114.7419 | Distributed from 923 Generation And Fuel | 2002
16383 | 2022 | NM | Southside Water Reclamation Plant | 10339 | GEN3 |  | OP | IC | OBG | 1.1 | 0.311 | 3001.333 | 10804.7124 | 988.167 | 3557.3727 | Distributed from 923 Generation And Fuel | 1987
16384 | 2022 | NM | Southside Water Reclamation Plant | 10339 | GEN4 |  | OP | IC | OBG | 1.1 | 0.311 | 3001.333 | 10804.7124 | 988.167 | 3557.3727 | Distributed from 923 Generation And Fuel | 1987
16385 | 2022 | NM | Springer Solar 1 | 59560 | SPRG1 |  | OP | PV | SUN | 1 | 0.262 | 2296 | 8265.5339 | 1152 | 4147.1668 | Distributed from 923 Generation And Fuel | 2015
16386 | 2022 | NM | SPS1 Dollarhide | 57736 | 1 |  | OP | PV | SUN | 10 | 0.257 | 22556 | 81200.9504 | 11320 | 40751.674 | Distributed from 923 Generation And Fuel | 2011
16387 | 2022 | NM | SPS2 Jal | 57737 | 1 |  | OP | PV | SUN | 10 | 0.257 | 22472 | 80898.5528 | 11278 | 40600.4752 | Distributed from 923 Generation And Fuel | 2011
16388 | 2022 | NM | SPS3 Lea | 57738 | 1 |  | OP | PV | SUN | 10 | 0.231 | 20232 | 72834.6173 | 10154 | 36554.1076 | Distributed from 923 Generation And Fuel | 2011
16389 | 2022 | NM | SPS4 Monument | 57739 | 1 |  | OP | PV | SUN | 10.1 | 0.252 | 22266 | 80156.9587 | 11175 | 40229.6782 | Distributed from 923 Generation And Fuel | 2011
16390 | 2022 | NM | SPS5 Hopi | 57740 | 1 |  | OP | PV | SUN | 10.1 | 0.239 | 21133 | 76078.1914 | 10606 | 38181.2945 | Distributed from 923 Generation And Fuel | 2011
16391 | 2022 | NM | Sterling I Wind Farm | 60991 | STER1 |  | OP | WT | WND | 29.9 | 0.494 | 129505 | 466214.2703 | 47044 | 169357.0451 | Distributed from 923 Generation And Fuel | 2017
16392 | 2022 | NM | Storrie Lake Solar Project | 58794 | MSMPV |  | OP | PV | SUN | 1.5 | 0.257 | 3379 | 12164.3027 | 1696 | 6105.5512 | Distributed from 923 Generation And Fuel | 2014
16393 | 2022 | NM | Sue Cleveland High School | 58588 | SCHS |  | OP | PV | SUN | 1 | 0.242 | 2117 | 7621.139 | 1062 | 3823.1694 | Distributed from 923 Generation And Fuel | 2013
16394 | 2022 | NM | SunE EPE1 LLC | 57986 | 1 |  | OP | PV | SUN | 10 | 0.293 | 25677 | 92436.4605 | 12887 | 46392.8289 | Distributed from 923 Generation And Fuel | 2012
16395 | 2022 | NM | SunE EPE2 LLC | 57985 | 1 |  | OP | PV | SUN | 12 | 0.28 | 29448 | 106011.9519 | 14779 | 53203.9744 | Distributed from 923 Generation And Fuel | 2012
16396 | 2022 | NM | Syncarpha Eagle Nest | 62149 | SYEN1 |  | OP | PV | SUN | 1 | 0.282 | 2468 | 8884.7289 | 1239 | 4460.3643 | Distributed from 923 Generation And Fuel | 2018
16397 | 2022 | NM | Syncarpha El Rito | 63124 | SYNEL |  | OP | PV | SUN | 1.6 | 0.269 | 3766 | 13557.4915 | 1890 | 6803.9456 | Distributed from 923 Generation And Fuel | 2019
16398 | 2022 | NM | Syncarpha Questa | 63125 | SYNQU |  | OP | PV | SUN | 1.6 | 0.287 | 4019 | 14468.2843 | 2017 | 7261.1419 | Distributed from 923 Generation And Fuel | 2020
16399 | 2022 | NM | Syncarpha Taos | 63123 | SYNTA |  | OP | PV | SUN | 3.1 | 0.299 | 8107 | 29184.9665 | 4069 | 14648.2828 | Distributed from 923 Generation And Fuel | 2020
16400 | 2022 | NM | Taos Mesa Energy Facility Hybrid | 63728 | BESS |  | OP | BA | MWH | 12 | -0.002 | -166 | -597.5952 | 0 | 0 | Distributed from 923 Generation And Fuel | 2022
16401 | 2022 | NM | Taos Mesa Energy Facility Hybrid | 63728 | TMEF1 |  | OP | PV | SUN | 15 | 0.036 | 4772 | 17179.0626 | 0 | 0 | Distributed from 923 Generation And Fuel | 2022
16402 | 2022 | NM | Tecolote Wind LLC | 64066 | 1 |  | OP | WT | WND | 272 | 0.323 | 770018 | 2772042.6237 | 244051 | 878576.5714 | Distributed from 923 Generation And Fuel | 2021
16403 | 2022 | NM | Texico Wind Ranch LP | 57258 | 1 |  | OS | WT | WND | 0.7 | 0.002 | 12.526 | 45.0932 | 4.421 | 15.9155 | Distributed from 923 Generation And Fuel | 2003 | 2023
16404 | 2022 | NM | Texico Wind Ranch LP | 57258 | 2 |  | OS | WT | WND | 0.6 | 0.002 | 10.737 | 38.6529 | 3.789 | 13.6403 | Distributed from 923 Generation And Fuel | 1999 | 2023
16405 | 2022 | NM | Texico Wind Ranch LP | 57258 | 3 |  | OS | WT | WND | 0.6 | 0.002 | 10.737 | 38.6529 | 3.789 | 13.6403 | Distributed from 923 Generation And Fuel | 2003 | 2023
16406 | 2022 | NM | Valencia Energy Facility | 55802 | CTG1 |  | OP | GT | NG | 159.5 | 0.053 | 74392 | 267809.0575 | 31264 | 112549.4996 | Distributed from 923 Generation And Fuel | 2008
16407 | 2022 | NM | Vista Solar Energy Center | 62467 | VISTA |  | OP | PV | SUN | 10 | 0.288 | 25241 | 90866.8731 | 12668 | 45604.4352 | Distributed from 923 Generation And Fuel | 2019
16408 | 2022 | NM | Wal-Mart Truth or Consequences PV | 60341 | WMTOC |  | OP | PV | SUN | 1 | 0.219 | 1917 | 6901.1448 | 962 | 3463.1723 | Distributed from 923 Generation And Fuel | 2015
16409 | 2022 | NM | Wildcat Wind | 57887 | 1 |  | OP | WT | WND | 27.3 | 0.33 | 78950 | 284217.7263 | 27543 | 99154.0068 | Distributed from 923 Generation And Fuel | 2012
16410 | 2022 | NM | WSMR I | 58010 | WSMR1 |  | OP | PV | SUN | 3.7 |  | GENYRONL: 2012
16411 | 2022 | NM | WSMR I | 58010 | WSMR2 |  | OP | PV | SUN | 0.4 |  | GENYRONL: 2012
16412 | 2022 | NV | Apex Generating Station | 55514 | CTG1 |  | OP | CT | NG | 174 | 0.602 | 917240 | 3302037.5837 | 434223 | 1563190.2945 | EIA-923 Generator File | 2003
16413 | 2022 | NV | Apex Generating Station | 55514 | CTG2 |  | OP | CT | NG | 174 | 0.58 | 883888 | 3181971.3442 | 432802 | 1558074.7354 | EIA-923 Generator File | 2003
16414 | 2022 | NV | Apex Generating Station | 55514 | STG1 | 2 | OP | CA | NG | 252.6 | 0.404 | 894652 | 3220721.4342 | 437251 | 1574091.0073 | EIA-923 Generator File | 2003
16415 | 2022 | NV | Apex Solar PV Power Project | 58489 | 1 |  | OP | PV | SUN | 20 | 0.295 | 51626 | 185852.1132 | 25980 | 93527.2518 | Distributed from 923 Generation And Fuel | 2012
16416 | 2022 | NV | Battle Mountain Solar Project | 61098 | BMBS |  | OP | BA | MWH | 25 | -0.008 | -1773 | -6382.7489 | -991 | -3567.5715 | Distributed from 923 Generation And Fuel | 2021
16417 | 2022 | NV | Battle Mountain Solar Project | 61098 | BMSP |  | OP | PV | SUN | 101 | 0.305 | 270112 | 972395.4208 | 147974 | 532702.1384 | Distributed from 923 Generation And Fuel | 2021
16418 | 2022 | NV | Beowawe | 10287 | GEN1 |  | OP | ST | GEO | 17 | 0.542 | 80755 | 290715.6743 | 31358 | 112887.8969 | Distributed from 923 Generation And Fuel | 1985
16419 | 2022 | NV | Beowawe | 10287 | GEN2 |  | OP | BT | GEO | 3.6 | 0.285 | 8973 | 32302.5416 | 3484 | 12542.2997 | Distributed from 923 Generation And Fuel | 2011
16420 | 2022 | NV | Boulder Solar II, LLC | 60885 | BSII |  | OP | PV | SUN | 50 | 0.297 | 130085 | 468302.2536 | 64769 | 233166.5347 | Distributed from 923 Generation And Fuel | 2017
16421 | 2022 | NV | Boulder Solar Power, LLC | 60352 | BSP |  | OP | PV | SUN | 100 | 0.306 | 267671 | 963607.8911 | 133319 | 479944.5604 | Distributed from 923 Generation And Fuel | 2016
16422 | 2022 | NV | Brady | 55991 | OEC |  | OP | BT | GEO | 6.5 | 0.445 | 25341.233 | 91227.709 | 9840.395 | 35425.1386 | Distributed from 923 Generation And Fuel | 2002
16423 | 2022 | NV | Brady | 55991 | OEC1 |  | OP | BT | GEO | 15 | 0.445 | 58479.767 | 210525.477 | 22708.605 | 81750.324 | Distributed from 923 Generation And Fuel | 2018
16424 | 2022 | NV | Brunswick | 6510 | 1 |  | OS | IC | DFO | 2 |  | GENYRONL: 1960; GENYRRET: 2028
16425 | 2022 | NV | Brunswick | 6510 | 2 |  | OS | IC | DFO | 2 |  | GENYRONL: 1960; GENYRRET: 2028
16426 | 2022 | NV | Brunswick | 6510 | 3 |  | OS | IC | DFO | 2 |  | GENYRONL: 1960; GENYRRET: 2028
16427 | 2022 | NV | Chuck Lenzie Generating Station | 55322 | CTG1 |  | OP | CT | NG | 201.5 | 0.489 | 862317 | 3104316.3655 | 481381 | 1732957.7363 | EIA-923 Generator File | 2006
16428 | 2022 | NV | Chuck Lenzie Generating Station | 55322 | CTG2 |  | OP | CT | NG | 201.5 | 0.495 | 873516 | 3144632.4429 | 475336 | 1711195.9104 | EIA-923 Generator File | 2006
16429 | 2022 | NV | Chuck Lenzie Generating Station | 55322 | CTG3 |  | OP | CT | NG | 201.5 | 0.514 | 906978 | 3265094.6792 | 480878 | 1731146.9508 | EIA-923 Generator File | 2006
16430 | 2022 | NV | Chuck Lenzie Generating Station | 55322 | CTG4 |  | OP | CT | NG | 201.5 | 0.487 | 860374 | 3097321.6214 | 448937 | 1616160.2707 | EIA-923 Generator File | 2006
16431 | 2022 | NV | Chuck Lenzie Generating Station | 55322 | ST1 | 2 | OP | CA | NG | 329.8 | 0.338 | 977048 | 3517344.6612 | 539268 | 1941349.2692 | EIA-923 Generator File | 2006
16432 | 2022 | NV | Chuck Lenzie Generating Station | 55322 | ST2 | 2 | OP | CA | NG | 329.8 | 0.335 | 966536 | 3479501.764 | 513240 | 1847649.2188 | EIA-923 Generator File | 2006
16433 | 2022 | NV | Chukar Battery Energy Storage System | 65472 | CHUK1 |  | OP | BA | MWH | 10 |  | GENYRONL: 2021
16434 | 2022 | NV | CityCenter Central Plant Cogen Units | 57348 | UNITA |  | OP | GT | NG | 4.3 | 0.819 | 30856 | 111080.7114 | 14041.5 | 50548.9956 | Distributed from 923 Generation And Fuel | 2009
16435 | 2022 | NV | CityCenter Central Plant Cogen Units | 57348 | UNITB |  | OP | GT | NG | 4.3 | 0.819 | 30856 | 111080.7114 | 14041.5 | 50548.9956 | Distributed from 923 Generation And Fuel | 2009
16436 | 2022 | NV | Clark (NVE) | 2322 | 10 | 2 | OP | CA | NG | 104.4 | 0.134 | 122346 | 440442.0765 | 82999 | 298794.0096 | EIA-923 Generator File | 1994
16437 | 2022 | NV | Clark (NVE) | 2322 | 11 |  | OP | GT | NG | 60.5 | 0.036 | 19187.49 | 69074.4114 | 7242.612 | 26073.1946 | Distributed from 923 Generation And Fuel | 2008
16438 | 2022 | NV | Clark (NVE) | 2322 | 12 |  | OP | GT | NG | 60.5 | 0.036 | 19187.49 | 69074.4114 | 7242.612 | 26073.1946 | Distributed from 923 Generation And Fuel | 2008
16439 | 2022 | NV | Clark (NVE) | 2322 | 13 |  | OP | GT | NG | 60.5 | 0.036 | 19187.49 | 69074.4114 | 7242.612 | 26073.1946 | Distributed from 923 Generation And Fuel | 2008
16440 | 2022 | NV | Clark (NVE) | 2322 | 14 |  | OP | GT | NG | 60.5 | 0.036 | 19187.49 | 69074.4114 | 7242.612 | 26073.1946 | Distributed from 923 Generation And Fuel | 2008
16441 | 2022 | NV | Clark (NVE) | 2322 | 15 |  | OP | GT | NG | 60.5 | 0.036 | 19187.49 | 69074.4114 | 7242.612 | 26073.1946 | Distributed from 923 Generation And Fuel | 2008
16442 | 2022 | NV | Clark (NVE) | 2322 | 16 |  | OP | GT | NG | 60.5 | 0.036 | 19187.49 | 69074.4114 | 7242.612 | 26073.1946 | Distributed from 923 Generation And Fuel | 2008
16443 | 2022 | NV | Clark (NVE) | 2322 | 17 |  | OP | GT | NG | 60.5 | 0.036 | 19187.49 | 69074.4114 | 7242.612 | 26073.1946 | Distributed from 923 Generation And Fuel | 2008
16444 | 2022 | NV | Clark (NVE) | 2322 | 18 |  | OP | GT | NG | 60.5 | 0.036 | 19187.49 | 69074.4114 | 7242.612 | 26073.1946 | Distributed from 923 Generation And Fuel | 2008
16445 | 2022 | NV | Clark (NVE) | 2322 | 19 |  | OP | GT | NG | 60.5 | 0.036 | 19187.49 | 69074.4114 | 7242.612 | 26073.1946 | Distributed from 923 Generation And Fuel | 2008
16446 | 2022 | NV | Clark (NVE) | 2322 | 20 |  | OP | GT | NG | 60.5 | 0.036 | 19187.49 | 69074.4114 | 7242.612 | 26073.1946 | Distributed from 923 Generation And Fuel | 2008
16447 | 2022 | NV | Clark (NVE) | 2322 | 21 |  | OP | GT | NG | 58.9 | 0.036 | 18680.052 | 67247.6492 | 7051.072 | 25383.6561 | Distributed from 923 Generation And Fuel | 2008
16448 | 2022 | NV | Clark (NVE) | 2322 | 22 |  | OP | GT | NG | 60.5 | 0.036 | 19187.49 | 69074.4114 | 7242.612 | 26073.1946 | Distributed from 923 Generation And Fuel | 2008
16449 | 2022 | NV | Clark (NVE) | 2322 | 9 | 2 | OP | CA | NG | 104.4 | 0.143 | 130658 | 470365.0371 | 93632 | 337072.5034 | EIA-923 Generator File | 1993
16450 | 2022 | NV | Clark (NVE) | 2322 | GT4 |  | OP | GT | NG | 72.4 | 0.036 | 22961.558 | 82660.9475 | 8667.192 | 31201.6416 | Distributed from 923 Generation And Fuel | 1973
16451 | 2022 | NV | Clark (NVE) | 2322 | GT5 |  | OP | CT | NG | 92.5 | 0.163 | 132423 | 476718.9862 | 87855 | 316275.4698 | EIA-923 Generator File | 1979
16452 | 2022 | NV | Clark (NVE) | 2322 | GT6 |  | OP | CT | NG | 92.5 | 0.141 | 114293 | 411451.5084 | 74146 | 266923.4646 | EIA-923 Generator File | 1979
16453 | 2022 | NV | Clark (NVE) | 2322 | GT7 |  | OP | CT | NG | 92.5 | 0.202 | 163541 | 588742.8901 | 107242 | 386068.1115 | EIA-923 Generator File | 1980
16454 | 2022 | NV | Clark (NVE) | 2322 | GT8 |  | OP | CT | NG | 92.5 | 0.131 | 106249 | 382493.3401 | 70390 | 253401.9728 | EIA-923 Generator File | 1982
16455 | 2022 | NV | CM10 | 56944 | PV01 |  | OP | PV | SUN | 10 | 0.216 | 18948 | 68212.2543 | 9535 | 34325.7254 | Distributed from 923 Generation And Fuel | 2008
16456 | 2022 | NV | CM48 | 57205 | PV02 |  | OP | PV | SUN | 8 | 0.233 | 16350 | 58859.5291 | 8228 | 29620.563 | Distributed from 923 Generation And Fuel | 2010
16457 | 2022 | NV | CM48 | 57205 | PV03 |  | OP | PV | SUN | 10 | 0.233 | 20437.5 | 73574.4114 | 10285 | 37025.7038 | Distributed from 923 Generation And Fuel | 2010
16458 | 2022 | NV | CM48 | 57205 | PV04 |  | OP | PV | SUN | 10 | 0.233 | 20437.5 | 73574.4114 | 10285 | 37025.7038 | Distributed from 923 Generation And Fuel | 2010
16459 | 2022 | NV | CM48 | 57205 | PV05 |  | OP | PV | SUN | 10 | 0.233 | 20437.5 | 73574.4114 | 10285 | 37025.7038 | Distributed from 923 Generation And Fuel | 2010
16460 | 2022 | NV | CM48 | 57205 | PV06 |  | OP | PV | SUN | 10 | 0.233 | 20437.5 | 73574.4114 | 10285 | 37025.7038 | Distributed from 923 Generation And Fuel | 2010
16461 | 2022 | NV | Copper Mountain Solar 2 | 58017 | PV01 |  | OP | PV | SUN | 30 | 0.27 | 71057.922 | 255806.4727 | 35759.026 | 128731.4637 | Distributed from 923 Generation And Fuel | 2012
16462 | 2022 | NV | Copper Mountain Solar 2 | 58017 | PV02 |  | OP | PV | SUN | 30 | 0.27 | 71057.922 | 255806.4727 | 35759.026 | 128731.4637 | Distributed from 923 Generation And Fuel | 2012
16463 | 2022 | NV | Copper Mountain Solar 2 | 58017 | PV03 |  | OP | PV | SUN | 34 | 0.27 | 80532.312 | 289914.0039 | 40526.896 | 145895.6584 | Distributed from 923 Generation And Fuel | 2012
16464 | 2022 | NV | Copper Mountain Solar 2 | 58017 | PV04 |  | OP | PV | SUN | 30 | 0.27 | 71057.922 | 255806.4727 | 35759.026 | 128731.4637 | Distributed from 923 Generation And Fuel | 2015
16465 | 2022 | NV | Copper Mountain Solar 2 | 58017 | PV05 |  | OP | PV | SUN | 30 | 0.27 | 71057.922 | 255806.4727 | 35759.026 | 128731.4637 | Distributed from 923 Generation And Fuel | 2015
16466 | 2022 | NV | Copper Mountain Solar 3 | 58915 | 1 |  | OP | PV | SUN | 26 | 0.276 | 62920.612 | 226512.3911 | 29521.827 | 106277.727 | Distributed from 923 Generation And Fuel | 2014
16467 | 2022 | NV | Copper Mountain Solar 3 | 58915 | 10 |  | OP | PV | SUN | 21 | 0.276 | 50820.494 | 182952.3148 | 23844.553 | 85839.7041 | Distributed from 923 Generation And Fuel | 2015
16468 | 2022 | NV | Copper Mountain Solar 3 | 58915 | 2 |  | OP | PV | SUN | 27 | 0.276 | 65340.635 | 235224.4042 | 30657.282 | 110365.3323 | Distributed from 923 Generation And Fuel | 2014
16469 | 2022 | NV | Copper Mountain Solar 3 | 58915 | 3 |  | OP | PV | SUN | 26 | 0.276 | 62920.612 | 226512.3911 | 29521.827 | 106277.727 | Distributed from 923 Generation And Fuel | 2014
16470 | 2022 | NV | Copper Mountain Solar 3 | 58915 | 4 |  | OP | PV | SUN | 28 | 0.276 | 67760.659 | 243936.4209 | 31792.737 | 114452.9376 | Distributed from 923 Generation And Fuel | 2014
16471 | 2022 | NV | Copper Mountain Solar 3 | 58915 | 5 |  | OP | PV | SUN | 25 | 0.276 | 60500.588 | 217800.3744 | 28386.373 | 102190.1253 | Distributed from 923 Generation And Fuel | 2014
16472 | 2022 | NV | Copper Mountain Solar 3 | 58915 | 6 |  | OP | PV | SUN | 26 | 0.276 | 62920.612 | 226512.3911 | 29521.827 | 106277.727 | Distributed from 923 Generation And Fuel | 2014
16473 | 2022 | NV | Copper Mountain Solar 3 | 58915 | 7 |  | OP | PV | SUN | 26 | 0.276 | 62920.612 | 226512.3911 | 29521.827 | 106277.727 | Distributed from 923 Generation And Fuel | 2014
16474 | 2022 | NV | Copper Mountain Solar 3 | 58915 | 8 |  | OP | PV | SUN | 26 | 0.276 | 62920.612 | 226512.3911 | 29521.827 | 106277.727 | Distributed from 923 Generation And Fuel | 2014
16475 | 2022 | NV | Copper Mountain Solar 3 | 58915 | 9 |  | OP | PV | SUN | 24 | 0.276 | 58080.565 | 209088.3613 | 27250.918 | 98102.52 | Distributed from 923 Generation And Fuel | 2015
16476 | 2022 | NV | Copper Mountain Solar 4, LLC | 59814 | PV01 |  | OP | PV | SUN | 51.8 | 0.291 | 132037.425 | 475330.9274 | 66446.229 | 239204.5108 | Distributed from 923 Generation And Fuel | 2016
16477 | 2022 | NV | Copper Mountain Solar 4, LLC | 59814 | PV02 |  | OP | PV | SUN | 41.8 | 0.291 | 106547.575 | 383568.2015 | 53618.771 | 193026.0314 | Distributed from 923 Generation And Fuel | 2016
16478 | 2022 | NV | Copper Mountain Solar 5, LLC | 63504 | CM5-1 |  | OP | PV | SUN | 252 | 0.304 | 670745 | 2414662.6827 | 325436 | 1171560.2275 | Distributed from 923 Generation And Fuel | 2021
16479 | 2022 | NV | Crescent Dunes Solar Energy | 57275 | TSE-1 | 2 | OP | CP | SUN | 125 | 0.092 | 100666 | 362394.7008 | 31018 | 111663.9067 | Distributed from 923 Generation And Fuel | 2015
16480 | 2022 | NV | Desert Peak Power Plant | 10018 | GEN2 |  | OP | BT | GEO | 15 | 0.388 | 50987.308 | 183552.8404 | 19798.846 | 71275.2754 | Distributed from 923 Generation And Fuel | 2006
16481 | 2022 | NV | Desert Peak Power Plant | 10018 | OEC2 |  | OP | BT | GEO | 11 | 0.388 | 37390.692 | 134605.4144 | 14519.154 | 52268.5363 | Distributed from 923 Generation And Fuel | 2006
16482 | 2022 | NV | Desert Star Energy Center | 55077 | ED01 |  | OP | CT | NG | 170.9 | 0.321 | 481127 | 1732043.3437 | 252049 | 907369.141 | EIA-923 Generator File | 2000 | 2027
16483 | 2022 | NV | Desert Star Energy Center | 55077 | ED02 |  | OP | CT | NG | 170.9 | 0.312 | 466966 | 1681064.1515 | 249487 | 898146.0148 | EIA-923 Generator File | 2000 | 2027
16484 | 2022 | NV | Desert Star Energy Center | 55077 | ED03 | 2 | OP | CA | NG | 195.5 | 0.334 | 571790 | 2058427.5326 | 313588 | 1128907.7687 | EIA-923 Generator File | 2000 | 2027
16485 | 2022 | NV | Dignity - San Martin | 61862 | PV1 |  | OP | PV | SUN | 1.7 | 0.251 | 3739 | 13460.2923 | 1882 | 6775.1458 | Distributed from 923 Generation And Fuel | 2018
16486 | 2022 | NV | Dignity - Siena Campus | 61825 | PV1 |  | OP | PV | SUN | 1.4 | 0.234 | 2872 | 10339.1173 | 1445 | 5201.9584 | Distributed from 923 Generation And Fuel | 2018
16487 | 2022 | NV | Dixie Valley | 52015 | GEN1 |  | OP | ST | GEO | 64.7 | 0.709 | 401860 | 1446684.4265 | 175529 | 631899.3448 | Distributed from 923 Generation And Fuel | 1988
16488 | 2022 | NV | Dixie Valley | 52015 | GEN2 |  | OP | BT | GEO | 6.2 | 0.453 | 24623 | 88642.0909 | 1903 | 6850.7452 | Distributed from 923 Generation And Fuel | 2012
16489 | 2022 | NV | Dodge Flat | 63913 | DODGB |  | OP | BA | MWH | 50 | -0.009 | -3758 | -13528.6918 | -2498 | -8992.7281 | Distributed from 923 Generation And Fuel | 2022
16490 | 2022 | NV | Dodge Flat | 63913 | DODGE |  | OP | PV | SUN | 200 | 0.258 | 451869 | 1626715.3863 | 290544 | 1045950.0324 | Distributed from 923 Generation And Fuel | 2022
16491 | 2022 | NV | Don A Campbell 1 Geothermal | 58533 | 1 |  | OP | BT | GEO | 22.5 | 0.617 | 121654 | 437950.8964 | 47240 | 170062.6395 | Distributed from 923 Generation And Fuel | 2014
16492 | 2022 | NV | Don A Campbell 2 Geothermal | 60419 | DAC2G |  | OP | BT | GEO | 25 | 0.475 | 103957 | 374242.2061 | 40368 | 145323.6374 | Distributed from 923 Generation And Fuel | 2015
16493 | 2022 | NV | EGP Stillwater Solar PV II, LLC | 61809 | STWII |  | OP | PV | SUN | 20 | 0.135 | 23614 | 85009.7199 | 11883 | 42778.4578 | Distributed from 923 Generation And Fuel | 2018
16494 | 2022 | NV | ENEL Salt Wells LLC | 57213 | 101 |  | OP | BT | GEO | 11.8 | 0.409 | 42256.5 | 152122.183 | 16409 | 59071.9274 | Distributed from 923 Generation And Fuel | 2009
16495 | 2022 | NV | ENEL Salt Wells LLC | 57213 | 201 |  | OP | BT | GEO | 11.8 | 0.409 | 42256.5 | 152122.183 | 16409 | 59071.9274 | Distributed from 923 Generation And Fuel | 2009
16496 | 2022 | NV | Fish Springs | 64148 | FISH |  | OP | PV | SUN | 100 | 0.255 | 223573 | 804856.3611 | 154090 | 554719.5622 | Distributed from 923 Generation And Fuel | 2022
16497 | 2022 | NV | Fish Springs | 64148 | FISHB |  | OP | BA | MWH | 25 | -0.01 | -2292 | -8251.134 | -1199 | -4316.3655 | Distributed from 923 Generation And Fuel | 2022
16498 | 2022 | NV | Fleish | 6513 | 1 |  | OP | HY | WAT | 2 | 1.009 | 17670 | 63611.4911 | 8934 | 32162.1427 | Distributed from 923 Generation And Fuel | 1914
16499 | 2022 | NV | Fort Churchill | 2330 | 1 | 1 | OP | ST | NG | 115 | 0.277 | 279242 | 1005263.1579 | 133558 | 480804.9536 | EIA-923 Generator File | 1968 | 2028
16500 | 2022 | NV | Fort Churchill | 2330 | 2 | 1 | OP | ST | NG | 115 | 0.269 | 270554 | 973986.6081 | 112097 | 403545.9716 | EIA-923 Generator File | 1971 | 2028
16501 | 2022 | NV | Ft. Churchill PV | 59472 | NVC7 |  | OP | PV | SUN | 19.9 | 0.149 | 25915 | 93293.2537 | 13041 | 46947.2244 | Distributed from 923 Generation And Fuel | 2015
16502 | 2022 | NV | Galena 2 Geothermal Power Plant | 56540 | GEN1 |  | OP | BT | GEO | 13.5 | 0.305 | 36082 | 129894.1608 | 14011 | 50439.1965 | Distributed from 923 Generation And Fuel | 2007
16503 | 2022 | NV | Galena 2 Geothermal Power Plant | 56540 | GLSOL |  | OP | PV | SUN | 3 | 0 | 0 | 0 | 0 | 0 | Distributed from 923 Generation And Fuel | 2022
16504 | 2022 | NV | Galena 3 Geothermal Power Plant | 56541 | GEN1 |  | OP | BT | GEO | 15 | 0.376 | 49455.5 | 178038.3757 | 19204.5 | 69135.6469 | Distributed from 923 Generation And Fuel | 2008
16505 | 2022 | NV | Galena 3 Geothermal Power Plant | 56541 | GEN2 |  | OP | BT | GEO | 15 | 0.376 | 49455.5 | 178038.3757 | 19204.5 | 69135.6469 | Distributed from 923 Generation And Fuel | 2008
16506 | 2022 | NV | Goodsprings Waste Heat Recovery | 57684 | HR1 | 1 | OP | ST | WH | 7.5 | 0.453 | 29736 | 107048.7436 | 12743 | 45874.433 | Distributed from 923 Generation And Fuel | 2010
16507 | 2022 | NV | Harry Allen | 7082 | 5 |  | OP | CT | NG | 167.5 | 0.616 | 904123 | 3254816.7615 | 359914 | 1295680.0346 | EIA-923 Generator File | 2011
16508 | 2022 | NV | Harry Allen | 7082 | 6 |  | OP | CT | NG | 167.5 | 0.58 | 851374 | 3064921.8806 | 351133 | 1264068.6875 | EIA-923 Generator File | 2011
16509 | 2022 | NV | Harry Allen | 7082 | 7 | 2 | OP | CA | NG | 223.5 | 0.513 | 1004792 | 3617222.2622 | 419283 | 1509406.7247 | EIA-923 Generator File | 2011
16510 | 2022 | NV | Harry Allen | 7082 | GT1 |  | OP | GT | NG | 101.5 | 0.084 | 75102.381 | 270366.4087 | 41173.08 | 148221.9022 | Distributed from 923 Generation And Fuel | 1995
16511 | 2022 | NV | Harry Allen | 7082 | GT4 |  | OP | GT | NG | 85 | 0.084 | 62893.619 | 226415.2171 | 34479.92 | 124126.719 | Distributed from 923 Generation And Fuel | 2006
16512 | 2022 | NV | Harry Allen Solar Energy LLC | 63080 | GEN1 |  | OP | PV | SUN | 100 | 0.338 | 296001 | 1065595.0752 | 144386 | 519785.4417 | Distributed from 923 Generation And Fuel | 2021
16513 | 2022 | NV | Higgins Generating Station | 55687 | A01 |  | OP | CT | NG | 178 | 0.563 | 878391 | 3162182.3025 | 329185 | 1185056.5195 | EIA-923 Generator File | 2004
16514 | 2022 | NV | Higgins Generating Station | 55687 | A02 |  | OP | CT | NG | 178 | 0.53 | 825881 | 2973147.8148 | 337814 | 1216120.671 | EIA-923 Generator File | 2004
16515 | 2022 | NV | Higgins Generating Station | 55687 | ST1 | 2 | OP | CA | NG | 332.4 | 0.34 | 991002 | 3567578.6594 | 391172 | 1408207.9343 | EIA-923 Generator File | 2004
16516 | 2022 | NV | Hoover Dam (NV) | 154 | N0 |  | OP | HY | WAT | 2.4 | 0.179 | 3760.99 | 13539.4557 | 1860.82 | 6698.8984 | Distributed from 923 Generation And Fuel | 1936
16517 | 2022 | NV | Hoover Dam (NV) | 154 | N1 |  | OP | HY | WAT | 130 | 0.179 | 203720.281 | 733387.1445 | 100794.401 | 362856.9407 | Distributed from 923 Generation And Fuel | 1936
16518 | 2022 | NV | Hoover Dam (NV) | 154 | N2 |  | OP | HY | WAT | 130 | 0.179 | 203720.281 | 733387.1445 | 100794.401 | 362856.9407 | Distributed from 923 Generation And Fuel | 1936
16519 | 2022 | NV | Hoover Dam (NV) | 154 | N3 |  | OP | HY | WAT | 130 | 0.179 | 203720.281 | 733387.1445 | 100794.401 | 362856.9407 | Distributed from 923 Generation And Fuel | 1937
16520 | 2022 | NV | Hoover Dam (NV) | 154 | N4 |  | OP | HY | WAT | 130 | 0.179 | 203720.281 | 733387.1445 | 100794.401 | 362856.9407 | Distributed from 923 Generation And Fuel | 1936
16521 | 2022 | NV | Hoover Dam (NV) | 154 | N5 |  | OP | HY | WAT | 130 | 0.179 | 203720.281 | 733387.1445 | 100794.401 | 362856.9407 | Distributed from 923 Generation And Fuel | 1938
16522 | 2022 | NV | Hoover Dam (NV) | 154 | N6 |  | OP | HY | WAT | 130 | 0.179 | 203720.281 | 733387.1445 | 100794.401 | 362856.9407 | Distributed from 923 Generation And Fuel | 1938
16523 | 2022 | NV | Hoover Dam (NV) | 154 | N7 |  | OP | HY | WAT | 127 | 0.179 | 199019.044 | 716462.8267 | 98468.376 | 354483.3177 | Distributed from 923 Generation And Fuel | 1944
16524 | 2022 | NV | Hoover Dam (NV) | 154 | N8 |  | OP | HY | WAT | 130 | 0.179 | 203720.281 | 733387.1445 | 100794.401 | 362856.9407 | Distributed from 923 Generation And Fuel | 1961
16525 | 2022 | NV | IKEA Las Vegas 462 | 61193 | PV |  | OP | PV | SUN | 1 | 0.162 | 1417 | 5101.1592 | 713 | 2566.7795 | Distributed from 923 Generation And Fuel | 2016
16526 | 2022 | NV | Jersey Valley Geothermal Power Plant | 57376 | OEC 1 |  | OP | BT | GEO | 16 | 0.306 | 42950.809 | 154621.6754 | 16678.128 | 60040.7805 | Distributed from 923 Generation And Fuel | 2010
16527 | 2022 | NV | Jersey Valley Geothermal Power Plant | 57376 | OEC 2 |  | OP | BT | GEO | 7.5 | 0.306 | 20133.191 | 72478.9078 | 7817.872 | 28144.114 | Distributed from 923 Generation And Fuel | 2010
16528 | 2022 | NV | Lahontan | 6521 | 1 |  | OP | HY | WAT | 0.6 | 0.26 | 1366 | 4917.5607 | 620 | 2231.9821 | Distributed from 923 Generation And Fuel | 1911
16529 | 2022 | NV | Lahontan | 6521 | 2 |  | OP | HY | WAT | 0.6 | 0.26 | 1366 | 4917.5607 | 620 | 2231.9821 | Distributed from 923 Generation And Fuel | 1911
16530 | 2022 | NV | Lahontan | 6521 | 3 |  | OP | HY | WAT | 0.6 | 0.26 | 1366 | 4917.5607 | 620 | 2231.9821 | Distributed from 923 Generation And Fuel | 1911
16531 | 2022 | NV | Las Vegas Generating Station | 10761 | GEN1 |  | OP | CT | NG | 49.8 | 0.082 | 35883 | 129177.7666 | 19199 | 69115.8471 | EIA-923 Generator File | 1994
16532 | 2022 | NV | Las Vegas Generating Station | 10761 | GEN2 | 1 | OP | CA | NG | 11.5 | 0.091 | 9179 | 33044.1356 | 5086 | 18309.4535 | EIA-923 Generator File | 1994
16533 | 2022 | NV | Las Vegas Generating Station | 10761 | GEN3 |  | OP | CT | NG | 60.5 | 0.089 | 47073 | 169461.4443 | 25094 | 90337.6773 | EIA-923 Generator File | 2003
16534 | 2022 | NV | Las Vegas Generating Station | 10761 | GEN4 |  | OP | CT | NG | 60.5 | 0.087 | 45986 | 165548.2756 | 23948 | 86212.1103 | EIA-923 Generator File | 2003
16535 | 2022 | NV | Las Vegas Generating Station | 10761 | GEN5 |  | OP | CT | NG | 60.5 | 0.085 | 45308 | 163107.4951 | 23314 | 83929.7286 | EIA-923 Generator File | 2003
16536 | 2022 | NV | Las Vegas Generating Station | 10761 | GEN6 |  | OP | CT | NG | 60.5 | 0.088 | 46777 | 168395.8528 | 23365 | 84113.3271 | EIA-923 Generator File | 2003
16537 | 2022 | NV | Las Vegas Generating Station | 10761 | GEN7 | 1 | OP | CA | NG | 27.8 | 0.111 | 27023 | 97282.0217 | 15181 | 54651.1628 | EIA-923 Generator File | 2003
16538 | 2022 | NV | Las Vegas Generating Station | 10761 | GEN8 | 1 | OP | CA | NG | 27.8 | 0.112 | 27382 | 98574.4114 | 14316 | 51537.1877 | EIA-923 Generator File | 2003
16539 | 2022 | NV | Las Vegas WPCF Solar Plant | 58477 | 1 |  | OP | PV | SUN | 3.3 | 0.229 | 6606 | 23781.4097 | 3324 | 11966.3043 | Distributed from 923 Generation And Fuel | 2013
16540 | 2022 | NV | Luning Energy | 61084 | LNING |  | OP | PV | SUN | 50 | 0.296 | 129674 | 466822.6654 | 63924 | 230124.559 | Distributed from 923 Generation And Fuel | 2017
16541 | 2022 | NV | McGinness Hills | 57446 | 1 |  | OP | BT | GEO | 20 | 0.759 | 133010.2 | 478832.8893 | 51649.8 | 185937.7925 | Distributed from 923 Generation And Fuel | 2012
16542 | 2022 | NV | McGinness Hills | 57446 | 2 |  | OP | BT | GEO | 20 | 0.759 | 133010.2 | 478832.8893 | 51649.8 | 185937.7925 | Distributed from 923 Generation And Fuel | 2012
16543 | 2022 | NV | McGinness Hills | 57446 | 3 |  | OP | BT | GEO | 12 | 0.759 | 79806.12 | 287299.7336 | 30989.88 | 111562.6755 | Distributed from 923 Generation And Fuel | 2012
16544 | 2022 | NV | McGinness Hills | 57446 | OEC21 |  | OP | BT | GEO | 18 | 0.759 | 119709.18 | 430949.6004 | 46484.82 | 167344.0132 | Distributed from 923 Generation And Fuel | 2015
16545 | 2022 | NV | McGinness Hills | 57446 | OEC22 |  | OP | BT | GEO | 18 | 0.759 | 119709.18 | 430949.6004 | 46484.82 | 167344.0132 | Distributed from 923 Generation And Fuel | 2015
16546 | 2022 | NV | McGinness Hills | 57446 | OEC23 |  | OP | BT | GEO | 12 | 0.759 | 79806.12 | 287299.7336 | 30989.88 | 111562.6755 | Distributed from 923 Generation And Fuel | 2015
16547 | 2022 | NV | McGinness Hills 3 | 61912 | G1A |  | OP | BT | GEO | 24.8 | 0.627 | 136117.109 | 490017.6723 | 49711.449 | 178959.7847 | Distributed from 923 Generation And Fuel | 2021
16548 | 2022 | NV | McGinness Hills 3 | 61912 | OEC31 |  | OP | BT | GEO | 37 | 0.627 | 203077.945 | 731074.7534 | 74166.275 | 266996.454 | Distributed from 923 Generation And Fuel | 2018
16549 | 2022 | NV | McGinness Hills 3 | 61912 | OEC32 |  | OP | BT | GEO | 37 | 0.627 | 203077.945 | 731074.7534 | 74166.275 | 266996.454 | Distributed from 923 Generation And Fuel | 2018
16550 | 2022 | NV | Moapa Southern Paiute | 57859 | 1 |  | OP | PV | SUN | 250 | 0.29 | 636133 | 2290060.4795 | 306323 | 1102753.978 | Distributed from 923 Generation And Fuel | 2016
16551 | 2022 | NV | Mountain View Solar | 58544 | 1 |  | OP | PV | SUN | 20 | 0.312 | 54627 | 196655.6268 | 27688 | 99676.0026 | Distributed from 923 Generation And Fuel | 2014
16552 | 2022 | NV | Nellis Air Force Base Solar Array | 56568 | NS1 |  | OP | PV | SUN | 4.6 | 0.173 | 6960.985 | 25059.3455 | 3502.97 | 12610.5911 | Distributed from 923 Generation And Fuel | 2007
16553 | 2022 | NV | Nellis Air Force Base Solar Array | 56568 | NS2 |  | OP | PV | SUN | 4.9 | 0.173 | 7414.962 | 26693.6497 | 3731.424 | 13433.0189 | Distributed from 923 Generation And Fuel | 2007
16554 | 2022 | NV | Nellis Air Force Base Solar Array | 56568 | NS3 |  | OP | PV | SUN | 3.7 | 0.173 | 5599.053 | 20156.4295 | 2817.606 | 10143.3005 | Distributed from 923 Generation And Fuel | 2007
16555 | 2022 | NV | Nellis Solar PV II | 59919 | NSPV2 |  | OP | PV | SUN | 15 | 0.298 | 39101 | 140762.4739 | 19868 | 71524.2278 | Distributed from 923 Generation And Fuel | 2015
16556 | 2022 | NV | Nevada Cogen Assoc#1 GarnetVly | 54350 | GTA |  | OP | CT | NG | 21.7 | 0.887 | 168683 | 607253.942 | 69744 | 251076.3914 | EIA-923 Generator File | 1992 | 2032
16557 | 2022 | NV | Nevada Cogen Assoc#1 GarnetVly | 54350 | GTB |  | OP | CT | NG | 21.7 | 0.958 | 182161 | 655774.3538 | 76128 | 274058.6075 | EIA-923 Generator File | 1992 | 2032
16558 | 2022 | NV | Nevada Cogen Assoc#1 GarnetVly | 54350 | GTC |  | OP | CT | NG | 21.7 | 0.907 | 172377 | 620552.2356 | 74603 | 268568.6515 | EIA-923 Generator File | 1992 | 2032
16559 | 2022 | NV | Nevada Cogen Assoc#1 GarnetVly | 54350 | STM | 1 | OP | CA | NG | 29.7 | 0.733 | 190762 | 686737.7061 | 90715 | 326571.3874 | EIA-923 Generator File | 1992 | 2032
16560 | 2022 | NV | Nevada Cogen Associates 2 Black Mountain | 54349 | GTA |  | OP | CT | NG | 22.2 | 0.875 | 170162 | 612578.2994 | 70530 | 253905.9688 | EIA-923 Generator File | 1992 | 2030
16561 | 2022 | NV | Nevada Cogen Associates 2 Black Mountain | 54349 | GTB |  | OP | CT | NG | 22.2 | 0.832 | 161807 | 582500.54 | 73367 | 264119.087 | EIA-923 Generator File | 1992 | 2030
16562 | 2022 | NV | Nevada Cogen Associates 2 Black Mountain | 54349 | GTC |  | OP | CT | NG | 22.2 | 0.888 | 172615 | 621409.0287 | 73638 | 265094.6792 | EIA-923 Generator File | 1992 | 2030
16563 | 2022 | NV | Nevada Cogen Associates 2 Black Mountain | 54349 | STM | 1 | OP | CA | NG | 29.7 | 0.733 | 190696 | 686500.108 | 93080 | 335085.3193 | EIA-923 Generator File | 1992 | 2030
16564 | 2022 | NV | Nevada Solar One | 56405 | ONE | 1 | OP | ST | SUN | 75.7 | 0.141 | 93762 | 337540.4997 | 54523 | 196281.2298 | Data from EIA-923 Generator File overwritten with distributed data from EIA-923 Generation and Fuel | 2007
16565 | 2022 | NV | New Lahontan | 50261 | GEN1 |  | OP | HY | WAT | 4 | 0.293 | 10259 | 36932.1045 | 4655 | 16757.8659 | Distributed from 923 Generation And Fuel | 1989
16566 | 2022 | NV | NGP Blue Mountain I LLC | 56982 | BM1 |  | OP | BT | GEO | 21.3 | 0.376 | 70231.667 | 252831.9785 | 27272 | 98178.4146 | Distributed from 923 Generation And Fuel | 2009
16567 | 2022 | NV | NGP Blue Mountain I LLC | 56982 | BM2 |  | OP | BT | GEO | 21.3 | 0.376 | 70231.667 | 252831.9785 | 27272 | 98178.4146 | Distributed from 923 Generation And Fuel | 2009
16568 | 2022 | NV | NGP Blue Mountain I LLC | 56982 | BM3 |  | OP | BT | GEO | 21.3 | 0.376 | 70231.667 | 252831.9785 | 27272 | 98178.4146 | Distributed from 923 Generation And Fuel | 2009
16569 | 2022 | NV | North Valmy | 8224 | 1 | 1 | OP | ST | BIT | 277.2 | 0.248 | 602426 | 2168716.2503 | 296794 | 1068449.8524 | EIA-923 Generator File | 1981 | 2025
16570 | 2022 | NV | North Valmy | 8224 | 2 | 1 | OP | ST | BIT | 289.8 | 0.315 | 799472 | 2878076.1754 | 439115 | 1580801.3536 | EIA-923 Generator File | 1985 | 2025
16571 | 2022 | NV | NVSS-II | 62636 | NVSS2 |  | OP | PV | SUN | 15 | 0.249 | 32726 | 117812.6575 | 16469 | 59287.9257 | Distributed from 923 Generation And Fuel | 2017
16572 | 2022 | NV | Patua Acquisition Project, LLC | 58319 | 1 |  | OP | BT | GEO | 16 | 0.236 | 33016 | 118856.6491 | 12820.667 | 46154.032 | Distributed from 923 Generation And Fuel | 2013
16573 | 2022 | NV | Patua Acquisition Project, LLC | 58319 | 3 |  | OP | BT | GEO | 16 | 0.236 | 33016 | 118856.6491 | 12820.667 | 46154.032 | Distributed from 923 Generation And Fuel | 2013
16574 | 2022 | NV | Patua Acquisition Project, LLC | 58319 | 5 |  | OP | BT | GEO | 16 | 0.236 | 33016 | 118856.6491 | 12820.667 | 46154.032 | Distributed from 923 Generation And Fuel | 2013
16575 | 2022 | NV | Patua Acquisition Project, LLC | 58319 | PV-01 |  | OP | PV | SUN | 10.6 | 0.293 | 27241 | 98066.8155 | 13709 | 49352.0052 | Distributed from 923 Generation And Fuel | 2017
16576 | 2022 | NV | Playa Solar 1, LLC | 59827 | GEN01 |  | OP | PV | SUN | 79 | 0.302 | 209250 | 753293.9736 | 107578 | 387277.7018 | Distributed from 923 Generation And Fuel | 2017
16577 | 2022 | NV | Playa Solar 2 | 60261 | GEN1 |  | OP | PV | SUN | 100 | 0.323 | 283082 | 1019087.0473 | 143966 | 518273.4538 | Distributed from 923 Generation And Fuel | 2017
16578 | 2022 | NV | Republic Services Renewable Energy, LLC | 60792 | GT1 |  | OP | GT | LFG | 6 | 0.281 | 14767.5 | 53162.5747 | 6155.5 | 22159.6227 | Distributed from 923 Generation And Fuel | 2012
16579 | 2022 | NV | Republic Services Renewable Energy, LLC | 60792 | GT2 |  | OP | GT | LFG | 6 | 0.281 | 14767.5 | 53162.5747 | 6155.5 | 22159.6227 | Distributed from 923 Generation And Fuel | 2012
16580 | 2022 | NV | Richard Burdette Geothermal | 56321 | 1 |  | OP | BT | GEO | 15 | 0.439 | 57693.5 | 207694.9384 | 22403 | 80650.1548 | Distributed from 923 Generation And Fuel | 2005
16581 | 2022 | NV | Richard Burdette Geothermal | 56321 | OEC2 |  | OP | BT | GEO | 15 | 0.439 | 57693.5 | 207694.9384 | 22403 | 80650.1548 | Distributed from 923 Generation And Fuel | 2005
16582 | 2022 | NV | River Mountains Solar | 59747 | 1 |  | OP | PV | SUN | 14.4 | 0.185 | 23279 | 83803.7296 | 11715 | 42173.6626 | Distributed from 923 Generation And Fuel | 2016
16583 | 2022 | NV | Saguaro Power | 54271 | CTG1 |  | OP | CT | NG | 45.1 | 0.509 | 201075 | 723864.2091 | 114343 | 411631.5069 | EIA-923 Generator File | 1991 | 2032
16584 | 2022 | NV | Saguaro Power | 54271 | CTG2 |  | OP | CT | NG | 45.1 | 0.5 | 197686 | 711663.9067 | 112043 | 403351.5732 | EIA-923 Generator File | 1991 | 2032
16585 | 2022 | NV | Saguaro Power | 54271 | STG | 2 | OP | CA | NG | 37 | 0.484 | 156877 | 564752.682 | 93572 | 336856.5051 | EIA-923 Generator File | 1991 | 2032
16586 | 2022 | NV | San Emidio | 57456 | SE-U1 |  | OP | ST | GEO | 11.8 | 0.829 | 85671 | 308413.1327 | 33267 | 119760.2419 | Distributed from 923 Generation And Fuel | 2012
16587 | 2022 | NV | Searchlight Solar | 59404 | 1 |  | OP | PV | SUN | 17.5 | 0.315 | 48257 | 173723.8102 | 24285 | 87425.3006 | Distributed from 923 Generation And Fuel | 2014
16588 | 2022 | NV | Silver State Solar Power North | 57442 | 56188 |  | OP | PV | SUN | 52 | 0.257 | 117193 | 421891.4249 | 53147 | 191327.6694 | Distributed from 923 Generation And Fuel | 2012
16589 | 2022 | NV | Silver State Solar Power South | 58644 | BLK1 |  | OP | PV | SUN | 26.4 | 0.28 | 64651.682 | 232744.1932 | 34189.675 | 123081.8453 | Distributed from 923 Generation And Fuel | 2015
16590 | 2022 | NV | Silver State Solar Power South | 58644 | BLK2 |  | OP | PV | SUN | 27.9 | 0.28 | 68325.073 | 245968.2951 | 36132.27 | 130075.1314 | Distributed from 923 Generation And Fuel | 2015
16591 | 2022 | NV | Silver State Solar Power South | 58644 | BLK3 |  | OP | PV | SUN | 37.2 | 0.28 | 91100.097 | 327957.7255 | 48176.36 | 173433.5085 | Distributed from 923 Generation And Fuel | 2015
16592 | 2022 | NV | Silver State Solar Power South | 58644 | BLK4 |  | OP | PV | SUN | 35.7 | 0.28 | 87426.706 | 314733.6237 | 46233.765 | 166440.2225 | Distributed from 923 Generation And Fuel | 2016
16593 | 2022 | NV | Silver State Solar Power South | 58644 | BLK5 |  | OP | PV | SUN | 35 | 0.28 | 85712.457 | 308562.3767 | 45327.22 | 163176.6866 | Distributed from 923 Generation And Fuel | 2016
16594 | 2022 | NV | Silver State Solar Power South | 58644 | BLK6 |  | OP | PV | SUN | 36.6 | 0.28 | 89630.74 | 322668.0827 | 47399.322 | 170636.1941 | Distributed from 923 Generation And Fuel | 2016
16595 | 2022 | NV | Silver State Solar Power South | 58644 | BLK7 |  | OP | PV | SUN | 35 | 0.28 | 85712.457 | 308562.3767 | 45327.22 | 163176.6866 | Distributed from 923 Generation And Fuel | 2016
16596 | 2022 | NV | Silver State Solar Power South | 58644 | BLK8 |  | OP | PV | SUN | 26.3 | 0.28 | 64406.789 | 231862.5855 | 34060.168 | 122615.6239 | Distributed from 923 Generation And Fuel | 2016
16597 | 2022 | NV | Silverhawk | 55841 | CT1 |  | OP | CT | NG | 197.2 | 0.356 | 614212 | 2211145.5108 | 303532 | 1092706.4583 | EIA-923 Generator File | 2004
16598 | 2022 | NV | Silverhawk | 55841 | CT2 |  | OP | CT | NG | 197.2 | 0.314 | 541617 | 1949805.6016 | 239037 | 860526.3158 | EIA-923 Generator File | 2004
16599 | 2022 | NV | Silverhawk | 55841 | ST1 | 2 | OP | CA | NG | 270.3 | 0.273 | 646139 | 2326081.7913 | 308612 | 1110994.312 | EIA-923 Generator File | 2004
16600 | 2022 | NV | Soda Lake 3 | 63365 | SL3 |  | OP | BT | GEO | 26 | 0.533 | 121342 | 436827.7054 | 41731 | 150230.3982 | Distributed from 923 Generation And Fuel | 2019
16601 | 2022 | NV | Soda Lake Geothermal No I II | 52174 | OEC4 |  | RE | ST | GEO | 3.5 | 0 | 0 | 0 | 0 | 0 | Distributed from 923 Generation And Fuel | 1990 | 2022
16602 | 2022 | NV | Soda Lake Geothermal No I II | 52174 | OEC5 |  | RE | ST | GEO | 3.5 | 0 | 0 | 0 | 0 | 0 | Distributed from 923 Generation And Fuel | 1990 | 2022
16603 | 2022 | NV | Soda Lake Geothermal No I II | 52174 | OEC6 |  | RE | ST | GEO | 3.5 | 0 | 0 | 0 | 0 | 0 | Distributed from 923 Generation And Fuel | 1990 | 2022
16604 | 2022 | NV | Solar Las Vegas MB 2, LLC | 60350 | LVMB2 |  | OP | PV | SUN | 1.5 | 0.216 | 2837 | 10213.1183 | 1428 | 5140.7589 | Distributed from 923 Generation And Fuel | 2016
16605 | 2022 | NV | Solar Las Vegas MB-1 | 59430 | MB-1 |  | OP | PV | SUN | 4.9 | 0.239 | 10249 | 36896.1048 | 5158 | 18568.6515 | Distributed from 923 Generation And Fuel | 2015
16606 | 2022 | NV | Spectrum Solar PV Power Project | 58490 | 1 |  | OP | PV | SUN | 30.2 | 0.317 | 83983 | 302336.3813 | 42263 | 152145.5828 | Distributed from 923 Generation And Fuel | 2013
16607 | 2022 | NV | Spring Valley Wind Project | 57192 | WTG |  | OP | WT | WND | 150 | 0.24 | 315551 | 1135974.5122 | 127133 | 457675.1386 | Distributed from 923 Generation And Fuel | 2012
16608 | 2022 | NV | Star Peak Geothermal Plant | 65773 | 3500 |  | OP | BT | GEO | 3.5 | 0.133 | 4076.781 | 14676.2942 | 1495.89 | 5385.1609 | Distributed from 923 Generation And Fuel | 2022
16609 | 2022 | NV | Star Peak Geothermal Plant | 65773 | 5100A |  | OP | BT | GEO | 5.1 | 0.133 | 5940.452 | 21385.4561 | 2179.726 | 7846.9508 | Distributed from 923 Generation And Fuel | 2022
16610 | 2022 | NV | Star Peak Geothermal Plant | 65773 | 5100B |  | OP | BT | GEO | 5.1 | 0.133 | 5940.452 | 21385.4561 | 2179.726 | 7846.9508 | Distributed from 923 Generation And Fuel | 2022
16611 | 2022 | NV | Star Peak Geothermal Plant | 65773 | 5200 |  | OP | BT | GEO | 5.2 | 0.133 | 6056.932 | 21804.7808 | 2222.466 | 8000.8136 | Distributed from 923 Generation And Fuel | 2022
16612 | 2022 | NV | Star Peak Geothermal Plant | 65773 | STEAM |  | OP | BT | GEO | 3 | 0.133 | 3494.384 | 12579.6818 | 1282.192 | 4615.8543 | Distributed from 923 Generation And Fuel | 2022
16613 | 2022 | NV | Steamboat Hills LP | 50654 | OEC51 |  | OP | BT | GEO | 25.7 | 0.836 | 188131.32 | 677267.3339 | 73053.877 | 262991.8533 | Distributed from 923 Generation And Fuel | 2020
16614 | 2022 | NV | Steamboat Hills LP | 50654 | OEC52 |  | OP | BT | GEO | 5.9 | 0.836 | 43189.68 | 155481.6041 | 16771.123 | 60375.5598 | Distributed from 923 Generation And Fuel | 2020
16615 | 2022 | NV | Steamboat Hills LP | 50654 | SBSOL |  | OP | PV | SUN | 2 | 0 | 0 | 0 | 0 | 0 | Distributed from 923 Generation And Fuel | 2022
16616 | 2022 | NV | Steamboat II | 54665 | T201 |  | OP | BT | GEO | 9.1 | 0.277 | 22045 | 79361.3651 | 8560.5 | 30817.5535 | Distributed from 923 Generation And Fuel | 1992
16617 | 2022 | NV | Steamboat II | 54665 | T202 |  | OP | BT | GEO | 9.1 | 0.277 | 22045 | 79361.3651 | 8560.5 | 30817.5535 | Distributed from 923 Generation And Fuel | 1992
16618 | 2022 | NV | Steamboat III | 54666 | T301 |  | OP | BT | GEO | 9.1 | 0.277 | 22052 | 79386.5649 | 8563 | 30826.5534 | Distributed from 923 Generation And Fuel | 1992
16619 | 2022 | NV | Steamboat III | 54666 | T302 |  | OP | BT | GEO | 9.1 | 0.277 | 22052 | 79386.5649 | 8563 | 30826.5534 | Distributed from 923 Generation And Fuel | 1992
16620 | 2022 | NV | Stillwater Facility | 50765 | 1 |  | OP | PV | SUN | 22 | 0.207 | 39804 | 143293.2537 | 20031 | 72111.0231 | Distributed from 923 Generation And Fuel | 2012
16621 | 2022 | NV | Stillwater Facility | 50765 | 1-1 |  | OP | BT | GEO | 11.8 | 0.229 | 23657 | 85164.5187 | 9186.25 | 33070.2354 | Distributed from 923 Generation And Fuel | 2009
16622 | 2022 | NV | Stillwater Facility | 50765 | 1-2 |  | OP | BT | GEO | 11.8 | 0.229 | 23657 | 85164.5187 | 9186.25 | 33070.2354 | Distributed from 923 Generation And Fuel | 2009
16623 | 2022 | NV | Stillwater Facility | 50765 | 2-1 |  | OP | BT | GEO | 11.8 | 0.229 | 23657 | 85164.5187 | 9186.25 | 33070.2354 | Distributed from 923 Generation And Fuel | 2009
16624 | 2022 | NV | Stillwater Facility | 50765 | 2-2 |  | OP | BT | GEO | 11.8 | 0.229 | 23657 | 85164.5187 | 9186.25 | 33070.2354 | Distributed from 923 Generation And Fuel | 2009
16625 | 2022 | NV | Sun Peak Generating Station | 54854 | 5657 |  | SB | GT | NG | 74 | 0.017 | 11195.667 | 40304.0788 | 4810.667 | 17318.2627 | Distributed from 923 Generation And Fuel | 1991
16626 | 2022 | NV | Sun Peak Generating Station | 54854 | 5658 |  | SB | GT | NG | 74 | 0.017 | 11195.667 | 40304.0788 | 4810.667 | 17318.2627 | Distributed from 923 Generation And Fuel | 1991
16627 | 2022 | NV | Sun Peak Generating Station | 54854 | 5659 |  | SB | GT | NG | 74 | 0.017 | 11195.667 | 40304.0788 | 4810.667 | 17318.2627 | Distributed from 923 Generation And Fuel | 1991
16628 | 2022 | NV | Sunshine Valley Solar | 59826 | GEN01 |  | OP | PV | SUN | 103.5 | 0.258 | 233642 | 841104.4712 | 124535 | 448322.4134 | Distributed from 923 Generation And Fuel | 2019
16629 | 2022 | NV | Techren Solar I LLC | 61611 | TECH1 |  | OP | PV | SUN | 100 | 0.246 | 215498 | 775786.5937 | 103766 | 373554.6116 | Distributed from 923 Generation And Fuel | 2019
16630 | 2022 | NV | Techren Solar II LLC | 61930 | TECH2 |  | OP | PV | SUN | 200 | 0.319 | 559239 | 2013244.294 | 280262 | 1008935.1285 | Distributed from 923 Generation And Fuel | 2019
16631 | 2022 | NV | Techren Solar III LLC | 61931 | TECH3 |  | OP | PV | SUN | 25 | 0.306 | 67112 | 241601.2672 | 32737 | 117852.2572 | Distributed from 923 Generation And Fuel | 2020
16632 | 2022 | NV | Techren Solar IV LLC | 61932 | TECH4 |  | OP | PV | SUN | 25 | 0.294 | 64424 | 231924.5446 | 31159 | 112171.5026 | Distributed from 923 Generation And Fuel | 2020
16633 | 2022 | NV | Techren Solar V | 62440 | TECH5 |  | OP | PV | SUN | 50 | 0.307 | 134449 | 484012.5279 | 70224 | 252804.3776 | Distributed from 923 Generation And Fuel | 2020
16634 | 2022 | NV | Tesla Reno GigaFactory | 64098 | 1 |  | OP | PV | SUN | 0.4 | 0.161 | 563.821 | 2029.7394 | 283.761 | 1021.5314 | Distributed from 923 Generation And Fuel | 2019
16635 | 2022 | NV | Tesla Reno GigaFactory | 64098 | 2 |  | OP | PV | SUN | 0.5 | 0.161 | 704.776 | 2537.1733 | 354.701 | 1276.9134 | Distributed from 923 Generation And Fuel | 2019
16636 | 2022 | NV | Tesla Reno GigaFactory | 64098 | 5 |  | OP | PV | SUN | 0.9 | 0.161 | 1268.597 | 4566.9127 | 638.463 | 2298.4484 | Distributed from 923 Generation And Fuel | 2021
16637 | 2022 | NV | Tesla Reno GigaFactory | 64098 | RA |  | OP | PV | SUN | 1.1 | 0.161 | 1550.507 | 5581.7805 | 780.343 | 2809.2123 | Distributed from 923 Generation And Fuel | 2022
16638 | 2022 | NV | Tesla Reno GigaFactory | 64098 | RB |  | OP | PV | SUN | 1.8 | 0.161 | 2537.194 | 9133.8253 | 1276.925 | 4596.8932 | Distributed from 923 Generation And Fuel | 2022
16639 | 2022 | NV | Tesla Reno GigaFactory | 64098 | RC |  | OP | PV | SUN | 2 | 0.161 | 2819.104 | 10148.6932 | 1418.806 | 5107.6607 | Distributed from 923 Generation And Fuel | 2022
16640 | 2022 | NV | Townsite Solar Project Hybrid | 60654 | GEN01 |  | OP | PV | SUN | 180 | 0.305 | 480717 | 1730567.3555 | 240005 | 864011.0879 | Distributed from 923 Generation And Fuel | 2021
16641 | 2022 | NV | Townsite Solar Project Hybrid | 60654 | GEN02 |  | OP | BA | MWH | 90 | -0.02 | -15816 | -56937.1445 | -7355 | -26477.7882 | Distributed from 923 Generation And Fuel | 2021
16642 | 2022 | NV | Tracy | 2336 | 10 | 2 | OP | CA | NG | 312 | 0.391 | 1068833 | 3847768.0179 | 480689 | 1730466.5563 | EIA-923 Generator File | 2008
16643 | 2022 | NV | Tracy | 2336 | 3 | 1 | OP | ST | NG | 119.8 | 0.048 | 50483 | 181737.3461 | 35913 | 129285.7657 | EIA-923 Generator File | 1974
16644 | 2022 | NV | Tracy | 2336 | 4 |  | OP | CT | NG | 69.7 | 0.375 | 228863 | 823900.2088 | 113199 | 407513.1399 | EIA-923 Generator File | 1994
16645 | 2022 | NV | Tracy | 2336 | 5 | 1 | OP | CA | NG | 50.2 | 0.216 | 95151 | 342540.8597 | 47895 | 172420.6206 | EIA-923 Generator File | 1996
16646 | 2022 | NV | Tracy | 2336 | 8 |  | OP | CT | NG | 155.6 | 0.676 | 921436 | 3317143.0629 | 401295 | 1444650.4428 | EIA-923 Generator File | 2008
16647 | 2022 | NV | Tracy | 2336 | 9 |  | OP | CT | NG | 155.6 | 0.688 | 937689 | 3375653.3948 | 402269 | 1448156.8147 | EIA-923 Generator File | 2008
16648 | 2022 | NV | Tracy | 2336 | GT3 |  | OP | GT | NG | 85 | 0.143 | 106655 | 383954.9284 | 49749 | 179094.9672 | Distributed from 923 Generation And Fuel | 1994
16649 | 2022 | NV | Tracy | 2336 | GT4 |  | OP | GT | NG | 85 | 0.143 | 106655 | 383954.9284 | 49749 | 179094.9672 | Distributed from 923 Generation And Fuel | 1994
16650 | 2022 | NV | TS Power Plant | 56224 | 001 | 1 | OP | ST | SUB | 242 | 0.633 | 1342470 | 4832853.3372 | 665379 | 2395345.2372 | Distributed from 923 Generation And Fuel | 2008
16651 | 2022 | NV | Tungsten Mountain | 60785 | OEC2 |  | OP | BT | GEO | 25.5 | 0.532 | 118925.472 | 428128.2742 | 47760.072 | 171934.8837 | Distributed from 923 Generation And Fuel | 2022
16652 | 2022 | NV | Tungsten Mountain | 60785 | TMSOL |  | OP | PV | SUN | 7.3 | 0.279 | 17826 | 64173.0866 | 10241 | 36867.3051 | Distributed from 923 Generation And Fuel | 2019
16653 | 2022 | NV | Tungsten Mountain | 60785 | UNIT1 |  | OP | BT | GEO | 37 | 0.532 | 172558.528 | 621205.7312 | 69298.928 | 249474.145 | Distributed from 923 Generation And Fuel | 2017
16654 | 2022 | NV | Turquoise Liberty Solar | 62980 | PV |  | OP | PV | SUN | 10 | 0.279 | 24476 | 88112.8951 | 12317 | 44340.8453 | Distributed from 923 Generation And Fuel | 2019
16655 | 2022 | NV | Turquoise Nevada, LLC | 63906 | 142 |  | OP | PV | SUN | 60 | 0.214 | 112270 | 404168.7666 | 54019 | 194466.8443 | Distributed from 923 Generation And Fuel | 2020
16656 | 2022 | NV | Tuscarora Geothermal Power Plant | 57451 | G9200 |  | OP | BT | GEO | 16 | 0.467 | 65443.5 | 235594.7152 | 25412.5 | 91484.2681 | Distributed from 923 Generation And Fuel | 2012
16657 | 2022 | NV | Tuscarora Geothermal Power Plant | 57451 | G9250 |  | OP | BT | GEO | 16 | 0.467 | 65443.5 | 235594.7152 | 25412.5 | 91484.2681 | Distributed from 923 Generation And Fuel | 2012
16658 | 2022 | NV | Verdi | 6531 | 1 |  | OP | HY | WAT | 2.4 | 0.718 | 15105 | 54377.565 | 8276 | 29793.3617 | Distributed from 923 Generation And Fuel | 1911
16659 | 2022 | NV | Washoe | 6532 | 1 |  | OP | HY | WAT | 1.3 | 0.432 | 4914.5 | 17692.0585 | 2230 | 8027.9358 | Distributed from 923 Generation And Fuel | 1904
16660 | 2022 | NV | Washoe | 6532 | 2 |  | OP | HY | WAT | 1.3 | 0.432 | 4914.5 | 17692.0585 | 2230 | 8027.9358 | Distributed from 923 Generation And Fuel | 1904
16661 | 2022 | NV | Waste Management Lockwood LFGTE | 57166 | GEN1 |  | OP | IC | LFG | 1.6 | 0.691 | 9679 | 34844.1212 | 4034.5 | 14524.0838 | Distributed from 923 Generation And Fuel | 2012
16662 | 2022 | NV | Waste Management Lockwood LFGTE | 57166 | GEN2 |  | OP | IC | LFG | 1.6 | 0.691 | 9679 | 34844.1212 | 4034.5 | 14524.0838 | Distributed from 923 Generation And Fuel | 2012
16663 | 2022 | NV | Western 102 Power Plant | 56500 | A101 |  | OP | IC | NG | 8.4 | 0.342 | 25133.643 | 90480.391 | 13053.714 | 46992.9945 | Distributed from 923 Generation And Fuel | 2005
16664 | 2022 | NV | Western 102 Power Plant | 56500 | B102 |  | OP | IC | NG | 8.4 | 0.342 | 25133.643 | 90480.391 | 13053.714 | 46992.9945 | Distributed from 923 Generation And Fuel | 2005
16665 | 2022 | NV | Western 102 Power Plant | 56500 | B202 |  | OP | IC | NG | 8.4 | 0.342 | 25133.643 | 90480.391 | 13053.714 | 46992.9945 | Distributed from 923 Generation And Fuel | 2005
16666 | 2022 | NV | Western 102 Power Plant | 56500 | C102 |  | OP | IC | NG | 8.4 | 0.342 | 25133.643 | 90480.391 | 13053.714 | 46992.9945 | Distributed from 923 Generation And Fuel | 2005
16667 | 2022 | NV | Western 102 Power Plant | 56500 | C202 |  | OP | IC | NG | 8.4 | 0.342 | 25133.643 | 90480.391 | 13053.714 | 46992.9945 | Distributed from 923 Generation And Fuel | 2005
16668 | 2022 | NV | Western 102 Power Plant | 56500 | D101 |  | OP | IC | NG | 8.4 | 0.342 | 25133.643 | 90480.391 | 13053.714 | 46992.9945 | Distributed from 923 Generation And Fuel | 2005
16669 | 2022 | NV | Western 102 Power Plant | 56500 | E102 |  | OP | IC | NG | 8.4 | 0.342 | 25133.643 | 90480.391 | 13053.714 | 46992.9945 | Distributed from 923 Generation And Fuel | 2005
16670 | 2022 | NV | Western 102 Power Plant | 56500 | E202 |  | OP | IC | NG | 8.4 | 0.342 | 25133.643 | 90480.391 | 13053.714 | 46992.9945 | Distributed from 923 Generation And Fuel | 2005
16671 | 2022 | NV | Western 102 Power Plant | 56500 | F102 |  | OP | IC | NG | 8.4 | 0.342 | 25133.643 | 90480.391 | 13053.714 | 46992.9945 | Distributed from 923 Generation And Fuel | 2005
16672 | 2022 | NV | Western 102 Power Plant | 56500 | F202 |  | OP | IC | NG | 8.4 | 0.342 | 25133.643 | 90480.391 | 13053.714 | 46992.9945 | Distributed from 923 Generation And Fuel | 2005
16673 | 2022 | NV | Western 102 Power Plant | 56500 | G102 |  | OP | IC | NG | 8.4 | 0.342 | 25133.643 | 90480.391 | 13053.714 | 46992.9945 | Distributed from 923 Generation And Fuel | 2005
16674 | 2022 | NV | Western 102 Power Plant | 56500 | G202 |  | OP | IC | NG | 8.4 | 0.342 | 25133.643 | 90480.391 | 13053.714 | 46992.9945 | Distributed from 923 Generation And Fuel | 2005
16675 | 2022 | NV | Western 102 Power Plant | 56500 | H102 |  | OP | IC | NG | 8.4 | 0.342 | 25133.643 | 90480.391 | 13053.714 | 46992.9945 | Distributed from 923 Generation And Fuel | 2005
16676 | 2022 | NV | Western 102 Power Plant | 56500 | H202 |  | OP | IC | NG | 8.4 | 0.342 | 25133.643 | 90480.391 | 13053.714 | 46992.9945 | Distributed from 923 Generation And Fuel | 2005
16677 | 2022 | NV | Western 102 Power Plant | 56500 | PV1 |  | OP | PV | SUN | 1 | 0.166 | 1452 | 5227.1582 | 718 | 2584.7793 | Distributed from 923 Generation And Fuel | 2007
16678 | 2022 | NV | Whitegrass No. 1 | 63001 | OH1 |  | OP | BT | GEO | 1.9 | 0.339 | 5649.531 | 20338.1489 | 2193.906 | 7897.9984 | Distributed from 923 Generation And Fuel | 2018
16679 | 2022 | NV | Whitegrass No. 1 | 63001 | OH2 |  | OP | BT | GEO | 1.9 | 0.339 | 5649.531 | 20338.1489 | 2193.906 | 7897.9984 | Distributed from 923 Generation And Fuel | 2018
16680 | 2022 | NV | Whitegrass No. 1 | 63001 | OL1 |  | OP | BT | GEO | 1.3 | 0.339 | 3865.469 | 13915.5771 | 1501.094 | 5403.8952 | Distributed from 923 Generation And Fuel | 2018
16681 | 2022 | NV | Whitegrass No. 1 | 63001 | OL2 |  | OP | BT | GEO | 1.3 | 0.339 | 3865.469 | 13915.5771 | 1501.094 | 5403.8952 | Distributed from 923 Generation And Fuel | 2018
16682 | 2022 | NY | (3K) 59 Hetcheltown Rd | 66729 | P3101 |  | OP | PV | SUN | 1.4 | 0.149 | 1831 | 6591.5473 | 931 | 3351.5732 | Distributed from 923 Generation And Fuel | 2020
16683 | 2022 | NY | 100 Brook Hill Drive Solar | 63292 | BHD |  | OP | PV | SUN | 2 | 0.126 | 2203 | 7930.7366 | 1120 | 4031.9677 | Distributed from 923 Generation And Fuel | 2015
16684 | 2022 | NY | 100 Lower | 65620 | 100LR |  | OP | PV | SUN | 2 | 0.193 | 3379 | 12164.3027 | 1718 | 6184.7505 | Distributed from 923 Generation And Fuel | 2020
16685 | 2022 | NY | 1639 RT 29 Solar 1 | 65785 | 19822 |  | OP | PV | SUN | 4 | 0.216 | 7580 | 27287.7817 | 3853 | 13870.689 | Distributed from 923 Generation And Fuel | 2020
16686 | 2022 | NY | 1639 RT 29 Solar 2 | 65786 | 19823 |  | OP | PV | SUN | 2.5 | 0.198 | 4344 | 15638.2749 | 2208 | 7948.7364 | Distributed from 923 Generation And Fuel | 2020
16687 | 2022 | NY | 25 Ashdown Road Solar, LLC | 62998 | ASHDO |  | OP | PV | SUN | 4 | 0.181 | 6338 | 22816.6175 | 3222 | 11599.1072 | Distributed from 923 Generation And Fuel | 2019
16688 | 2022 | NY | 3104 Batavia Solar | 66036 | 20205 |  | OP | PV | SUN | 3 | 0.199 | 5227 | 18817.0495 | 2657 | 9565.1235 | Distributed from 923 Generation And Fuel | 2021
16689 | 2022 | NY | 3232 Batavia Solar | 66037 | 20206 |  | OP | PV | SUN | 4 | 0.199 | 6970 | 25091.7993 | 3543 | 12754.698 | Distributed from 923 Generation And Fuel | 2021
16690 | 2022 | NY | 456 Lower | 65621 | 456LR |  | OP | PV | SUN | 1.4 | 0.188 | 2300 | 8279.9338 | 1169 | 4208.3663 | Distributed from 923 Generation And Fuel | 2020
16691 | 2022 | NY | 500MW CC | 56196 | CA01 | 2 | OP | CA | NG | 188 | 0.571 | 939920 | 3383684.9305 | 477671 | 1719601.8432 | EIA-923 Generator File | 2005
16692 | 2022 | NY | 500MW CC | 56196 | CT01 |  | OP | CT | NG | 170 | 0.568 | 846319 | 3046724.0262 | 391914 | 1410879.113 | EIA-923 Generator File | 2005
16693 | 2022 | NY | 500MW CC | 56196 | CT02 |  | OP | CT | NG | 170 | 0.537 | 800049 | 2880153.3588 | 419957 | 1511833.1053 | EIA-923 Generator File | 2005
16694 | 2022 | NY | 59th Street | 2503 | GT1 |  | OP | GT | NG | 17.1 | 0.002 | 230 | 827.9934 | 116 | 417.5967 | Distributed from 923 Generation And Fuel | 1969 | 2025
16695 | 2022 | NY | 6140 Route 209 - North | 64046 | 7140 |  | OP | PV | SUN | 4 | 0.201 | 7033 | 25318.5975 | 3575 | 12869.897 | Distributed from 923 Generation And Fuel | 2019
16696 | 2022 | NY | 74th Street | 2504 | GT1 |  | OP | GT | KER | 18.5 | 0.001 | 101.5 | 365.3971 | 1.5 | 5.4 | Distributed from 923 Generation And Fuel | 1968
16697 | 2022 | NY | 74th Street | 2504 | GT2 |  | OP | GT | KER | 18.5 | 0.001 | 101.5 | 365.3971 | 1.5 | 5.4 | Distributed from 923 Generation And Fuel | 1968
16698 | 2022 | NY | 98th Street Battery Storage Station | 62839 | ESS98 |  | OP | BA | MWH | 2 | 0.001 | 16 | 57.5995 | 7 | 25.1998 | Distributed from 923 Generation And Fuel | 2021
16699 | 2022 | NY | Adirondack Solar | 63772 | 1394 |  | OP | PV | SUN | 1.1 | 0.181 | 1740 | 6263.9499 | 885 | 3185.9745 | Distributed from 923 Generation And Fuel | 2018
16700 | 2022 | NY | Aegis CSG | 63059 | 19 |  | OP | PV | SUN | 2 | 0.198 | 3474 | 12506.2999 | 1766 | 6357.5491 | Distributed from 923 Generation And Fuel | 2018
16701 | 2022 | NY | AES Tonawanda Solar LLC | 63161 | TNWDA |  | OP | PV | SUN | 2 | 0.18 | 3152 | 11347.1092 | 1602 | 5767.1539 | Distributed from 923 Generation And Fuel | 2020
16702 | 2022 | NY | Airport Road Solar (CSG) | 65385 | AIRPT |  | OP | PV | SUN | 3.4 | 0.031 | 912 | 3283.1737 | 284 | 1022.3918 | Distributed from 923 Generation And Fuel | 2022
16703 | 2022 | NY | Al Turi | 10549 | 2 |  | RE | IC | LFG | 0.8 | 0 | 0 | 0 | 0 | 0 | Distributed from 923 Generation And Fuel | 2011 | 2022
16704 | 2022 | NY | Al Turi | 10549 | 3 |  | RE | IC | LFG | 0.8 | 0 | 0 | 0 | 0 | 0 | Distributed from 923 Generation And Fuel | 2011 | 2022
16705 | 2022 | NY | Al Turi | 10549 | 3010 |  | RE | IC | LFG | 0.8 | 0 | 0 | 0 | 0 | 0 | Distributed from 923 Generation And Fuel | 1998 | 2022
16706 | 2022 | NY | Albany Medical Ctr Cogen Plant | 59453 | GTG1A |  | OP | GT | NG | 4.3 | 0.882 | 33232 | 119634.2429 | 16751 | 60303.1176 | Distributed from 923 Generation And Fuel | 2020
16707 | 2022 | NY | Albert Einstein College of Medicine | 62398 | CM058 |  | SB | IC | DFO | 0.2 | 0 | 0.548 | 1.9728 | 0 | 0 | Distributed from 923 Generation And Fuel | 2022
16708 | 2022 | NY | Albert Einstein College of Medicine | 62398 | CM454 |  | SB | IC | DFO | 0.5 | 0 | 1.369 | 4.9284 | 0 | 0 | Distributed from 923 Generation And Fuel | 2012
16709 | 2022 | NY | Albert Einstein College of Medicine | 62398 | CP035 |  | SB | IC | DFO | 1 | 0 | 2.738 | 9.8567 | 0 | 0 | Distributed from 923 Generation And Fuel | 2002
16710 | 2022 | NY | Albert Einstein College of Medicine | 62398 | CP643 |  | SB | IC | DFO | 0.2 | 0 | 0.548 | 1.9728 | 0 | 0 | Distributed from 923 Generation And Fuel | 2002
16711 | 2022 | NY | Albert Einstein College of Medicine | 62398 | CP703 |  | SB | IC | DFO | 0.5 | 0 | 1.369 | 4.9284 | 0 | 0 | Distributed from 923 Generation And Fuel | 2001
16712 | 2022 | NY | Albert Einstein College of Medicine | 62398 | CP810 |  | SB | IC | DFO | 0.7 | 0 | 1.917 | 6.9011 | 0 | 0 | Distributed from 923 Generation And Fuel | 2002
16713 | 2022 | NY | Albert Einstein College of Medicine | 62398 | CP919 |  | SB | IC | DFO | 0.1 | 0 | 0.274 | 0.98639 | 0 | 0 | Distributed from 923 Generation And Fuel | 2002
16714 | 2022 | NY | Albert Einstein College of Medicine | 62398 | CP922 |  | SB | IC | DFO | 0.5 | 0 | 1.369 | 4.9284 | 0 | 0 | Distributed from 923 Generation And Fuel | 2008
16715 | 2022 | NY | Albert Einstein College of Medicine | 62398 | CP925 |  | SB | IC | DFO | 0.9 | 0 | 2.464 | 8.8703 | 0 | 0 | Distributed from 923 Generation And Fuel | 2002
16716 | 2022 | NY | Albert Einstein College of Medicine | 62398 | CP961 |  | SB | IC | DFO | 1.8 | 0 | 4.929 | 17.7443 | 0 | 0 | Distributed from 923 Generation And Fuel | 2008
16717 | 2022 | NY | Albert Einstein College of Medicine | 62398 | CP962 |  | SB | IC | DFO | 1.8 | 0 | 4.929 | 17.7443 | 0 | 0 | Distributed from 923 Generation And Fuel | 2008
16718 | 2022 | NY | Albert Einstein College of Medicine | 62398 | WK259 |  | SB | IC | NG | 0.2 | 0 | 0.548 | 1.9728 | 0 | 0 | Distributed from 923 Generation And Fuel | 2002
16719 | 2022 | NY | Alice Falls Hydro Project | 54391 | 1 |  | OP | HY | WAT | 1.5 | 0.347 | 4562.857 | 16426.1538 | 1907.857 | 6868.2303 | Distributed from 923 Generation And Fuel | 1991
16720 | 2022 | NY | Alice Falls Hydro Project | 54391 | 2 |  | OP | HY | WAT | 0.6 | 0.347 | 1825.143 | 6570.4622 | 763.143 | 2747.2928 | Distributed from 923 Generation And Fuel | 1991
16721 | 2022 | NY | Alleghany Station No. 133 | 10619 | 1 |  | OP | CT | NG | 42 | 0.086 | 31616 | 113816.6895 | 11578 | 41680.4666 | EIA-923 Generator File | 1994
16722 | 2022 | NY | Alleghany Station No. 133 | 10619 | 2 | 1 | OP | CA | NG | 25 | 0.056 | 12348 | 44452.4444 | 4256 | 15321.4774 | EIA-923 Generator File | 1994
16723 | 2022 | NY | Allens Falls | 2540 | 1 |  | OP | HY | WAT | 4 | 0.723 | 25342 | 91230.4702 | 10596 | 38145.2948 | Distributed from 923 Generation And Fuel | 1927
16724 | 2022 | NY | Allis Medina Solar LLC CSG | 63129 | ALLIS |  | OP | PV | SUN | 5 | 0.188 | 8219 | 29588.1633 | 4178 | 15040.6797 | Distributed from 923 Generation And Fuel | 2020
16725 | 2022 | NY | Altice - Hicksville | 65212 | ATC04 |  | OP | FC | NG | 2 | 0.997 | 17462 | 62862.6971 | 8802 | 31686.9465 | Distributed from 923 Generation And Fuel | 2021
16726 | 2022 | NY | Altona | 56901 | 1 |  | OP | WT | WND | 97.5 | 0.162 | 138227 | 497613.2191 | 41978 | 151119.591 | Distributed from 923 Generation And Fuel | 2009
16727 | 2022 | NY | Amazon JFK8 Solar Project | 64351 | JFK8 |  | OA | PV | SUN | 4.9 | 0 | 0 | 0 | 0 | 0 | Distributed from 923 Generation And Fuel | 2021
16728 | 2022 | NY | Amsterdam North | 61904 | 10044 |  | OP | PV | SUN | 2 | 0.191 | 3353 | 12070.7034 | 1705 | 6137.9509 | Distributed from 923 Generation And Fuel | 2018
16729 | 2022 | NY | Amsterdam South | 61905 | 10045 |  | OP | PV | SUN | 2 | 0.173 | 3039 | 10940.3125 | 1545 | 5561.9555 | Distributed from 923 Generation And Fuel | 2018
16730 | 2022 | NY | Angelica Solar Site 1 | 66061 | A1 |  | OP | PV | SUN | 5 | 0.065 | 2864 | 10310.3175 | 2054 | 7394.3408 | Distributed from 923 Generation And Fuel | 2022
16731 | 2022 | NY | Angelica Solar Site 2 | 66062 | A2 |  | OP | PV | SUN | 5 | 0.065 | 2864 | 10310.3175 | 2054 | 7394.3408 | Distributed from 923 Generation And Fuel | 2022
16732 | 2022 | NY | Angelica Solar Site 3 | 66063 | A3 |  | OP | PV | SUN | 5 | 0.065 | 2864 | 10310.3175 | 2054 | 7394.3408 | Distributed from 923 Generation And Fuel | 2022
16733 | 2022 | NY | Angelica Solar Site 4 | 66064 | A4 |  | OP | PV | SUN | 5 | 0.065 | 2864 | 10310.3175 | 2054 | 7394.3408 | Distributed from 923 Generation And Fuel | 2022
16734 | 2022 | NY | Anheuser-Busch Baldwinsville | 61575 | BAL01 |  | OP | PV | SUN | 2 | 0.105 | 1844 | 6638.3469 | 937 | 3373.173 | Distributed from 923 Generation And Fuel | 2018
16735 | 2022 | NY | Apple Staten Island - Industrial Loop | 66457 | APP18 |  | OP | FC | NG | 5 | 0.347 | 15193 | 54694.3624 | 9853 | 35470.5162 | Distributed from 923 Generation And Fuel | 2022
16736 | 2022 | NY | Apple Staten Island - Winant Place | 66460 | APP21 |  | OP | FC | NG | 5 | 0.347 | 15193 | 54694.3624 | 7213 | 25966.5923 | Distributed from 923 Generation And Fuel | 2022
16737 | 2022 | NY | Arkwright Summit Wind Farm LLC | 61673 | WT |  | OP | WT | WND | 78.4 | 0.379 | 260569 | 938040.8957 | 79240 | 285261.7179 | Distributed from 923 Generation And Fuel | 2018
16738 | 2022 | NY | Arthur Kill Generating Station | 2490 | 2 | 1 | OP | ST | NG | 342 | 0.224 | 670219 | 2412769.0978 | 413162 | 1487371.301 | EIA-923 Generator File | 1959
16739 | 2022 | NY | Arthur Kill Generating Station | 2490 | 3 | 1 | OP | ST | NG | 535.5 | 0.062 | 289521 | 1042267.2619 | 178568 | 642839.6573 | EIA-923 Generator File | 1969
16740 | 2022 | NY | Arthur Kill Generating Station | 2490 | GT1 |  | OP | GT | NG | 18 | 0.01 | 1565 | 5633.9549 | 784 | 2822.3774 | Distributed from 923 Generation And Fuel | 1970
16741 | 2022 | NY | Ashokan | 88 | 1 |  | OP | HY | WAT | 2.3 | 0.269 | 5421 | 19515.4439 | 2266.5 | 8159.3347 | Distributed from 923 Generation And Fuel | 1982
16742 | 2022 | NY | Ashokan | 88 | 2 |  | OP | HY | WAT | 2.3 | 0.269 | 5421 | 19515.4439 | 2266.5 | 8159.3347 | Distributed from 923 Generation And Fuel | 1982
16743 | 2022 | NY | Astoria Energy | 55375 | CT1 |  | OP | CT | NG | 170 | 0.783 | 1166656 | 4199928.0006 | 493597 | 1776934.9845 | EIA-923 Generator File | 2006
16744 | 2022 | NY | Astoria Energy | 55375 | CT2 |  | OP | CT | NG | 170 | 0.745 | 1108769 | 3991536.4677 | 469732 | 1691021.6718 | EIA-923 Generator File | 2006
16745 | 2022 | NY | Astoria Energy | 55375 | ST1 | 2 | OP | CA | NG | 255 | 0.603 | 1346305 | 4846659.2267 | 609977 | 2195899.6328 | EIA-923 Generator File | 2006
16746 | 2022 | NY | Astoria Energy | 55375 | CT3 |  | OP | CT | NG | 200 | 0.609 | 1067365 | 3842483.2601 | 519150 | 1868925.0486 | EIA-923 Generator File | 2011
16747 | 2022 | NY | Astoria Energy | 55375 | CT4 |  | OP | CT | NG | 200 | 0.635 | 1112324 | 4004334.3653 | 512494 | 1844963.6403 | EIA-923 Generator File | 2011
16748 | 2022 | NY | Astoria Energy | 55375 | ST2 | 2 | OP | CA | NG | 250 | 0.642 | 1406390 | 5062963.4963 | 704634 | 2536662.1067 | EIA-923 Generator File | 2011
16749 | 2022 | NY | Astoria Gas Turbines | 55243 | 2-1 |  | OP | GT | NG | 41.9 | 0.011 | 4004.25 | 14415.1847 | 1996 | 7185.5425 | Distributed from 923 Generation And Fuel | 1970 | 2023
16750 | 2022 | NY | Astoria Gas Turbines | 55243 | 2-2 |  | OP | GT | NG | 41.9 | 0.011 | 4004.25 | 14415.1847 | 1996 | 7185.5425 | Distributed from 923 Generation And Fuel | 1970 | 2023
16751 | 2022 | NY | Astoria Gas Turbines | 55243 | 2-3 |  | OP | GT | NG | 41.9 | 0.011 | 4004.25 | 14415.1847 | 1996 | 7185.5425 | Distributed from 923 Generation And Fuel | 1970 | 2023
16752 | 2022 | NY | Astoria Gas Turbines | 55243 | 2-4 |  | OP | GT | NG | 41.9 | 0.011 | 4004.25 | 14415.1847 | 1996 | 7185.5425 | Distributed from 923 Generation And Fuel | 1970 | 2023
16753 | 2022 | NY | Astoria Gas Turbines | 55243 | 3-1 |  | OP | GT | NG | 41.9 | 0.011 | 4004.25 | 14415.1847 | 1996 | 7185.5425 | Distributed from 923 Generation And Fuel | 1970 | 2023
16754 | 2022 | NY | Astoria Gas Turbines | 55243 | 3-2 |  | OP | GT | NG | 41.9 | 0.011 | 4004.25 | 14415.1847 | 1996 | 7185.5425 | Distributed from 923 Generation And Fuel | 1970 | 2023
16755 | 2022 | NY | Astoria Gas Turbines | 55243 | 3-3 |  | OP | GT | NG | 41.9 | 0.011 | 4004.25 | 14415.1847 | 1996 | 7185.5425 | Distributed from 923 Generation And Fuel | 1970 | 2023
16756 | 2022 | NY | Astoria Gas Turbines | 55243 | 3-4 |  | OP | GT | NG | 41.9 | 0.011 | 4004.25 | 14415.1847 | 1996 | 7185.5425 | Distributed from 923 Generation And Fuel | 1970 | 2023
16757 | 2022 | NY | Astoria Gas Turbines | 55243 | 4-1 |  | OP | GT | NG | 41.9 | 0.011 | 4004.25 | 14415.1847 | 1996 | 7185.5425 | Distributed from 923 Generation And Fuel | 1970 | 2023
16758 | 2022 | NY | Astoria Gas Turbines | 55243 | 4-2 |  | OP | GT | NG | 41.9 | 0.011 | 4004.25 | 14415.1847 | 1996 | 7185.5425 | Distributed from 923 Generation And Fuel | 1970 | 2023
16759 | 2022 | NY | Astoria Gas Turbines | 55243 | 4-3 |  | OP | GT | NG | 41.9 | 0.011 | 4004.25 | 14415.1847 | 1996 | 7185.5425 | Distributed from 923 Generation And Fuel | 1970 | 2023
16760 | 2022 | NY | Astoria Gas Turbines | 55243 | 4-4 |  | OP | GT | NG | 41.9 | 0.011 | 4004.25 | 14415.1847 | 1996 | 7185.5425 | Distributed from 923 Generation And Fuel | 1970 | 2023
16761 | 2022 | NY | Astoria Generating Station | 8906 | 1 |  | OP | GT | NG | 15 | 0.008 | 1039 | 3740.3701 | 524 | 1886.3849 | Distributed from 923 Generation And Fuel | 1967
16762 | 2022 | NY | Astoria Generating Station | 8906 | 2 | 1 | OP | ST | NG | 180 | 0.008 | 12948 | 46612.4271 | 10879 | 39164.0867 | EIA-923 Generator File | 1954
16763 | 2022 | NY | Astoria Generating Station | 8906 | 3 | 1 | OP | ST | NG | 376 | 0.124 | 407160 | 1465764.2739 | 264006 | 950413.9967 | EIA-923 Generator File | 1958
16764 | 2022 | NY | Astoria Generating Station | 8906 | 4 | 1 | OS | ST | NG | 387 | 0 | 0 | 0 | 0 | 0 | EIA-923 Generator File | 1961
16765 | 2022 | NY | Astoria Generating Station | 8906 | ST5 | 1 | OP | ST | NG | 387 | 0.12 | 407675 | 1467618.2591 | 257558 | 927201.3824 | EIA-923 Generator File | 1962
16766 | 2022 | NY | Athens Generating Plant | 55405 | CT1 |  | OP | CT | NG | 270.3 | 0.44 | 1042292 | 3752221.1822 | 709218 | 2553164.3747 | EIA-923 Generator File | 2004
16767 | 2022 | NY | Athens Generating Plant | 55405 | CT2 |  | OP | CT | NG | 270.3 | 0.391 | 926999 | 3337169.7026 | 606339 | 2182802.9376 | EIA-923 Generator File | 2004
16768 | 2022 | NY | Athens Generating Plant | 55405 | CT3 |  | OP | CT | NG | 270.3 | 0.366 | 865850 | 3117035.0637 | 478100 | 1721146.2308 | EIA-923 Generator File | 2003
16769 | 2022 | NY | Athens Generating Plant | 55405 | ST1 | 1 | OP | CA | NG | 136.9 | 0.461 | 553035 | 1990910.0727 | 377981 | 1360720.7142 | EIA-923 Generator File | 2004
16770 | 2022 | NY | Athens Generating Plant | 55405 | ST2 | 1 | OP | CA | NG | 136.9 | 0.414 | 496698 | 1788098.4952 | 327560 | 1179206.5663 | EIA-923 Generator File | 2004
16771 | 2022 | NY | Athens Generating Plant | 55405 | ST3 | 1 | OP | CA | NG | 136.9 | 0.377 | 452381 | 1628558.5715 | 251007 | 903617.9711 | EIA-923 Generator File | 2004
16772 | 2022 | NY | ATT Jericho | 62572 | ATT49 |  | OP | FC | NG | 1 | 0.873 | 7647 | 27528.9798 | 3855 | 13877.889 | Distributed from 923 Generation And Fuel | 2017
16773 | 2022 | NY | Auburn LFG Energy Facility | 57636 | 1 |  | OS | IC | LFG | 1.1 |  | GENYRONL: 2010
16774 | 2022 | NY | Auburn LFG Energy Facility | 57636 | 3 |  | OS | IC | LFG | 1.1 |  | GENYRONL: 2010
16775 | 2022 | NY | Baer Road CSG | 62034 | 7 |  | OP | PV | SUN | 2 | 0.15 | 2627 | 9457.1243 | 1335 | 4805.9616 | Distributed from 923 Generation And Fuel | 2018
16776 | 2022 | NY | Bantam Solar | 66209 | 10986 |  | OP | PV | SUN | 5 | 0.151 | 6594 | 23738.2101 | 3760 | 13535.8917 | Distributed from 923 Generation And Fuel | 2022
16777 | 2022 | NY | Barneveld Solar | 63279 | PV1 |  | OP | PV | SUN | 1 | 0.168 | 1471 | 5295.5576 | 748 | 2692.7785 | Distributed from 923 Generation And Fuel | 2019
16778 | 2022 | NY | Bassett Medical Center | 54863 | 0001 |  | SB | IC | DFO | 0.8 | 0 | 2.851 | 10.2635 | 1.423 | 5.1228 | Data from EIA-923 Generator File overwritten with distributed data from EIA-923 Generation and Fuel | 1992
16779 | 2022 | NY | Bassett Medical Center | 54863 | 0002 |  | SB | IC | DFO | 0.8 | 0 | 2.851 | 10.2635 | 1.423 | 5.1228 | Data from EIA-923 Generator File overwritten with distributed data from EIA-923 Generation and Fuel | 1992
16780 | 2022 | NY | Bassett Medical Center | 54863 | 0003 |  | SB | IC | DFO | 0.8 | 0 | 2.851 | 10.2635 | 1.423 | 5.1228 | Data from EIA-923 Generator File overwritten with distributed data from EIA-923 Generation and Fuel | 1992
16781 | 2022 | NY | Bassett Medical Center | 54863 | 0004 |  | SB | IC | DFO | 1.6 | 0 | 5.703 | 20.5306 | 2.846 | 10.2455 | Data from EIA-923 Generator File overwritten with distributed data from EIA-923 Generation and Fuel | 2004
16782 | 2022 | NY | Bassett Medical Center | 54863 | 0005 |  | SB | IC | DFO | 1.6 | 0 | 5.703 | 20.5306 | 2.846 | 10.2455 | Data from EIA-923 Generator File overwritten with distributed data from EIA-923 Generation and Fuel | 2006
16783 | 2022 | NY | Batavia Power Plant | 54593 | GEN1 |  | OP | CT | NG | 47.7 | 0.004 | 1752 | 6307.1495 | 1397 | 5029.1598 | EIA-923 Generator File | 1992
16784 | 2022 | NY | Batavia Power Plant | 54593 | GEN2 | 1 | OP | CA | NG | 18.5 | 0.003 | 558 | 2008.7839 | 445 | 1601.9872 | EIA-923 Generator File | 1992
16785 | 2022 | NY | Batavia Power Plant | 54593 | GEN3 |  | SB | IC | DFO | 1.1 | 0 | 0 | 0 | 0 | 0 | Distributed from 923 Generation And Fuel | 1992
16786 | 2022 | NY | Bayswater Peaking Facility LLC | 55699 | 1 |  | OP | GT | NG | 60.5 | 0.09 | 47951 | 172622.219 | 24170 | 87011.3039 | Distributed from 923 Generation And Fuel | 2002
16787 | 2022 | NY | Beals Medina Solar LLC CSG | 63130 | BEALS |  | OP | PV | SUN | 3.5 | 0.182 | 5567 | 20041.0397 | 2830 | 10187.9185 | Distributed from 923 Generation And Fuel | 2020
16788 | 2022 | NY | Beardslee | 2543 | 1 |  | OP | HY | WAT | 10 | 0.302 | 26444 | 95197.6384 | 11057 | 39804.8816 | Distributed from 923 Generation And Fuel | 1924
16789 | 2022 | NY | Beardslee | 2543 | 2 |  | OP | HY | WAT | 10 | 0.302 | 26444 | 95197.6384 | 11057 | 39804.8816 | Distributed from 923 Generation And Fuel | 1924
16790 | 2022 | NY | Beebee Island Hydro Plant | 10531 | 1 |  | OP | HY | WAT | 4 | 0.596 | 20875.556 | 75151.4004 | 8728.444 | 31422.147 | Distributed from 923 Generation And Fuel | 1931
16791 | 2022 | NY | Beebee Island Hydro Plant | 10531 | 2 |  | OP | HY | WAT | 5 | 0.596 | 26094.444 | 93939.2469 | 10910.556 | 39277.6874 | Distributed from 923 Generation And Fuel | 1931
16792 | 2022 | NY | Belfort | 2544 | 1 |  | OP | HY | WAT | 0.4 | 0.679 | 2380.4 | 8569.3714 | 995.4 | 3583.4113 | Distributed from 923 Generation And Fuel | 1903
16793 | 2022 | NY | Belfort | 2544 | 2 |  | OP | HY | WAT | 0.6 | 0.679 | 3570.6 | 12854.0572 | 1493.1 | 5375.117 | Distributed from 923 Generation And Fuel | 1915
16794 | 2022 | NY | Belfort | 2544 | 3 |  | OP | HY | WAT | 1 | 0.679 | 5951 | 21423.4286 | 2488.5 | 8958.5283 | Distributed from 923 Generation And Fuel | 1918
16795 | 2022 | NY | Bellisario Solar 1 | 64593 | B1 |  | OP | PV | SUN | 5 | 0.181 | 7932 | 28554.9716 | 4032 | 14515.0839 | Distributed from 923 Generation And Fuel | 2021
16796 | 2022 | NY | Bellisario Solar 2 | 64594 | B1 |  | OP | PV | SUN | 5 | 0.152 | 6636 | 23889.4089 | 3373 | 12142.7029 | Distributed from 923 Generation And Fuel | 2021
16797 | 2022 | NY | Bellisario Solar 3 | 64595 | B1 |  | OP | PV | SUN | 5 | 0.175 | 7679 | 27644.1788 | 3904 | 14054.2876 | Distributed from 923 Generation And Fuel | 2021
16798 | 2022 | NY | Bennett | 63410 | 304 |  | OP | PV | SUN | 1.4 | 0.142 | 1747 | 6289.1497 | 888 | 3196.7744 | Distributed from 923 Generation And Fuel | 2019
16799 | 2022 | NY | Bennetts Bridge | 2545 | 1 |  | OP | HY | WAT | 9 | 0.274 | 21566 | 77636.9789 | 9017.25 | 32461.8403 | Distributed from 923 Generation And Fuel | 1932
16800 | 2022 | NY | Bennetts Bridge | 2545 | 2 |  | OP | HY | WAT | 9 | 0.274 | 21566 | 77636.9789 | 9017.25 | 32461.8403 | Distributed from 923 Generation And Fuel | 1932
16801 | 2022 | NY | Bennetts Bridge | 2545 | 3 |  | OP | HY | WAT | 9 | 0.274 | 21566 | 77636.9789 | 9017.25 | 32461.8403 | Distributed from 923 Generation And Fuel | 1966
16802 | 2022 | NY | Bennetts Bridge | 2545 | 4 |  | OP | HY | WAT | 9 | 0.274 | 21566 | 77636.9789 | 9017.25 | 32461.8403 | Distributed from 923 Generation And Fuel | 1966
16803 | 2022 | NY | Bethlehem - East | 60477 | BE |  | OP | PV | SUN | 1.7 | 0.154 | 2289 | 8240.3341 | 1164 | 4190.3665 | Distributed from 923 Generation And Fuel | 2016
16804 | 2022 | NY | Bethlehem - West | 60478 | BW |  | OP | PV | SUN | 1 | 0.261 | 2288 | 8236.7341 | 1163 | 4186.7665 | Distributed from 923 Generation And Fuel | 2016
16805 | 2022 | NY | Bethlehem Energy Center | 2539 | 5 |  | OP | CT | NG | 194.3 | 0.565 | 961977 | 3463089.4953 | 580845 | 2091025.2718 | EIA-923 Generator File | 2005
16806 | 2022 | NY | Bethlehem Energy Center | 2539 | 6 |  | OP | CT | NG | 194.3 | 0.566 | 963967 | 3470253.438 | 580013 | 2088030.0958 | EIA-923 Generator File | 2005
16807 | 2022 | NY | Bethlehem Energy Center | 2539 | 7 |  | OP | CT | NG | 194.3 | 0.517 | 879382 | 3165749.874 | 586873 | 2112725.8982 | EIA-923 Generator File | 2005
16808 | 2022 | NY | Bethlehem Energy Center | 2539 | 8 | 3 | OP | CA | NG | 310.2 | 0.536 | 1457184 | 5245820.4334 | 944738 | 3401029.5918 | EIA-923 Generator File | 2005
16809 | 2022 | NY | Bethlehem Solar | 63079 | 157 |  | OP | PV | SUN | 1.7 | 0.184 | 2733 | 9838.7213 | 1389 | 5000.36 | Distributed from 923 Generation And Fuel | 2019
16810 | 2022 | NY | Bethpage Power Plant | 50292 | GEN1 |  | OA | CT | NG | 33.7 | 0 | 0 | 0 | 0 | 0 | EIA-923 Generator File | 1989
16811 | 2022 | NY | Bethpage Power Plant | 50292 | GEN2 |  | OP | CT | NG | 33.7 | 0.508 | 149851 | 539459.2843 | 62350 | 224458.2043 | EIA-923 Generator File | 1989
16812 | 2022 | NY | Bethpage Power Plant | 50292 | GEN3 | 2 | OP | CA | NG | 16.2 | 0.214 | 30381 | 109370.725 | 14010 | 50435.5965 | EIA-923 Generator File | 1989
16813 | 2022 | NY | Bethpage Power Plant | 50292 | GEN4 |  | SB | IC | DFO | 0.4 | 0 | 0 | 0 | 0 | 0 | Distributed from 923 Generation And Fuel | 1989
16814 | 2022 | NY | Bethpage Power Plant | 50292 | GEN5 |  | OP | GT | NG | 60 | 0.353 | 185661 | 668374.253 | 93583 | 336896.1048 | Distributed from 923 Generation And Fuel | 2002
16815 | 2022 | NY | Bethpage Power Plant | 50292 | GEN6 |  | OP | CT | NG | 60 | 0.124 | 65340 | 235222.1182 | 26078 | 93880.049 | EIA-923 Generator File | 2005
16816 | 2022 | NY | Bethpage Power Plant | 50292 | GEN7 | 1 | OP | CA | NG | 36 | 0.025 | 7822 | 28158.9747 | 0 | 0 | EIA-923 Generator File | 2005
16817 | 2022 | NY | Big Tree Community Solar Farm | 62476 | 607 |  | OP | PV | SUN | 2 | 0.177 | 3096 | 11145.5108 | 1574 | 5666.3547 | Distributed from 923 Generation And Fuel | 2021
16818 | 2022 | NY | Black River | 2546 | 1 |  | OP | HY | WAT | 2 | 0.654 | 11453 | 41230.4702 | 4788.667 | 17239.0633 | Distributed from 923 Generation And Fuel | 1920
16819 | 2022 | NY | Black River | 2546 | 2 |  | OP | HY | WAT | 2 | 0.654 | 11453 | 41230.4702 | 4788.667 | 17239.0633 | Distributed from 923 Generation And Fuel | 1920
16820 | 2022 | NY | Black River | 2546 | 3 |  | OP | HY | WAT | 2 | 0.654 | 11453 | 41230.4702 | 4788.667 | 17239.0633 | Distributed from 923 Generation And Fuel | 1920
16821 | 2022 | NY | Black River Hydro Associates | 10687 | DE1 |  | OP | HY | WAT | 1.6 | 0.202 | 2833.404 | 10200.1728 | 1184.842 | 4265.3971 | Distributed from 923 Generation And Fuel | 1984
16822 | 2022 | NY | Black River Hydro Associates | 10687 | PL1 |  | OA | HY | WAT | 2.2 | 0.202 | 3895.93 | 14025.2358 | 1629.158 | 5864.9219 | Distributed from 923 Generation And Fuel | 1984
16823 | 2022 | NY | Black River Hydro Associates | 10687 | RI1 |  | OP | HY | WAT | 1.9 | 0.202 | 3364.667 | 12112.7043 | 1407 | 5065.1595 | Distributed from 923 Generation And Fuel | 1984
16824 | 2022 | NY | Blake | 2547 | 1 |  | OP | HY | WAT | 15 | 0.449 | 59042 | 212549.4996 | 24687 | 88872.489 | Distributed from 923 Generation And Fuel | 1957
16825 | 2022 | NY | Blanchard Road 1 Community Solar | 64084 | BR1CS |  | OP | PV | SUN | 5 | 0.177 | 7737 | 27852.9772 | 3933 | 14158.6867 | Distributed from 923 Generation And Fuel | 2019
16826 | 2022 | NY | Blanchard Road 1 Community Solar | 64084 | BR1S |  | OP | BA | MWH | 5 | 0 | 0 | 0 | 0 | 0 | Distributed from 923 Generation And Fuel | 2019
16827 | 2022 | NY | Blanchard Road 2 Community Solar | 64087 | BR2CS |  | OP | PV | SUN | 5 | 0.19 | 8323 | 29962.5603 | 4231 | 15231.4781 | Distributed from 923 Generation And Fuel | 2019
16828 | 2022 | NY | Blanchard Road 2 Community Solar | 64087 | BR2S |  | OP | BA | MWH | 5 | 0 | 0 | 0 | 0 | 0 | Distributed from 923 Generation And Fuel | 2019
16829 | 2022 | NY | Blenheim Gilboa | 2691 | 1 |  | OP | PS | WAT | 250 | -0.024 | -53037.5 | -190933.4725 | -28082.25 | -101095.2912 | Distributed from 923 Generation And Fuel | 1973
16830 | 2022 | NY | Blenheim Gilboa | 2691 | 2 |  | OP | PS | WAT | 250 | -0.024 | -53037.5 | -190933.4725 | -28082.25 | -101095.2912 | Distributed from 923 Generation And Fuel | 1973
16831 | 2022 | NY | Blenheim Gilboa | 2691 | 3 |  | OP | PS | WAT | 250 | -0.024 | -53037.5 | -190933.4725 | -28082.25 | -101095.2912 | Distributed from 923 Generation And Fuel | 1973
16832 | 2022 | NY | Blenheim Gilboa | 2691 | 4 |  | OP | PS | WAT | 250 | -0.024 | -53037.5 | -190933.4725 | -28082.25 | -101095.2912 | Distributed from 923 Generation And Fuel | 1973
16833 | 2022 | NY | Bliss | 56620 | 1 |  | OP | WT | WND | 100.5 | 0.148 | 130032 | 468111.4551 | 39490 | 142162.8627 | Distributed from 923 Generation And Fuel | 2008
16834 | 2022 | NY | Bloom-Altice Fuel Cell | 64143 | BLA |  | OP | FC | NG | 2 | 0.949 | 16635 | 59885.5209 | 8385 | 30185.7585 | Distributed from 923 Generation And Fuel | 2020
16835 | 2022 | NY | Bluestone | 63750 | BLU |  | OP | PV | SUN | 2 | 0.198 | 3470 | 12491.9001 | 1764 | 6350.3492 | Distributed from 923 Generation And Fuel | 2019
16836 | 2022 | NY | Blydenburgh Solar Project | 61900 | BLYD |  | OP | PV | SUN | 1.5 | 0.227 | 2987 | 10753.114 | 1518 | 5464.7563 | Distributed from 923 Generation And Fuel | 2018
16837 | 2022 | NY | Boas Rd #1 Community Solar Farm | 62530 | 496 |  | OP | PV | SUN | 2 | 0.188 | 3290 | 11843.9052 | 1672 | 6019.1518 | Distributed from 923 Generation And Fuel | 2019
16838 | 2022 | NY | Boas Rd #2 Community Solar Farm | 62531 | 1010 |  | OP | PV | SUN | 2 | 0.189 | 3312 | 11923.1046 | 1684 | 6062.3515 | Distributed from 923 Generation And Fuel | 2019
16839 | 2022 | NY | Boas Rd #3 Community Solar Farm | 62532 | 1011 |  | OP | PV | SUN | 2 | 0.187 | 3274 | 11786.3057 | 1664 | 5990.3521 | Distributed from 923 Generation And Fuel | 2019
16840 | 2022 | NY | Boas Rd #4 Community Solar Farm | 62533 | 1023 |  | OP | PV | SUN | 2 | 0.178 | 3119 | 11228.3102 | 1586 | 5709.5543 | Distributed from 923 Generation And Fuel | 2020
16841 | 2022 | NY | Bogart Solar | 66210 | 10887 |  | OP | PV | SUN | 2 | 0.204 | 3582 | 12895.0968 | 1821 | 6555.5476 | Distributed from 923 Generation And Fuel | 2019
16842 | 2022 | NY | Bowline Point | 2625 | 1 | 1 | OP | ST | NG | 621 | 0.185 | 1005967 | 3621452.2284 | 250813 | 902919.5766 | EIA-923 Generator File | 1972
16843 | 2022 | NY | Bowline Point | 2625 | 2 | 1 | OP | ST | NG | 621 | 0.084 | 459622 | 1654625.963 | 146943 | 528990.5681 | EIA-923 Generator File | 1974
16844 | 2022 | NY | Breesport Road Community Solar Farm | 62157 | 235 |  | OP | PV | SUN | 2 | 0.189 | 3309 | 11912.3047 | 1682 | 6055.1516 | Distributed from 923 Generation And Fuel | 2019
16845 | 2022 | NY | Brentwood | 7912 | 1 |  | OP | GT | NG | 47 | 0.164 | 67723 | 243800.8496 | 48027 | 172895.8168 | Distributed from 923 Generation And Fuel | 2001
16846 | 2022 | NY | Brentwood Solar | 58785 | BRT1 |  | OP | PV | SUN | 1 | 0.104 | 913 | 3286.7737 | 464 | 1670.3866 | Distributed from 923 Generation And Fuel | 2011
16847 | 2022 | NY | Brick Church Solar | 64017 | 7405 |  | OP | PV | SUN | 4 | 0.187 | 6568 | 23644.6108 | 3339 | 12020.3038 | Distributed from 923 Generation And Fuel | 2019
16848 | 2022 | NY | Brickchurch Solar | 66211 | 10889 |  | OP | PV | SUN | 2 | 0.208 | 3647 | 13129.095 | 1854 | 6674.3466 | Distributed from 923 Generation And Fuel | 2020
16849 | 2022 | NY | Bright Field Solar LLC(CSG) | 64554 | BF |  | OP | PV | SUN | 4 | 0.16 | 5616 | 20217.4383 | 2855 | 10277.9178 | Distributed from 923 Generation And Fuel | 2021
16850 | 2022 | NY | Bright Hill Solar LLC(CSG) | 64556 | BH |  | OP | PV | SUN | 5 | 0.179 | 7849 | 28256.174 | 3990 | 14363.8851 | Distributed from 923 Generation And Fuel | 2021
16851 | 2022 | NY | Bright Oak Solar LLC(CSG) | 64555 | BO |  | OP | PV | SUN | 4 | 0.176 | 6158 | 22168.6227 | 3130 | 11267.9099 | Distributed from 923 Generation And Fuel | 2021
16852 | 2022 | NY | Broadalbin | 61847 | 10046 |  | OP | PV | SUN | 2 | 0.186 | 3265 | 11753.906 | 1660 | 5975.9522 | Distributed from 923 Generation And Fuel | 2018
16853 | 2022 | NY | Broadalbin-Perth Solar | 61958 | BAP1 |  | OP | PV | SUN | 1.5 | 0.172 | 2261 | 8139.5349 | 1149 | 4136.3669 | Distributed from 923 Generation And Fuel | 2018
16854 | 2022 | NY | Bronx Zoo | 50427 | GEN1 |  | SB | IC | NG | 0.5 | 0.56 | 2451.806 | 8826.431 | 1235.833 | 4448.9632 | Distributed from 923 Generation And Fuel | 1991
16855 | 2022 | NY | Bronx Zoo | 50427 | GEN2 |  | SB | IC | NG | 0.5 | 0.56 | 2451.806 | 8826.431 | 1235.833 | 4448.9632 | Distributed from 923 Generation And Fuel | 1991
16856 | 2022 | NY | Bronx Zoo | 50427 | GEN3 |  | OP | IC | NG | 1.1 | 0.56 | 5393.972 | 19418.1439 | 2718.833 | 9787.7205 | Distributed from 923 Generation And Fuel | 1991
16857 | 2022 | NY | Bronx Zoo | 50427 | GEN4 |  | OP | IC | NG | 1.5 | 0.56 | 7355.417 | 26479.2894 | 3707.5 | 13346.8932 | Distributed from 923 Generation And Fuel | 1995
16858 | 2022 | NY | Brookfield Power Glen Falls Hydro | 56936 | GEN1 |  | OP | HY | WAT | 2.4 | 0.325 | 6824.949 | 24569.6198 | 2799.458 | 10077.9682 | Distributed from 923 Generation And Fuel | 1944
16859 | 2022 | NY | Brookfield Power Glen Falls Hydro | 56936 | GEN2 |  | OP | HY | WAT | 2 | 0.325 | 5687.458 | 20474.685 | 2332.881 | 8398.3044 | Distributed from 923 Generation And Fuel | 1957
16860 | 2022 | NY | Brookfield Power Glen Falls Hydro | 56936 | GEN3 |  | OP | HY | WAT | 2.2 | 0.325 | 6256.203 | 22522.1506 | 2566.169 | 9238.1345 | Distributed from 923 Generation And Fuel | 1980
16861 | 2022 | NY | Brookfield Power Glen Falls Hydro | 56936 | GEN4 |  | OP | HY | WAT | 2.4 | 0.325 | 6824.949 | 24569.6198 | 2799.458 | 10077.9682 | Distributed from 923 Generation And Fuel | 1980
16862 | 2022 | NY | Brookfield Power Glen Falls Hydro | 56936 | GEN5 |  | OP | HY | WAT | 2.8 | 0.325 | 7962.441 | 28664.5583 | 3266.034 | 11757.6283 | Distributed from 923 Generation And Fuel | 1965
16863 | 2022 | NY | Brooklyn Hospital Center | 62002 | 400DF |  | SB | IC | DFO | 0.4 | 0.001 | 4.8 | 17.2799 | 0 | 0 | Distributed from 923 Generation And Fuel | 2004
16864 | 2022 | NY | Brooklyn Hospital Center | 62002 | 500RE |  | SB | IC | DFO | 0.5 | 0.001 | 6 | 21.5998 | 0 | 0 | Distributed from 923 Generation And Fuel | 2014
16865 | 2022 | NY | Brooklyn Hospital Center | 62002 | C18 |  | SB | IC | DFO | 0.6 | 0.001 | 7.2 | 25.9198 | 0 | 0 | Distributed from 923 Generation And Fuel | 2019
16866 | 2022 | NY | Brooklyn Hospital Center | 62002 | SR4 |  | RE | IC | DFO | 0.5 | 0.001 | 6 | 21.5998 | 0 | 0 | Distributed from 923 Generation And Fuel | 1975 | 2022
16867 | 2022 | NY | Brooklyn Navy Yard Cogeneration | 54914 | 01 |  | OP | CT | NG | 121 | 0.76 | 805633 | 2900255.598 | 327901.5 | 1180435.9565 | Distributed from 923 Generation And Fuel | 1996
16868 | 2022 | NY | Brooklyn Navy Yard Cogeneration | 54914 | 02 |  | OP | CT | NG | 121 | 0.76 | 805633 | 2900255.598 | 327901.5 | 1180435.9565 | Distributed from 923 Generation And Fuel | 1996
16869 | 2022 | NY | Brooklyn Navy Yard Cogeneration | 54914 | 03 | 1 | OP | CA | NG | 40 | 0.506 | 177222.5 | 637995.896 | 97682 | 351652.3868 | Distributed from 923 Generation And Fuel | 1996
16870 | 2022 | NY | Brooklyn Navy Yard Cogeneration | 54914 | 04 | 1 | OP | CA | NG | 40 | 0.506 | 177222.5 | 637995.896 | 97682 | 351652.3868 | Distributed from 923 Generation And Fuel | 1996
16871 | 2022 | NY | Broome County | 60507 | NORTH |  | OP | PV | SUN | 2 | 0.172 | 3008.5 | 10830.5134 | 1529.5 | 5506.156 | Distributed from 923 Generation And Fuel | 2018
16872 | 2022 | NY | Broome County | 60507 | SOUTH |  | OP | PV | SUN | 2 | 0.172 | 3008.5 | 10830.5134 | 1529.5 | 5506.156 | Distributed from 923 Generation And Fuel | 2018
16873 | 2022 | NY | Browns Falls | 2548 | 1 |  | OP | HY | WAT | 8 | 0.412 | 28900.5 | 104040.9677 | 12084 | 43502.052 | Distributed from 923 Generation And Fuel | 1923
16874 | 2022 | NY | Browns Falls | 2548 | 2 |  | OP | HY | WAT | 8 | 0.412 | 28900.5 | 104040.9677 | 12084 | 43502.052 | Distributed from 923 Generation And Fuel | 1923
16875 | 2022 | NY | Buffalo NY GigaFactory | 65071 | PV1 |  | OP | PV | SUN | 2 | 0.149 | 2607 | 9385.1249 | 1486 | 5349.5572 | Distributed from 923 Generation And Fuel | 2022
16876 | 2022 | NY | Bullis Road Solar (CSG) | 64965 | BULLS |  | OP | PV | SUN | 4.5 | 0.1 | 3937 | 14173.0866 | 2645 | 9521.9238 | Distributed from 923 Generation And Fuel | 2022
16877 | 2022 | NY | Burritt Rd Community Solar Farm | 62480 | 635 |  | OP | PV | SUN | 2 | 0.188 | 3292 | 11851.1052 | 1674 | 6026.3518 | Distributed from 923 Generation And Fuel | 2020
16878 | 2022 | NY | Burrstone Energy Center | 62920 | CG-1 |  | OP | IC | NG | 1.1 | 0.589 | 5676.917 | 20436.7377 | 2861.528 | 10301.4184 | Distributed from 923 Generation And Fuel | 2009
16879 | 2022 | NY | Burrstone Energy Center | 62920 | CG-2 |  | OP | IC | NG | 1.1 | 0.589 | 5676.917 | 20436.7377 | 2861.528 | 10301.4184 | Distributed from 923 Generation And Fuel | 2009
16880 | 2022 | NY | Burrstone Energy Center | 62920 | CG-3 |  | OP | IC | NG | 1.1 | 0.589 | 5676.917 | 20436.7377 | 2861.528 | 10301.4184 | Distributed from 923 Generation And Fuel | 2009
16881 | 2022 | NY | Burrstone Energy Center | 62920 | CG-4 |  | OP | IC | NG | 0.3 | 0.589 | 1548.25 | 5573.6554 | 780.417 | 2809.4787 | Distributed from 923 Generation And Fuel | 2009
16882 | 2022 | NY | Cadyville | 2522 | 1 |  | OS | HY | WAT | 1.2 | 0.396 | 4160.945 | 14979.2822 | 1739.782 | 6263.1651 | Distributed from 923 Generation And Fuel | 1921
16883 | 2022 | NY | Cadyville | 2522 | 2 |  | OP | HY | WAT | 1.2 | 0.396 | 4160.945 | 14979.2822 | 1739.782 | 6263.1651 | Distributed from 923 Generation And Fuel | 1921
16884 | 2022 | NY | Cadyville | 2522 | 3 |  | OP | HY | WAT | 3.1 | 0.396 | 10749.109 | 38696.4828 | 4494.436 | 16179.8402 | Distributed from 923 Generation And Fuel | 1986
16885 | 2022 | NY | Cafferty Hill Solar | 66215 | 10996 |  | OP | PV | SUN | 5 | 0.156 | 6812 | 24523.0038 | 3884 | 13982.2881 | Distributed from 923 Generation And Fuel | 2022
16886 | 2022 | NY | Caithness Long Island Energy Center | 56234 | CT01 |  | OP | CT | NG | 196.2 | 0.811 | 1394194 | 5019058.2475 | 542652 | 1953531.5717 | EIA-923 Generator File | 2009
16887 | 2022 | NY | Caithness Long Island Energy Center | 56234 | ST01 | 1 | OP | CA | NG | 152.7 | 0.694 | 928676 | 3343206.8543 | 382347 | 1376438.1885 | EIA-923 Generator File | 2009
16888 | 2022 | NY | Calabro Airport North Solar Project | 63497 | NORTH |  | OP | PV | SUN | 1.3 | 0.202 | 2301 | 8283.5337 | 1170 | 4211.9663 | Distributed from 923 Generation And Fuel | 2019
16889 | 2022 | NY | Calabro Airport South Solar Project | 63498 | SOUTH |  | OP | PV | SUN | 1.2 | 0.222 | 2331 | 8391.5329 | 1185 | 4265.9659 | Distributed from 923 Generation And Fuel | 2019
16890 | 2022 | NY | Call Farms 1 | 61470 | CFM11 |  | OP | PV | SUN | 2 | 0.155 | 2723 | 9802.7216 | 1384 | 4982.3601 | Distributed from 923 Generation And Fuel | 2018
16891 | 2022 | NY | Call Farms 3 | 61471 | CFM31 |  | OP | PV | SUN | 2 | 0.171 | 2994 | 10778.3138 | 1522 | 5479.1562 | Distributed from 923 Generation And Fuel | 2018
16892 | 2022 | NY | Calverton | 60452 | CALV |  | OP | PV | SUN | 3 | 0.171 | 4489 | 16160.2707 | 2282 | 8215.1343 | Distributed from 923 Generation And Fuel | 2015
16893 | 2022 | NY | Calverton Solar Energy Center | 65679 | 11933 |  | OP | PV | SUN | 22.9 | 0.114 | 22911 | 82478.9402 | 11388 | 40996.472 | Distributed from 923 Generation And Fuel | 2022
16894 | 2022 | NY | Camden CSD Solar Array | 61604 | 1 |  | OP | PV | SUN | 1.8 | 0.168 | 2645 | 9521.9238 | 1345 | 4841.9613 | Distributed from 923 Generation And Fuel | 2017
16895 | 2022 | NY | Canandaigua Solar Array | 61043 | PV1 |  | OP | PV | SUN | 2 | 0.146 | 2559 | 9212.3263 | 1301 | 4683.5625 | Distributed from 923 Generation And Fuel | 2016
16896 | 2022 | NY | Canandaigua Westbrook Solar Array | 61042 | PV1 |  | OP | PV | SUN | 1.3 | 0.161 | 1837 | 6613.1471 | 934 | 3362.3731 | Distributed from 923 Generation And Fuel | 2017
16897 | 2022 | NY | Canoga Solar | 66212 | 10965 |  | OP | PV | SUN | 5 | 0.195 | 8533 | 30718.5543 | 4338 | 15616.6751 | Distributed from 923 Generation And Fuel | 2021
16898 | 2022 | NY | Capital Hill Solar LLC | 64931 | 531 |  | OP | PV | SUN | 1.5 | 0.153 | 2013 | 7246.742 | 1023 | 3682.7705 | Distributed from 923 Generation And Fuel | 2022
16899 | 2022 | NY | Carr Street Generating Station | 50978 | GEN1 |  | OP | CT | NG | 48.8 | 0.148 | 63275 | 227788.1777 | 32919 | 118507.4519 | EIA-923 Generator File | 1993
16900 | 2022 | NY | Carr Street Generating Station | 50978 | GEN2 |  | OP | CT | NG | 48.8 | 0.123 | 52716 | 189776.0818 | 31116 | 112016.7039 | EIA-923 Generator File | 1993
16901 | 2022 | NY | Carr Street Generating Station | 50978 | GEN3 | 2 | OP | CA | NG | 25 | 0.167 | 36675 | 132028.9438 | 20502 | 73806.6095 | EIA-923 Generator File | 1993
16902 | 2022 | NY | Carthage A | 66822 | NECA |  | OP | PV | SUN | 5 | 0 | 0 | 0 | 0 | 0 | Distributed from 923 Generation And Fuel | 2022
16903 | 2022 | NY | Carthage B | 66823 | NECB |  | OP | PV | SUN | 3.3 | 0 | 0 | 0 | 0 | 0 | Distributed from 923 Generation And Fuel | 2022
16904 | 2022 | NY | Carthage Energy LLC | 10620 | GEN1 |  | OP | CT | NG | 40.9 | 0.005 | 1862 | 6703.1464 | 1638 | 5896.7528 | EIA-923 Generator File | 1991
16905 | 2022 | NY | Carthage Energy LLC | 10620 | GEN2 | 1 | OP | CA | NG | 22 | 0.005 | 901 | 3243.5741 | 797 | 2869.177 | EIA-923 Generator File | 1991
16906 | 2022 | NY | Carver Falls | 6456 | 1 |  | OP | HY | WAT | 1.3 | 0.292 | 3326.632 | 11975.7794 | 1391 | 5007.5599 | Distributed from 923 Generation And Fuel | 1922
16907 | 2022 | NY | Carver Falls | 6456 | 2 |  | OP | HY | WAT | 0.6 | 0.292 | 1535.368 | 5527.2806 | 642 | 2311.1815 | Distributed from 923 Generation And Fuel | 1922
16908 | 2022 | NY | Cassadaga Wind Farm | 58777 | 1 |  | OP | WT | WND | 124 | 0.246 | 267686 | 963661.8907 | 80842 | 291028.8718 | Distributed from 923 Generation And Fuel | 2021
16909 | 2022 | NY | Castleton | 65643 | CASTN |  | OP | PV | SUN | 5 | 0.194 | 8510 | 30635.7549 | 4326 | 15573.4754 | Distributed from 923 Generation And Fuel | 2021
16910 | 2022 | NY | Castleton Energy Center | 10190 | GEN1 |  | OP | CT | NG | 47 | 0.29 | 119301 | 429480.1642 | 17216 | 61977.1042 | EIA-923 Generator File | 1992
16911 | 2022 | NY | Castleton Energy Center | 10190 | GEN2 | 1 | OP | CA | NG | 25 | 0.251 | 55009 | 198030.8158 | 7906 | 28461.3723 | EIA-923 Generator File | 1992
16912 | 2022 | NY | Catlin Solar 1 LLC | 63372 | CATLI |  | OP | PV | SUN | 4 | 0.203 | 7118 | 25624.595 | 3618 | 13024.6958 | Distributed from 923 Generation And Fuel | 2019
16913 | 2022 | NY | CBP Solar | 62613 | CBPB1 |  | OP | PV | SUN | 1.8 | 0.159 | 2512 | 9043.1277 | 1277 | 4597.1632 | Distributed from 923 Generation And Fuel | 2018
16914 | 2022 | NY | CEC, LLC Westtown B | 65597 | CLWB |  | OP | PV | SUN | 2 |  | GENYRONL: 2018
16915 | 2022 | NY | Cedar Creek PV | 61376 | CEDR1 |  | OP | PV | SUN | 1.8 | 0.195 | 3075 | 11069.9114 | 1563 | 5626.755 | Distributed from 923 Generation And Fuel | 2017
16916 | 2022 | NY | Center Falls | 10853 | 1 |  | OP | HY | WAT | 0.4 | 0.102 | 358.182 | 1289.4449 | 149.818 | 539.3405 | Distributed from 923 Generation And Fuel | 1984
16917 | 2022 | NY | Center Falls | 10853 | 2 |  | OP | HY | WAT | 0.4 | 0.102 | 358.182 | 1289.4449 | 149.818 | 539.3405 | Distributed from 923 Generation And Fuel | 1984
16918 | 2022 | NY | Center Falls | 10853 | 3 |  | OS | HY | WAT | 0.3 | 0.102 | 268.636 | 967.0819 | 112.364 | 404.5072 | Distributed from 923 Generation And Fuel | 1984
16919 | 2022 | NY | Central Hudson High Falls | 579 | 1 |  | OP | HY | WAT | 3.2 | 0.271 | 7591 | 27327.3814 | 3174 | 11426.3086 | Distributed from 923 Generation And Fuel | 1986
16920 | 2022 | NY | Certain Solar - Staten Island | 65201 | CTS0A |  | OP | FC | NG | 2 | 0.929 | 16278.667 | 58602.7324 | 8205.333 | 29538.9625 | Distributed from 923 Generation And Fuel | 2020
16921 | 2022 | NY | Certain Solar - Staten Island | 65201 | CTS0B |  | OP | FC | NG | 1.5 | 0.929 | 12209 | 43952.0484 | 6154 | 22154.2228 | Distributed from 923 Generation And Fuel | 2020
16922 | 2022 | NY | Certain Solar - Staten Island | 65201 | CTS0C |  | OP | FC | NG | 2 | 0.929 | 16278.667 | 58602.7324 | 8205.333 | 29538.9625 | Distributed from 923 Generation And Fuel | 2020
16923 | 2022 | NY | Certain Solar - Staten Island | 65201 | CTS0D |  | OP | FC | NG | 2 | 0.929 | 16278.667 | 58602.7324 | 8205.333 | 29538.9625 | Distributed from 923 Generation And Fuel | 2020
16924 | 2022 | NY | CES Marbletown Solar | 63729 | MT1 |  | OP | PV | SUN | 3 | 0.189 | 4955 | 17837.8573 | 2519 | 9068.3275 | Distributed from 923 Generation And Fuel | 2021
16925 | 2022 | NY | CH Resources Beaver Falls | 10617 | GEN1 |  | OP | CT | NG | 65.5 | 0.009 | 5280 | 19007.8479 | 4288 | 15436.6765 | EIA-923 Generator File | 1995
16926 | 2022 | NY | CH Resources Beaver Falls | 10617 | GEN2 | 1 | OP | CA | NG | 42.3 | 0 | 89 | 320.3974 | 77 | 277.1978 | EIA-923 Generator File | 1995
16927 | 2022 | NY | CH Resources Syracuse | 10621 | GEN1 |  | OP | CT | NG | 65.5 | 0.005 | 2697 | 9709.1223 | 1373 | 4942.7605 | EIA-923 Generator File | 1994
16928 | 2022 | NY | CH Resources Syracuse | 10621 | GEN2 | 1 | OP | CA | NG | 37.2 | 0 | 40 | 143.9988 | 13 | 46.7996 | EIA-923 Generator File | 1994
16929 | 2022 | NY | Chaffee Gas Recovery | 56526 | GEN1 |  | OP | IC | LFG | 0.8 | 0.799 | 5600.875 | 20162.9887 | 2458.125 | 8849.1792 | Distributed from 923 Generation And Fuel | 2007
16930 | 2022 | NY | Chaffee Gas Recovery | 56526 | GEN2 |  | OP | IC | LFG | 0.8 | 0.799 | 5600.875 | 20162.9887 | 2458.125 | 8849.1792 | Distributed from 923 Generation And Fuel | 2007
16931 | 2022 | NY | Chaffee Gas Recovery | 56526 | GEN3 |  | OP | IC | LFG | 0.8 | 0.799 | 5600.875 | 20162.9887 | 2458.125 | 8849.1792 | Distributed from 923 Generation And Fuel | 2007
16932 | 2022 | NY | Chaffee Gas Recovery | 56526 | GEN4 |  | OP | IC | LFG | 0.8 | 0.799 | 5600.875 | 20162.9887 | 2458.125 | 8849.1792 | Distributed from 923 Generation And Fuel | 2007
16933 | 2022 | NY | Chaffee Gas Recovery | 56526 | GEN5 |  | OP | IC | LFG | 0.8 | 0.799 | 5600.875 | 20162.9887 | 2458.125 | 8849.1792 | Distributed from 923 Generation And Fuel | 2007
16934 | 2022 | NY | Chaffee Gas Recovery | 56526 | GEN6 |  | OP | IC | LFG | 0.8 | 0.799 | 5600.875 | 20162.9887 | 2458.125 | 8849.1792 | Distributed from 923 Generation And Fuel | 2007
16935 | 2022 | NY | Chaffee Gas Recovery | 56526 | GEN7 |  | OP | IC | LFG | 0.8 | 0.799 | 5600.875 | 20162.9887 | 2458.125 | 8849.1792 | Distributed from 923 Generation And Fuel | 2009
16936 | 2022 | NY | Chaffee Gas Recovery | 56526 | GEN8 |  | OP | IC | LFG | 0.8 | 0.799 | 5600.875 | 20162.9887 | 2458.125 | 8849.1792 | Distributed from 923 Generation And Fuel | 2009
16937 | 2022 | NY | Chambers 3 - Erie County Alden | 65233 | GEN1 |  | OP | PV | SUN | 2 | 0.138 | 2416 | 8697.5304 | 1228 | 4420.7646 | Distributed from 923 Generation And Fuel | 2018
16938 | 2022 | NY | Chambers 3 - Lewis County | 65232 | GEN1 |  | OP | PV | SUN | 2 | 0.121 | 2117 | 7621.139 | 1076 | 3873.569 | Distributed from 923 Generation And Fuel | 2018
16939 | 2022 | NY | Chambers Road Solar | 62860 | 263 |  | OP | PV | SUN | 4 | 0.184 | 6451 | 23223.4142 | 3279 | 11804.3056 | Distributed from 923 Generation And Fuel | 2020
16940 | 2022 | NY | Charles P Keller | 2695 | 10 |  | OP | IC | NG | 3.5 | 0 | -6.667 | -24.001 | -2.619 | -9.4283 | Distributed from 923 Generation And Fuel | 1954
16941 | 2022 | NY | Charles P Keller | 2695 | 11 |  | OP | IC | NG | 5.2 | 0 | -9.905 | -35.6577 | -3.891 | -14.0075 | Distributed from 923 Generation And Fuel | 1962
16942 | 2022 | NY | Charles P Keller | 2695 | 12 |  | OP | IC | NG | 5.5 | 0 | -10.476 | -37.7133 | -4.116 | -14.8175 | Distributed from 923 Generation And Fuel | 1967
16943 | 2022 | NY | Charles P Keller | 2695 | 13 |  | OP | IC | NG | 5.5 | 0 | -10.476 | -37.7133 | -4.116 | -14.8175 | Distributed from 923 Generation And Fuel | 1974
16944 | 2022 | NY | Charles P Keller | 2695 | 14 |  | OP | IC | NG | 6.2 | 0 | -11.81 | -42.5157 | -4.639 | -16.7003 | Distributed from 923 Generation And Fuel | 1994
16945 | 2022 | NY | Charles P Keller | 2695 | 9 |  | OP | IC | NG | 3.5 | 0 | -6.667 | -24.001 | -2.619 | -9.4283 | Distributed from 923 Generation And Fuel | 1954
16946 | 2022 | NY | Chasm | 2550 | 1 |  | OP | HY | WAT | 1 | 0.818 | 7168 | 25804.5936 | 2997 | 10789.1137 | Distributed from 923 Generation And Fuel | 1913
16947 | 2022 | NY | Chasm | 2550 | 2 |  | OP | HY | WAT | 1 | 0.818 | 7168 | 25804.5936 | 2997 | 10789.1137 | Distributed from 923 Generation And Fuel | 1913
16948 | 2022 | NY | Chasm | 2550 | 3 |  | OP | HY | WAT | 1 | 0.818 | 7168 | 25804.5936 | 2997 | 10789.1137 | Distributed from 923 Generation And Fuel | 1926
16949 | 2022 | NY | Chasm Hydro Partnership | 50315 | 1100 |  | OP | HY | WAT | 1 | 0.062 | 538.75 | 1939.4845 | 225 | 809.9935 | Distributed from 923 Generation And Fuel | 1982
16950 | 2022 | NY | Chasm Hydro Partnership | 50315 | 2600 |  | OP | HY | WAT | 0.6 | 0.062 | 323.25 | 1163.6907 | 135 | 485.9961 | Distributed from 923 Generation And Fuel | 1984
16951 | 2022 | NY | Chateaugay | 56904 | 1 |  | OP | WT | WND | 106.5 | 0.158 | 147361 | 530495.356 | 44752 | 161105.9112 | Distributed from 923 Generation And Fuel | 2009
16952 | 2022 | NY | Chateaugay High Falls Hydro | 50093 | WT |  | OP | HY | WAT | 1.7 | 0.172 | 2556 | 9201.5264 | 1069 | 3848.3692 | Distributed from 923 Generation And Fuel | 1988
16953 | 2022 | NY | Chautauqua LFGTE Facility | 57186 | GEN1 |  | OP | IC | LFG | 1.6 | 0.188 | 2634.167 | 9482.9253 | 1156.167 | 4162.1679 | Distributed from 923 Generation And Fuel | 2010
16954 | 2022 | NY | Chautauqua LFGTE Facility | 57186 | GEN2 |  | OP | IC | LFG | 1.6 | 0.188 | 2634.167 | 9482.9253 | 1156.167 | 4162.1679 | Distributed from 923 Generation And Fuel | 2010
16955 | 2022 | NY | Chautauqua LFGTE Facility | 57186 | GEN3 |  | OP | IC | LFG | 1.6 | 0.188 | 2634.167 | 9482.9253 | 1156.167 | 4162.1679 | Distributed from 923 Generation And Fuel | 2010
16956 | 2022 | NY | Chautauqua LFGTE Facility | 57186 | GEN4 |  | OP | IC | LFG | 1.6 | 0.188 | 2634.167 | 9482.9253 | 1156.167 | 4162.1679 | Distributed from 923 Generation And Fuel | 2010
16957 | 2022 | NY | Chautauqua LFGTE Facility | 57186 | GEN5 |  | OP | IC | LFG | 1.6 | 0.188 | 2634.167 | 9482.9253 | 1156.167 | 4162.1679 | Distributed from 923 Generation And Fuel | 2011
16958 | 2022 | NY | Chautauqua LFGTE Facility | 57186 | GEN6 |  | OP | IC | LFG | 1.6 | 0.188 | 2634.167 | 9482.9253 | 1156.167 | 4162.1679 | Distributed from 923 Generation And Fuel | 2011
16959 | 2022 | NY | Chenango Solar | 63450 | PV1 |  | OP | PV | SUN | 4.9 | 0.154 | 6618 | 23824.6094 | 3364 | 12110.3031 | Distributed from 923 Generation And Fuel | 2019
16960 | 2022 | NY | Chester CSG | 62761 | CH |  | OP | PV | SUN | 2 | 0.181 | 3168 | 11404.7088 | 1610 | 5795.9536 | Distributed from 923 Generation And Fuel | 2019
16961 | 2022 | NY | Cicero Energy Storage 1 LLC | 66501 | CCBA1 |  | OP | BA | MWH | 5 | 0 | 0 | 0 | 0 | 0 | Distributed from 923 Generation And Fuel | 2022
16962 | 2022 | NY | Cicero Energy Storage 1 LLC | 66501 | CCPV1 |  | OP | PV | SUN | 5 | 0.093 | 4056 | 14601.4832 | 2313 | 8326.7334 | Distributed from 923 Generation And Fuel | 2022
16963 | 2022 | NY | Cicero Energy Storage 2 LLC | 66503 | CCBA2 |  | OP | BA | MWH | 5 | 0 | 0 | 0 | 0 | 0 | Distributed from 923 Generation And Fuel | 2022
16964 | 2022 | NY | Cicero Energy Storage 2 LLC | 66503 | CCPV2 |  | OP | PV | SUN | 5 | 0.101 | 4419 | 15908.2727 | 2520 | 9071.9274 | Distributed from 923 Generation And Fuel | 2022
16965 | 2022 | NY | City of Rochester Solar | 61804 | ROC01 |  | OP | PV | SUN | 1.8 | 0.18 | 2832 | 10195.1184 | 1440 | 5183.9585 | Distributed from 923 Generation And Fuel | 2017
16966 | 2022 | NY | CJ Solar I, LLC | 61719 | LWCJ1 |  | OP | PV | SUN | 2 | 0.161 | 2818 | 10144.7188 | 1433 | 5158.7587 | Distributed from 923 Generation And Fuel | 2018
16967 | 2022 | NY | Clarkson Solar | 59623 | CSPV |  | OP | PV | SUN | 2 | 0.097 | 1695 | 6101.9512 | 862 | 3103.1752 | Distributed from 923 Generation And Fuel | 2014
16968 | 2022 | NY | Clarkstown Landfill Solar Facility | 60004 | INV#1 |  | OP | PV | SUN | 1 | 0.164 | 1439.5 | 5182.1585 | 732 | 2635.1789 | Distributed from 923 Generation And Fuel | 2014
16969 | 2022 | NY | Clarkstown Landfill Solar Facility | 60004 | INV#2 |  | OP | PV | SUN | 1 | 0.164 | 1439.5 | 5182.1585 | 732 | 2635.1789 | Distributed from 923 Generation And Fuel | 2014
16970 | 2022 | NY | Clay Solar CSG | 64373 | CLAY1 |  | OP | PV | SUN | 5 | 0.066 | 2907 | 10465.1163 | 1478 | 5320.7574 | Distributed from 923 Generation And Fuel | 2021
16971 | 2022 | NY | Clifton Park Solar 1, LLC | 64680 | CP1 |  | OP | PV | SUN | 5 | 0.199 | 8729 | 31424.1486 | 4437 | 15973.0722 | Distributed from 923 Generation And Fuel | 2020
16972 | 2022 | NY | Clifton Park Solar 2, LLC | 64681 | CP2 |  | OP | PV | SUN | 2 | 0.198 | 3473 | 12502.7 | 1766 | 6357.5491 | Distributed from 923 Generation And Fuel | 2020
16973 | 2022 | NY | Clinton | 56618 | 1 |  | OP | WT | WND | 100.5 | 0.123 | 107873 | 388339.6933 | 32760 | 117935.0565 | Distributed from 923 Generation And Fuel | 2008
16974 | 2022 | NY | Clinton LFGTE Facility | 56986 | GEN1 |  | OP | IC | LFG | 1.6 | 0.769 | 10785.25 | 38826.5894 | 4733.5 | 17040.4637 | Distributed from 923 Generation And Fuel | 2008
16975 | 2022 | NY | Clinton LFGTE Facility | 56986 | GEN2 |  | OP | IC | LFG | 1.6 | 0.769 | 10785.25 | 38826.5894 | 4733.5 | 17040.4637 | Distributed from 923 Generation And Fuel | 2008
16976 | 2022 | NY | Clinton LFGTE Facility | 56986 | GEN3 |  | OP | IC | LFG | 1.6 | 0.769 | 10785.25 | 38826.5894 | 4733.5 | 17040.4637 | Distributed from 923 Generation And Fuel | 2008
16977 | 2022 | NY | Clinton LFGTE Facility | 56986 | GEN4 |  | OP | IC | LFG | 1.6 | 0.769 | 10785.25 | 38826.5894 | 4733.5 | 17040.4637 | Distributed from 923 Generation And Fuel | 2009
16978 | 2022 | NY | CMR Solar LLC | 62486 | CMRSL |  | OP | PV | SUN | 2 | 0.211 | 3689 | 13280.2938 | 1875 | 6749.946 | Distributed from 923 Generation And Fuel | 2019
16979 | 2022 | NY | Cohalan | 58790 | CLN1 |  | OP | PV | SUN | 2.5 | 0.161 | 3520.625 | 12674.1486 | 1790 | 6443.9484 | Distributed from 923 Generation And Fuel | 2012
16980 | 2022 | NY | Cohalan | 58790 | CLN2 |  | OP | PV | SUN | 1.5 | 0.161 | 2112.375 | 7604.4892 | 1074 | 3866.3691 | Distributed from 923 Generation And Fuel | 2012
16981 | 2022 | NY | Cohocton Wind Project | 56634 | 1 |  | OP | WT | WND | 87.5 | 0.279 | 214207 | 771139.0309 | 65053 | 234188.9265 | Distributed from 923 Generation And Fuel | 2009
16982 | 2022 | NY | Colonie LFGTE Facility | 56324 | GEN1 |  | OP | IC | LFG | 1.6 | 0.66 | 9252.5 | 33308.7335 | 4060.75 | 14618.5831 | Distributed from 923 Generation And Fuel | 2006
16983 | 2022 | NY | Colonie LFGTE Facility | 56324 | GEN2 |  | OP | IC | LFG | 1.6 | 0.66 | 9252.5 | 33308.7335 | 4060.75 | 14618.5831 | Distributed from 923 Generation And Fuel | 2006
16984 | 2022 | NY | Colonie LFGTE Facility | 56324 | GEN3 |  | OP | IC | LFG | 1.6 | 0.66 | 9252.5 | 33308.7335 | 4060.75 | 14618.5831 | Distributed from 923 Generation And Fuel | 2006
16985 | 2022 | NY | Colonie LFGTE Facility | 56324 | GEN4 |  | OP | IC | LFG | 1.6 | 0.66 | 9252.5 | 33308.7335 | 4060.75 | 14618.5831 | Distributed from 923 Generation And Fuel | 2016
16986 | 2022 | NY | Colton | 2551 | 1 |  | OP | HY | WAT | 10 | 0.514 | 45059.333 | 162212.3011 | 18840.667 | 67825.8586 | Distributed from 923 Generation And Fuel | 1918
16987 | 2022 | NY | Colton | 2551 | 2 |  | OP | HY | WAT | 10 | 0.514 | 45059.333 | 162212.3011 | 18840.667 | 67825.8586 | Distributed from 923 Generation And Fuel | 1918
16988 | 2022 | NY | Colton | 2551 | 3 |  | OP | HY | WAT | 10 | 0.514 | 45059.333 | 162212.3011 | 18840.667 | 67825.8586 | Distributed from 923 Generation And Fuel | 1928
16989 | 2022 | NY | Columbia University - Johnson Farms | 61576 | JF01 |  | OP | PV | SUN | 2 | 0.21 | 3672 | 13219.0942 | 1867 | 6721.1462 | Distributed from 923 Generation And Fuel | 2018
16990 | 2022 | NY | Columbia University - Minisink | 61578 | MIN01 |  | OP | PV | SUN | 2 | 0.213 | 3726 | 13413.4927 | 1894 | 6818.3455 | Distributed from 923 Generation And Fuel | 2018
16991 | 2022 | NY | Copenhagen Plant | 10545 | GEN1 |  | OP | HY | WAT | 1.5 | 0.242 | 3178.182 | 11441.3637 | 1329.091 | 4784.6893 | Distributed from 923 Generation And Fuel | 1984
16992 | 2022 | NY | Copenhagen Plant | 10545 | GEN2 |  | OP | HY | WAT | 1.5 | 0.242 | 3178.182 | 11441.3637 | 1329.091 | 4784.6893 | Distributed from 923 Generation And Fuel | 1984
16993 | 2022 | NY | Copenhagen Plant | 10545 | GEN3 |  | OP | HY | WAT | 0.3 | 0.242 | 635.636 | 2288.2713 | 265.818 | 956.9371 | Distributed from 923 Generation And Fuel | 1984
16994 | 2022 | NY | Copenhagen Wind Farm | 58979 | CPHGN |  | OP | WT | WND | 79.9 | 0.375 | 262292 | 944243.6461 | 85699 | 308513.9319 | Distributed from 923 Generation And Fuel | 2018 | 2043
16995 | 2022 | NY | Cornell Geneva Solar Farm | 60150 | ARGOS |  | OP | PV | SUN | 2 | 0.177 | 3093 | 11134.7109 | 1572 | 5659.1547 | Distributed from 923 Generation And Fuel | 2015
16996 | 2022 | NY | Cornell Hydro | 10286 | 1 |  | OP | HY | WAT | 0.8 | 0.29 | 2029.895 | 7307.5635 | 501.474 | 1805.292 | Distributed from 923 Generation And Fuel | 1981
16997 | 2022 | NY | Cornell Hydro | 10286 | 2 |  | OP | HY | WAT | 1.1 | 0.29 | 2791.105 | 10047.8976 | 689.526 | 2482.2737 | Distributed from 923 Generation And Fuel | 1981
16998 | 2022 | NY | Cornell Snyder Road Solar Array | 59470 | CSR1 |  | OP | PV | SUN | 1.8 | 0.101 | 1595 | 5741.9541 | 811 | 2919.5766 | Distributed from 923 Generation And Fuel | 2014
16999 | 2022 | NY | Cornell University Central Heat | 50368 | CT1 |  | OP | CT | NG | 15 | 0.64 | 84088 | 302714.3783 | 45044.718 | 162159.6875 | EIA-923 Generator File | 2009
17000 | 2022 | NY | Cornell University Central Heat | 50368 | CT2 |  | OP | CT | NG | 15 | 0.72 | 94668 | 340802.0736 | 45044.718 | 162159.6875 | EIA-923 Generator File | 2009
17001 | 2022 | NY | Cornell University Central Heat | 50368 | EDG1 |  | SB | IC | DFO | 1 | 0.002 | 17.5 | 62.9995 | 0 | 0 | Distributed from 923 Generation And Fuel | 2009
17002 | 2022 | NY | Cornell University Central Heat | 50368 | EDG2 |  | SB | IC | DFO | 1 | 0.002 | 17.5 | 62.9995 | 0 | 0 | Distributed from 923 Generation And Fuel | 2009
17003 | 2022 | NY | Cornell University Central Heat | 50368 | TG1 |  | OA | CA | NG | 1.8 | 0 | 0 | 0 | 0 | 0 | EIA-923 Generator File | 1988
17004 | 2022 | NY | Cornell University Central Heat | 50368 | TG2 |  | OP | CA | NG | 5.7 | 0.576 | 28763 | 103545.9716 | 11006.158 | 39621.8518 | EIA-923 Generator File | 1988
17005 | 2022 | NY | Corning Riverview (CSG) | 64310 | CORN |  | OP | PV | SUN | 5 | 0.184 | 8038 | 28936.5685 | 4086 | 14709.4823 | Distributed from 923 Generation And Fuel | 2020
17006 | 2022 | NY | Cortlandville I Solar CSG | 64371 | CORT1 |  | OP | PV | SUN | 5 | 0.13 | 5704 | 20534.2357 | 2900 | 10439.9165 | Distributed from 923 Generation And Fuel | 2021
17007 | 2022 | NY | Costanza Solar | 66213 | 10907 |  | OP | PV | SUN | 2 | 0.21 | 3684 | 13262.2939 | 1873 | 6742.7461 | Distributed from 923 Generation And Fuel | 2020
17008 | 2022 | NY | COU Solar I, LLC | 61720 | LECOU |  | OP | PV | SUN | 1.5 | 0.214 | 2818 | 10144.7188 | 1433 | 5158.7587 | Distributed from 923 Generation And Fuel | 2018
17009 | 2022 | NY | County of Dutchess, NY (Airport) | 64445 | PV1 |  | OP | PV | SUN | 1.8 | 0.185 | 2916 | 10497.516 | 1482 | 5335.1573 | Distributed from 923 Generation And Fuel | 2020
17010 | 2022 | NY | County Road 16 | 64126 | ORNGE |  | OP | PV | SUN | 2 | 0.193 | 3380 | 12167.9027 | 1718 | 6184.7505 | Distributed from 923 Generation And Fuel | 2020
17011 | 2022 | NY | County Road 17 (CSG) | 65222 | AFTON |  | OP | PV | SUN | 3.3 | 0.128 | 3700 | 13319.8934 | 2330 | 8387.9329 | Distributed from 923 Generation And Fuel | 2022
17012 | 2022 | NY | County Route 11 Community Solar Farm | 62507 | 1419 |  | OP | PV | SUN | 4.1 | 0.178 | 6400 | 23039.8157 | 3253 | 11710.7063 | Distributed from 923 Generation And Fuel | 2020
17013 | 2022 | NY | County Route 84 Solar | 66214 | 10967 |  | OP | PV | SUN | 5 | 0.204 | 8950 | 32219.7422 | 4550 | 16379.869 | Distributed from 923 Generation And Fuel | 2021
17014 | 2022 | NY | Covanta Babylon Inc | 50649 | GEN1 | 2 | OP | ST | MSW | 17 | 0.764 | 113781 | 409608.3231 | 53016 | 190856.0732 | EIA-923 Generator File | 1989
17015 | 2022 | NY | Covanta Hempstead | 10642 | GEN1 | 3 | OP | ST | MSW | 78.6 | 0.843 | 580351 | 2089246.886 | 253451 | 912416.3007 | EIA-923 Generator File | 1989
17016 | 2022 | NY | Covanta Niagara I, LLC | 50472 | GEN1 | 4 | OP | ST | MSW | 25 | 0.459 | 100587 | 362110.3031 | 47011 | 169238.2461 | EIA-923 Generator File | 1980
17017 | 2022 | NY | Covanta Niagara I, LLC | 50472 | GEN2 | 4 | OP | ST | MSW | 25 | 0.451 | 98854 | 355871.553 | 46913 | 168885.4489 | EIA-923 Generator File | 1980
17018 | 2022 | NY | Coxsackie Solar | 64542 | 1 |  | OP | PV | SUN | 5 | 0.015 | 651 | 2343.5813 | 0 | 0 | Distributed from 923 Generation And Fuel | 2022
17019 | 2022 | NY | CPV Valley Energy Center | 56940 | CTG1 |  | OP | CT | NG | 235 | 0.723 | 1488646 | 5359082.7273 | 532941 | 1918572.2514 | EIA-923 Generator File | 2018
17020 | 2022 | NY | CPV Valley Energy Center | 56940 | CTG2 |  | OP | CT | NG | 235 | 0.713 | 1467879 | 5284322.1254 | 569665 | 2050777.5938 | EIA-923 Generator File | 2018
17021 | 2022 | NY | CPV Valley Energy Center | 56940 | STG | 2 | OP | CA | NG | 300 | 0.713 | 1874286 | 6747375.621 | 730849 | 2631035.3517 | EIA-923 Generator File | 2018
17022 | 2022 | NY | Cream Street Solar | 65775 | 5324 |  | OP | PV | SUN | 2 | 0.217 | 3806 | 13701.4904 | 1935 | 6965.9443 | Distributed from 923 Generation And Fuel | 2020
17023 | 2022 | NY | Crescent | 2685 | 1 |  | OP | HY | WAT | 2.8 | 0.534 | 13086.862 | 47112.3263 | 5472.069 | 19699.2908 | Distributed from 923 Generation And Fuel | 1924
17024 | 2022 | NY | Crescent | 2685 | 2 |  | OP | HY | WAT | 2.8 | 0.534 | 13086.862 | 47112.3263 | 5472.069 | 19699.2908 | Distributed from 923 Generation And Fuel | 1924
17025 | 2022 | NY | Crescent | 2685 | 3 |  | OP | HY | WAT | 3 | 0.534 | 14021.638 | 50477.493 | 5862.931 | 21106.3827 | Distributed from 923 Generation And Fuel | 1991
17026 | 2022 | NY | Crescent | 2685 | 4 |  | OP | HY | WAT | 3 | 0.534 | 14021.638 | 50477.493 | 5862.931 | 21106.3827 | Distributed from 923 Generation And Fuel | 1991
17027 | 2022 | NY | Cricket Valley Energy | 57185 | U001 | 1 | OP | CA | NG | 174.2 | 0.405 | 617442 | 2222773.4178 | 333032 | 1198905.6088 | EIA-923 Generator File | 2020
17028 | 2022 | NY | Cricket Valley Energy | 57185 | U002 | 1 | OP | CA | NG | 174.2 | 0.444 | 678236 | 2441630.067 | 392181 | 1411840.3053 | EIA-923 Generator File | 2020
17029 | 2022 | NY | Cricket Valley Energy | 57185 | U003 | 1 | OP | CA | NG | 174.2 | 0.441 | 672887 | 2422373.821 | 361717 | 1302170.7826 | EIA-923 Generator File | 2020
17030 | 2022 | NY | Cricket Valley Energy | 57185 | U004 |  | OP | CT | NG | 263.3 | 0.475 | 1096264 | 3946518.8278 | 590517 | 2125844.1932 | EIA-923 Generator File | 2020
17031 | 2022 | NY | Cricket Valley Energy | 57185 | U005 |  | OP | CT | NG | 263.3 | 0.523 | 1206191 | 4342252.862 | 697491 | 2510947.5124 | EIA-923 Generator File | 2020
17032 | 2022 | NY | Cricket Valley Energy | 57185 | U006 |  | OP | CT | NG | 263.3 | 0.516 | 1191191 | 4288253.294 | 638853 | 2299852.4012 | EIA-923 Generator File | 2020
17033 | 2022 | NY | Croton Solar | 65647 | CROT |  | OP | PV | SUN | 3 | 0.206 | 5421 | 19515.4439 | 2756 | 9921.5206 | Distributed from 923 Generation And Fuel | 2021
17034 | 2022 | NY | Cummins, Inc | 60453 | CUMM |  | OP | PV | SUN | 1.8 | 0.117 | 1840 | 6623.947 | 935 | 3365.9731 | Distributed from 923 Generation And Fuel | 2015
17035 | 2022 | NY | Curtis Palmer Hydroelectric | 54580 | C1 |  | OP | HY | WAT | 2.6 | 0.57 | 12990.702 | 46766.1531 | 5431.753 | 19554.1544 | Distributed from 923 Generation And Fuel | 1986
17036 | 2022 | NY | Curtis Palmer Hydroelectric | 54580 | C2 |  | OP | HY | WAT | 2.6 | 0.57 | 12990.702 | 46766.1531 | 5431.753 | 19554.1544 | Distributed from 923 Generation And Fuel | 1986
17037 | 2022 | NY | Curtis Palmer Hydroelectric | 54580 | C3 |  | OP | HY | WAT | 2.6 | 0.57 | 12990.702 | 46766.1531 | 5431.753 | 19554.1544 | Distributed from 923 Generation And Fuel | 1985
17038 | 2022 | NY | Curtis Palmer Hydroelectric | 54580 | C4 |  | OP | HY | WAT | 1 | 0.57 | 4996.424 | 17986.9825 | 2089.136 | 7520.8294 | Distributed from 923 Generation And Fuel | 1985
17039 | 2022 | NY | Curtis Palmer Hydroelectric | 54580 | C5 |  | OP | HY | WAT | 1 | 0.57 | 4996.424 | 17986.9825 | 2089.136 | 7520.8294 | Distributed from 923 Generation And Fuel | 1985
17040 | 2022 | NY | Curtis Palmer Hydroelectric | 54580 | P1 |  | OP | HY | WAT | 24.6 | 0.57 | 122912.024 | 442479.7466 | 51392.736 | 185012.3695 | Distributed from 923 Generation And Fuel | 1986
17041 | 2022 | NY | Curtis Palmer Hydroelectric | 54580 | P2 |  | OP | HY | WAT | 24.6 | 0.57 | 122912.024 | 442479.7466 | 51392.736 | 185012.3695 | Distributed from 923 Generation And Fuel | 1986
17042 | 2022 | NY | Czub CSG | 63057 | 114 |  | OP | PV | SUN | 2 | 0.21 | 3671 | 13215.4943 | 1866 | 6717.5463 | Distributed from 923 Generation And Fuel | 2018
17043 | 2022 | NY | Dahowa Hydro | 50280 | GEN1 |  | OP | HY | WAT | 10.5 | 0.076 | 6954 | 25034.1997 | 2908 | 10468.7163 | Distributed from 923 Generation And Fuel | 1987
17044 | 2022 | NY | DANC LFGTE Facility | 56958 | GEN1 |  | OP | IC | LFG | 1.6 | 0.465 | 6517 | 23461.0123 | 2860.25 | 10296.8176 | Distributed from 923 Generation And Fuel | 2008
17045 | 2022 | NY | DANC LFGTE Facility | 56958 | GEN2 |  | OP | IC | LFG | 1.6 | 0.465 | 6517 | 23461.0123 | 2860.25 | 10296.8176 | Distributed from 923 Generation And Fuel | 2008
17046 | 2022 | NY | DANC LFGTE Facility | 56958 | GEN3 |  | OP | IC | LFG | 1.6 | 0.465 | 6517 | 23461.0123 | 2860.25 | 10296.8176 | Distributed from 923 Generation And Fuel | 2008
17047 | 2022 | NY | DANC LFGTE Facility | 56958 | GEN4 |  | OP | IC | LFG | 1.6 | 0.465 | 6517 | 23461.0123 | 2860.25 | 10296.8176 | Distributed from 923 Generation And Fuel | 2012
17048 | 2022 | NY | Danskammer Generating Station | 2480 | 1 | 1 | OP | ST | NG | 72 | 0.002 | 1155 | 4157.9667 | 630 | 2267.9819 | EIA-923 Generator File | 1951
17049 | 2022 | NY | Danskammer Generating Station | 2480 | 2 | 1 | OP | ST | NG | 73.5 | 0.002 | 1211 | 4359.5651 | 543 | 1954.7844 | EIA-923 Generator File | 1954
17050 | 2022 | NY | Danskammer Generating Station | 2480 | 3 | 1 | OP | ST | NG | 147.1 | 0.004 | 5385 | 19385.8449 | 3954 | 14234.2861 | EIA-923 Generator File | 1959
17051 | 2022 | NY | Danskammer Generating Station | 2480 | 4 | 1 | OP | ST | NG | 239.4 | 0.004 | 7684 | 27662.1787 | 5608 | 20188.6385 | EIA-923 Generator File | 1967
17052 | 2022 | NY | Danskammer Generating Station | 2480 | 5 |  | SB | IC | DFO | 2.7 | 0.002 | 36.5 | 131.3989 | 0.5 | 1.8 | Distributed from 923 Generation And Fuel | 1967
17053 | 2022 | NY | Danskammer Generating Station | 2480 | 6 |  | SB | IC | DFO | 2.7 | 0.002 | 36.5 | 131.3989 | 0.5 | 1.8 | Distributed from 923 Generation And Fuel | 1967
17054 | 2022 | NY | Dashville | 2481 | 1 |  | OP | HY | WAT | 2.4 | 0.353 | 7420.5 | 26713.5863 | 3102.5 | 11168.9106 | Distributed from 923 Generation And Fuel | 1920
17055 | 2022 | NY | Dashville | 2481 | 2 |  | OP | HY | WAT | 2.4 | 0.353 | 7420.5 | 26713.5863 | 3102.5 | 11168.9106 | Distributed from 923 Generation And Fuel | 1920
17056 | 2022 | NY | Daum Solar | 62412 | DAUM |  | OP | PV | SUN | 4 | 0.177 | 6210 | 22355.8212 | 3157 | 11365.1091 | Distributed from 923 Generation And Fuel | 2020
17057 | 2022 | NY | Deer Park | 58786 | DRP1 |  | OP | PV | SUN | 2.5 | 0.171 | 3740 | 13463.8923 | 1901 | 6843.5453 | Distributed from 923 Generation And Fuel | 2012
17058 | 2022 | NY | Deferiet | 2552 | 1 |  | OP | HY | WAT | 4 | 0.522 | 18286 | 65829.0734 | 7646 | 27525.3798 | Distributed from 923 Generation And Fuel | 1925
17059 | 2022 | NY | Deferiet | 2552 | 2 |  | OP | HY | WAT | 4 | 0.522 | 18286 | 65829.0734 | 7646 | 27525.3798 | Distributed from 923 Generation And Fuel | 1925
17060 | 2022 | NY | Deferiet | 2552 | 3 |  | OP | HY | WAT | 4 | 0.522 | 18286 | 65829.0734 | 7646 | 27525.3798 | Distributed from 923 Generation And Fuel | 1925
17061 | 2022 | NY | Dennison | 58787 | DNN1 |  | OP | PV | SUN | 2 | 0.127 | 2221 | 7995.536 | 1129 | 4064.3675 | Distributed from 923 Generation And Fuel | 2011
17062 | 2022 | NY | Dexter Plant | 10538 | GEN1 |  | OP | HY | WAT | 0.5 | 0.1 | 440.119 | 1584.4157 | 184.048 | 662.5675 | Distributed from 923 Generation And Fuel | 1931
17063 | 2022 | NY | Dexter Plant | 10538 | GEN2 |  | OP | HY | WAT | 0.5 | 0.1 | 440.119 | 1584.4157 | 184.048 | 662.5675 | Distributed from 923 Generation And Fuel | 1931
17064 | 2022 | NY | Dexter Plant | 10538 | GEN3 |  | OP | HY | WAT | 0.2 | 0.1 | 176.048 | 633.7677 | 73.619 | 265.0263 | Distributed from 923 Generation And Fuel | 1958
17065 | 2022 | NY | Dexter Plant | 10538 | GEN4 |  | OP | HY | WAT | 0.2 | 0.1 | 176.048 | 633.7677 | 73.619 | 265.0263 | Distributed from 923 Generation And Fuel | 1986
17066 | 2022 | NY | Dexter Plant | 10538 | GEN5 |  | OP | HY | WAT | 0.2 | 0.1 | 176.048 | 633.7677 | 73.619 | 265.0263 | Distributed from 923 Generation And Fuel | 1986
17067 | 2022 | NY | Dexter Plant | 10538 | GEN6 |  | OP | HY | WAT | 1.3 | 0.1 | 1144.31 | 4119.483 | 478.524 | 1722.6726 | Distributed from 923 Generation And Fuel | 1988
17068 | 2022 | NY | Dexter Plant | 10538 | GEN7 |  | OP | HY | WAT | 1.3 | 0.1 | 1144.31 | 4119.483 | 478.524 | 1722.6726 | Distributed from 923 Generation And Fuel | 1988
17069 | 2022 | NY | Diamond Island Plant | 10540 | GEN1 |  | OP | HY | WAT | 0.4 | 0.392 | 1372.333 | 4940.3593 | 573.667 | 2065.1847 | Distributed from 923 Generation And Fuel | 1914
17070 | 2022 | NY | Diamond Island Plant | 10540 | GEN2 |  | OP | HY | WAT | 0.4 | 0.392 | 1372.333 | 4940.3593 | 573.667 | 2065.1847 | Distributed from 923 Generation And Fuel | 1914
17071 | 2022 | NY | Diamond Island Plant | 10540 | GEN3 |  | OP | HY | WAT | 0.4 | 0.392 | 1372.333 | 4940.3593 | 573.667 | 2065.1847 | Distributed from 923 Generation And Fuel | 1914
17072 | 2022 | NY | Diana Hydroelectric | 10237 | GEN1 |  | OP | HY | WAT | 1.8 | 0.394 | 6219 | 22388.2209 | 2600 | 9359.9251 | Distributed from 923 Generation And Fuel | 1985
17073 | 2022 | NY | DOCCS Eastern | 65298 | 81724 |  | OP | PV | SUN | 5 | 0.183 | 8036 | 28929.3686 | 4085 | 14705.8824 | Distributed from 923 Generation And Fuel | 2021
17074 | 2022 | NY | DOCCS Greene | 66586 | 06945 |  | OP | PV | SUN | 5 | 0.033 | 1445 | 5201.9584 | 0 | 0 | Distributed from 923 Generation And Fuel | 2022
17075 | 2022 | NY | DOCCS Greenhaven | 65300 | 81723 |  | OP | PV | SUN | 3.7 | 0.201 | 6505 | 23417.8127 | 3307 | 11905.1048 | Distributed from 923 Generation And Fuel | 2021
17076 | 2022 | NY | DOCCS Midstate | 65297 | 81722 |  | OP | PV | SUN | 3.8 | 0.167 | 5557 | 20005.04 | 2825 | 10169.9186 | Distributed from 923 Generation And Fuel | 2021
17077 | 2022 | NY | DOCCS Wende | 65299 | 81721 |  | OP | PV | SUN | 5 | 0.181 | 7948 | 28612.5711 | 4040 | 14543.8836 | Distributed from 923 Generation And Fuel | 2021
17078 | 2022 | NY | Dolgeville Hydro | 10238 | GEN1 |  | OP | HY | WAT | 5 | 0.234 | 10252 | 36906.9047 | 4287 | 15433.0765 | Distributed from 923 Generation And Fuel | 1985
17079 | 2022 | NY | Donati Solar | 66217 | 10968 |  | OP | PV | SUN | 2 | 0.112 | 1964 | 7070.3434 | 998 | 3592.7713 | Distributed from 923 Generation And Fuel | 2021
17080 | 2022 | NY | Dover CSG | 63106 | 21 |  | OP | PV | SUN | 2 | 0.217 | 3808 | 13708.6903 | 1936 | 6969.5442 | Distributed from 923 Generation And Fuel | 2019
17081 | 2022 | NY | Drinkwater Solar | 66177 | 10896 |  | OP | PV | SUN | 2 | 0.174 | 3056 | 11001.512 | 1554 | 5594.3552 | Distributed from 923 Generation And Fuel | 2021
17082 | 2022 | NY | Dryden Rd #2 Community Solar Farm CSG | 62477 | 372 |  | OP | PV | SUN | 1.3 | 0.109 | 1245 | 4481.9641 | 633 | 2278.7818 | Distributed from 923 Generation And Fuel | 2019
17083 | 2022 | NY | Duanesburg | 61863 | 10048 |  | OP | PV | SUN | 2 | 0.196 | 3432 | 12355.1012 | 1745 | 6281.9497 | Distributed from 923 Generation And Fuel | 2018
17084 | 2022 | NY | Dubois Solar (Hybrid) | 66218 | 10892 |  | OP | PV | SUN | 2 | 0.184 | 3223 | 11602.7072 | 1638 | 5896.7528 | Distributed from 923 Generation And Fuel | 2020
17085 | 2022 | NY | Dubois Solar (Hybrid) | 66218 | BAT |  | OP | BA | MWH | 2 | -0.004 | -77 | -277.1978 | -34 | -122.399 | Distributed from 923 Generation And Fuel | 2020
17086 | 2022 | NY | Dunkirk Generating Plant | 2554 | 1 | 1 | RE | ST | SUB | 96 |  | GENYRONL: 1950; GENYRRET: 2022
17087 | 2022 | NY | Dunkirk Generating Plant | 2554 | 3 | 1 | RE | ST | SUB | 217.6 |  | GENYRONL: 1959; GENYRRET: 2022
17088 | 2022 | NY | Dunkirk Generating Plant | 2554 | ST4 | 1 | RE | ST | SUB | 217.6 |  | GENYRONL: 1960; GENYRRET: 2022
17089 | 2022 | NY | Dunn Paper | 54878 | 01 |  | OP | HY | WAT | 0.4 | 0.673 | 2357.2 | 8485.8521 | 985.6 | 3548.1316 | Distributed from 923 Generation And Fuel | 1959
17090 | 2022 | NY | Dunn Paper | 54878 | 02 |  | OP | HY | WAT | 0.3 | 0.673 | 1767.9 | 6364.3891 | 739.2 | 2661.0987 | Distributed from 923 Generation And Fuel | 1959
17091 | 2022 | NY | Dunn Paper | 54878 | 03 |  | OP | HY | WAT | 0.3 | 0.673 | 1767.9 | 6364.3891 | 739.2 | 2661.0987 | Distributed from 923 Generation And Fuel | 1959
17092 | 2022 | NY | Dusenberry | 64715 | DSNBR |  | OP | PV | SUN | 5 | 0.205 | 8990 | 32363.7411 | 4570 | 16451.8684 | Distributed from 923 Generation And Fuel | 2021
17093 | 2022 | NY | Dutch Hill Wind Project | 56633 | 1 |  | OP | WT | WND | 37.5 | 0.279 | 91803 | 330488.1561 | 27880 | 100367.1971 | Distributed from 923 Generation And Fuel | 2009
17094 | 2022 | NY | Dutchess Cnty Resource Recovery Facility | 10305 | GEN1 |  | OP | ST | MSW | 9.2 | 0.348 | 28058 | 101007.9919 | 12565.922 | 45236.9573 | EIA-923 Generator File | 1987
17095 | 2022 | NY | E F Barrett | 2511 | 10 |  | OP | GT | NG | 41.8 | 0.066 | 24303.735 | 87492.7461 | 14463.342 | 52067.6147 | Distributed from 923 Generation And Fuel | 1971
17096 | 2022 | NY | E F Barrett | 2511 | 11 |  | OP | GT | NG | 41.8 | 0.066 | 24303.735 | 87492.7461 | 14463.342 | 52067.6147 | Distributed from 923 Generation And Fuel | 1971
17097 | 2022 | NY | E F Barrett | 2511 | 12 |  | OP | GT | NG | 41.8 | 0.066 | 24303.735 | 87492.7461 | 14463.342 | 52067.6147 | Distributed from 923 Generation And Fuel | 1971
17098 | 2022 | NY | E F Barrett | 2511 | 3 |  | OP | GT | NG | 18 | 0.066 | 10465.723 | 37676.3014 | 6228.233 | 22421.4594 | Distributed from 923 Generation And Fuel | 1970
17099 | 2022 | NY | E F Barrett | 2511 | 4 |  | OP | GT | NG | 18 | 0.066 | 10465.723 | 37676.3014 | 6228.233 | 22421.4594 | Distributed from 923 Generation And Fuel | 1970
17100 | 2022 | NY | E F Barrett | 2511 | 5 |  | OP | GT | NG | 18 | 0.066 | 10465.723 | 37676.3014 | 6228.233 | 22421.4594 | Distributed from 923 Generation And Fuel | 1970
17101 | 2022 | NY | E F Barrett | 2511 | 6 |  | OP | GT | NG | 18 | 0.066 | 10465.723 | 37676.3014 | 6228.233 | 22421.4594 | Distributed from 923 Generation And Fuel | 1970
17102 | 2022 | NY | E F Barrett | 2511 | 8 |  | OP | GT | NG | 18 | 0.066 | 10465.723 | 37676.3014 | 6228.233 | 22421.4594 | Distributed from 923 Generation And Fuel | 1970
17103 | 2022 | NY | E F Barrett | 2511 | 9 |  | OP | GT | NG | 41.8 | 0.066 | 24303.735 | 87492.7461 | 14463.342 | 52067.6147 | Distributed from 923 Generation And Fuel | 1971
17104 | 2022 | NY | E F Barrett | 2511 | GT1 |  | OP | GT | NG | 18 | 0.066 | 10465.723 | 37676.3014 | 6228.233 | 22421.4594 | Distributed from 923 Generation And Fuel | 1970
17105 | 2022 | NY | E F Barrett | 2511 | GT2 |  | OP | GT | NG | 18 | 0.066 | 10465.723 | 37676.3014 | 6228.233 | 22421.4594 | Distributed from 923 Generation And Fuel | 1970
17106 | 2022 | NY | E F Barrett | 2511 | ST1 | 1 | OP | ST | NG | 188 | 0.507 | 835632 | 3008251.134 | 430429 | 1549532.0037 | EIA-923 Generator File | 1956
17107 | 2022 | NY | E F Barrett | 2511 | ST2 | 1 | OP | ST | NG | 188 | 0.221 | 364718 | 1312974.2962 | 79832 | 287392.9009 | EIA-923 Generator File | 1963
17108 | 2022 | NY | E J West | 6527 | 1 |  | OP | HY | WAT | 11 | 0.295 | 28444 | 102397.5808 | 11893 | 42814.4575 | Distributed from 923 Generation And Fuel | 1930
17109 | 2022 | NY | E J West | 6527 | 2 |  | OP | HY | WAT | 11 | 0.295 | 28444 | 102397.5808 | 11893 | 42814.4575 | Distributed from 923 Generation And Fuel | 1930
17110 | 2022 | NY | Eagle | 2555 | 1 |  | OP | HY | WAT | 2 | 0.63 | 11045 | 39761.6819 | 4618.333 | 16625.8658 | Distributed from 923 Generation And Fuel | 1914
17111 | 2022 | NY | Eagle | 2555 | 2 |  | OP | HY | WAT | 1 | 0.63 | 5522.5 | 19880.841 | 2309.167 | 8312.9347 | Distributed from 923 Generation And Fuel | 1915
17112 | 2022 | NY | Eagle | 2555 | 3 |  | OP | HY | WAT | 1 | 0.63 | 5522.5 | 19880.841 | 2309.167 | 8312.9347 | Distributed from 923 Generation And Fuel | 1919
17113 | 2022 | NY | Eagle | 2555 | 4 |  | OP | HY | WAT | 2 | 0.63 | 11045 | 39761.6819 | 4618.333 | 16625.8658 | Distributed from 923 Generation And Fuel | 1925
17114 | 2022 | NY | East Fishkill CSG | 65752 | EFK |  | OP | PV | SUN | 2 | 0.195 | 3420 | 12311.9015 | 1739 | 6260.3499 | Distributed from 923 Generation And Fuel | 2019
17115 | 2022 | NY | East Hampton | 2512 | 1 |  | OP | GT | DFO | 21.3 | 0.068 | 12654 | 45554.0356 | 162 | 583.1953 | Distributed from 923 Generation And Fuel | 1970
17116 | 2022 | NY | East Hampton | 2512 | 2 |  | OP | IC | DFO | 2 | 0.041 | 719.667 | 2590.7805 | 9.333 | 33.5985 | Distributed from 923 Generation And Fuel | 1962
17117 | 2022 | NY | East Hampton | 2512 | 3 |  | OP | IC | DFO | 2 | 0.041 | 719.667 | 2590.7805 | 9.333 | 33.5985 | Distributed from 923 Generation And Fuel | 1962
17118 | 2022 | NY | East Hampton | 2512 | 4 |  | OP | IC | DFO | 2 | 0.041 | 719.667 | 2590.7805 | 9.333 | 33.5985 | Distributed from 923 Generation And Fuel | 1962
17119 | 2022 | NY | East Hampton Energy Storage Center | 62733 | BEH |  | OP | BA | MWH | 5 | -0.015 | -638 | -2296.7816 | -282 | -1015.1919 | Distributed from 923 Generation And Fuel | 2018
17120 | 2022 | NY | East Norfolk | 2561 | 1 |  | OP | HY | WAT | 4 | 0.737 | 25807 | 92904.4568 | 10791 | 38847.2892 | Distributed from 923 Generation And Fuel | 1928
17121 | 2022 | NY | East Pulaski BESS | 62981 | BESS |  | OP | BA | MWH | 2 | -0.007 | -123 | -442.7965 | -54 | -194.3984 | Distributed from 923 Generation And Fuel | 2018
17122 | 2022 | NY | East River | 2493 | 1 |  | OP | GT | NG | 180 | 0.703 | 1108944.5 | 3992168.2627 | 392883 | 1414367.4851 | Distributed from 923 Generation And Fuel | 2005
17123 | 2022 | NY | East River | 2493 | 2 |  | OP | GT | NG | 180 | 0.703 | 1108944.5 | 3992168.2627 | 392883 | 1414367.4851 | Distributed from 923 Generation And Fuel | 2005
17124 | 2022 | NY | East River | 2493 | 6 | 1 | OP | ST | NG | 156.2 | 0.364 | 497444 | 1790784.0737 | 309917 | 1115692.2745 | EIA-923 Generator File | 1951
17125 | 2022 | NY | East River | 2493 | 7 | 1 | OP | ST | NG | 200 | 0.169 | 295748 | 1064684.2825 | 121540 | 437540.4997 | EIA-923 Generator File | 1955
17126 | 2022 | NY | Edgewood Energy LLC | 55786 | CT01 |  | OP | GT | NG | 50 | 0.179 | 78498 | 282590.5393 | 39567.5 | 142441.8605 | Distributed from 923 Generation And Fuel | 2002
17127 | 2022 | NY | Edgewood Energy LLC | 55786 | CT02 |  | OP | GT | NG | 50 | 0.179 | 78498 | 282590.5393 | 39567.5 | 142441.8605 | Distributed from 923 Generation And Fuel | 2002
17128 | 2022 | NY | Eel Weir | 2556 | 1 |  | OP | HY | WAT | 0.5 | 0.39 | 1709 | 6152.3508 | 714.6 | 2572.5394 | Distributed from 923 Generation And Fuel | 1928
17129 | 2022 | NY | Eel Weir | 2556 | 2 |  | OP | HY | WAT | 1 | 0.39 | 3418 | 12304.7016 | 1429.2 | 5145.0788 | Distributed from 923 Generation And Fuel | 1928
17130 | 2022 | NY | Eel Weir | 2556 | 3 |  | OP | HY | WAT | 1 | 0.39 | 3418 | 12304.7016 | 1429.2 | 5145.0788 | Distributed from 923 Generation And Fuel | 1928
17131 | 2022 | NY | Effley | 2557 | 1 |  | OP | HY | WAT | 0.4 | 0.605 | 2121.6 | 7637.6989 | 887.067 | 3193.4157 | Distributed from 923 Generation And Fuel | 1902
17132 | 2022 | NY | Effley | 2557 | 2 |  | OP | HY | WAT | 0.4 | 0.605 | 2121.6 | 7637.6989 | 887.067 | 3193.4157 | Distributed from 923 Generation And Fuel | 1907
17133 | 2022 | NY | Effley | 2557 | 3 |  | OP | HY | WAT | 0.6 | 0.605 | 3182.4 | 11456.5483 | 1330.6 | 4790.1217 | Distributed from 923 Generation And Fuel | 1910
17134 | 2022 | NY | Effley | 2557 | 4 |  | OP | HY | WAT | 1.6 | 0.605 | 8486.4 | 30550.7956 | 3548.267 | 12773.659 | Distributed from 923 Generation And Fuel | 1923
17135 | 2022 | NY | Ellenburg | 56619 | 1 |  | OP | WT | WND | 81 | 0.171 | 121088 | 435913.3127 | 36774 | 132385.3409 | Distributed from 923 Generation And Fuel | 2008
17136 | 2022 | NY | Ellis Solar | 62413 | ELLIS |  | OP | PV | SUN | 18 | 0.178 | 28120 | 101231.1902 | 14295 | 51461.5883 | Distributed from 923 Generation And Fuel | 2019
17137 | 2022 | NY | Ellsworth I CSG | 63112 | 22 |  | OP | PV | SUN | 2 | 0.221 | 3868 | 13924.6886 | 1966 | 7077.5434 | Distributed from 923 Generation And Fuel | 2019
17138 | 2022 | NY | Elmer | 2559 | 1 |  | OP | HY | WAT | 1 | 0.59 | 5170 | 18611.8511 | 2161.5 | 7781.3377 | Distributed from 923 Generation And Fuel | 1916
17139 | 2022 | NY | Elmer | 2559 | 2 |  | OP | HY | WAT | 1 | 0.59 | 5170 | 18611.8511 | 2161.5 | 7781.3377 | Distributed from 923 Generation And Fuel | 1916
17140 | 2022 | NY | ELP Greenport CSG | 65753 | GRPRT |  | OP | PV | SUN | 5 | 0.18 | 7893 | 28414.5727 | 4012 | 14443.0845 | Distributed from 923 Generation And Fuel | 2020
17141 | 2022 | NY | ELP Kinderhook CSG | 65754 | KDRHK |  | OP | PV | SUN | 5 | 0.193 | 8460 | 30455.7564 | 4301 | 15483.4761 | Distributed from 923 Generation And Fuel | 2020
17142 | 2022 | NY | ELP Myer CSG | 65755 | MYER |  | OP | PV | SUN | 1.9 | 0.219 | 3640 | 13103.8952 | 1850 | 6659.9467 | Distributed from 923 Generation And Fuel | 2021
17143 | 2022 | NY | ELP Saugerties CSG | 65757 | SGRTS |  | OP | PV | SUN | 1.9 | 0.215 | 3583 | 12898.6968 | 1821 | 6555.5476 | Distributed from 923 Generation And Fuel | 2020
17144 | 2022 | NY | Empire Generating Co LLC | 56259 | CT11 |  | OP | CT | NG | 179 | 0.597 | 935572 | 3368032.2557 | 430338 | 1549204.4064 | EIA-923 Generator File | 2010
17145 | 2022 | NY | Empire Generating Co LLC | 56259 | CT12 |  | OP | CT | NG | 179 | 0.648 | 1016478 | 3659291.5257 | 428231 | 1541619.267 | EIA-923 Generator File | 2010
17146 | 2022 | NY | Empire Generating Co LLC | 56259 | ST13 | 2 | OP | CA | NG | 295.7 | 0.5 | 1295567 | 4664003.888 | 599576 | 2158456.3323 | EIA-923 Generator File | 2010
17147 | 2022 | NY | Enfield Community Solar | 62029 | 5515 |  | OP | PV | SUN | 1.8 | 0.137 | 2162 | 7783.1377 | 1099 | 3956.3683 | Distributed from 923 Generation And Fuel | 2017
17148 | 2022 | NY | Ephratah | 2560 | 1 |  | OP | HY | WAT | 1 | 0.34 | 2981.25 | 10732.4141 | 1246.5 | 4487.3641 | Distributed from 923 Generation And Fuel | 1920
17149 | 2022 | NY | Ephratah | 2560 | 2 |  | OP | HY | WAT | 1 | 0.34 | 2981.25 | 10732.4141 | 1246.5 | 4487.3641 | Distributed from 923 Generation And Fuel | 1911
17150 | 2022 | NY | Ephratah | 2560 | 3 |  | OP | HY | WAT | 1 | 0.34 | 2981.25 | 10732.4141 | 1246.5 | 4487.3641 | Distributed from 923 Generation And Fuel | 1911
17151 | 2022 | NY | Ephratah | 2560 | 4 |  | OP | HY | WAT | 1 | 0.34 | 2981.25 | 10732.4141 | 1246.5 | 4487.3641 | Distributed from 923 Generation And Fuel | 1911
17152 | 2022 | NY | Equinix - Elmsford | 66150 | EQX36 |  | OP | FC | NG | 1.7 | 0.878 | 13081 | 47091.2233 | 6594 | 23738.2101 | Distributed from 923 Generation And Fuel | 2020
17153 | 2022 | NY | Equus Freeport Power | 56032 | 0001 |  | OP | GT | NG | 60 | 0.061 | 31870 | 114731.0822 | 15635 | 56285.5497 | Distributed from 923 Generation And Fuel | 2004
17154 | 2022 | NY | Equus Freeport Power | 56032 | 001 |  | OP | GT | NG | 60 | 0.061 | 31870 | 114731.0822 | 15635 | 56285.5497 | Distributed from 923 Generation And Fuel | 2004
17155 | 2022 | NY | Feeder Dam Hydro Plant | 10530 | 1 |  | OP | HY | WAT | 1 | 0.524 | 4589 | 16520.2678 | 1918.8 | 6907.6247 | Distributed from 923 Generation And Fuel | 1924
17156 | 2022 | NY | Feeder Dam Hydro Plant | 10530 | 2 |  | OP | HY | WAT | 1 | 0.524 | 4589 | 16520.2678 | 1918.8 | 6907.6247 | Distributed from 923 Generation And Fuel | 1924
17157 | 2022 | NY | Feeder Dam Hydro Plant | 10530 | 3 |  | OP | HY | WAT | 1 | 0.524 | 4589 | 16520.2678 | 1918.8 | 6907.6247 | Distributed from 923 Generation And Fuel | 1924
17158 | 2022 | NY | Feeder Dam Hydro Plant | 10530 | 4 |  | OP | HY | WAT | 1 | 0.524 | 4589 | 16520.2678 | 1918.8 | 6907.6247 | Distributed from 923 Generation And Fuel | 1924
17159 | 2022 | NY | Feeder Dam Hydro Plant | 10530 | 5 |  | OP | HY | WAT | 1 | 0.524 | 4589 | 16520.2678 | 1918.8 | 6907.6247 | Distributed from 923 Generation And Fuel | 1924
17160 | 2022 | NY | Fenner Wind | 55790 | 1 |  | OP | WT | WND | 30 | 0.331 | 87083 | 313496.292 | 26446 | 95204.8384 | Distributed from 923 Generation And Fuel | 2001
17161 | 2022 | NY | Finch Paper | 10511 | GEN6 | 5 | OP | ST | WDL | 29 | 0.483 | 122763.79 | 441946.1084 | 45488.451 | 163757.1135 | EIA-923 Generator File | 1987
17162 | 2022 | NY | Finchville Solar, LLC Hybrid CSG | 62999 | BESS |  | OP | BA | MWH | 3 | 0 | 11 | 39.5997 | 5 | 17.9999 | Distributed from 923 Generation And Fuel | 2020
17163 | 2022 | NY | Finchville Solar, LLC Hybrid CSG | 62999 | FINCH |  | OP | PV | SUN | 5 | 0.163 | 7122 | 25638.9949 | 3621 | 13035.4957 | Distributed from 923 Generation And Fuel | 2020
17164 | 2022 | NY | Finger Lakes Solar I | 61210 | FLS1 |  | OP | PV | SUN | 1.9 | 0.194 | 3221 | 11595.5072 | 1637 | 5893.1529 | Distributed from 923 Generation And Fuel | 2016
17165 | 2022 | NY | Finney Solar | 66220 | 10999 |  | OP | PV | SUN | 5 | 0.182 | 7978 | 28720.5702 | 4056 | 14601.4832 | Distributed from 923 Generation And Fuel | 2021
17166 | 2022 | NY | Fishers Island 1 | 57600 | FI1 |  | OP | IC | DFO | 2.6 | 0.005 | 118 | 424.7966 | 2 | 7.1999 | Distributed from 923 Generation And Fuel | 2010
17167 | 2022 | NY | Five Falls | 2562 | 1 |  | OP | HY | WAT | 24 | 0.464 | 97516 | 351054.7916 | 40774 | 146785.2257 | Distributed from 923 Generation And Fuel | 1955
17168 | 2022 | NY | Flat Rock | 2563 | 1 |  | OP | HY | WAT | 2 | 0.441 | 7730.8 | 27830.6574 | 3232.4 | 11636.5469 | Distributed from 923 Generation And Fuel | 1924
17169 | 2022 | NY | Flat Rock | 2563 | 2 |  | OP | HY | WAT | 3 | 0.441 | 11596.2 | 41745.986 | 4848.6 | 17454.8204 | Distributed from 923 Generation And Fuel | 1924
17170 | 2022 | NY | Fogarty CSG | 63747 | GRA |  | OP | PV | SUN | 2 | 0.21 | 3673 | 13222.6942 | 1867 | 6721.1462 | Distributed from 923 Generation And Fuel | 2021
17171 | 2022 | NY | Fordham University | 63544 | DC350 |  | SB | IC | DFO | 0.4 | 0.001 | 2.345 | 8.4419 | 0 | 0 | Distributed from 923 Generation And Fuel | 2010
17172 | 2022 | NY | Fordham University | 63544 | LC565 |  | SB | IC | DFO | 0.6 | 0.001 | 3.517 | 12.6611 | 0 | 0 | Distributed from 923 Generation And Fuel | 2010
17173 | 2022 | NY | Fordham University | 63544 | LH275 |  | SB | IC | DFO | 0.3 | 0.001 | 1.759 | 6.3323 | 0 | 0 | Distributed from 923 Generation And Fuel | 2010
17174 | 2022 | NY | Fordham University | 63544 | MC750 |  | SB | IC | DFO | 0.8 | 0.001 | 4.69 | 16.8839 | 0 | 0 | Distributed from 923 Generation And Fuel | 2018
17175 | 2022 | NY | Fordham University | 63544 | TB1 |  | SB | IC | DFO | 0.1 | 0.001 | 0.586 | 2.1096 | 0 | 0 | Distributed from 923 Generation And Fuel | 2010
17176 | 2022 | NY | Fordham University | 63544 | TB2 |  | SB | IC | DFO | 0.1 | 0.001 | 0.586 | 2.1096 | 0 | 0 | Distributed from 923 Generation And Fuel | 2010
17177 | 2022 | NY | Fordham University | 63544 | WL500 |  | SB | IC | DFO | 0.6 | 0.001 | 3.517 | 12.6611 | 0 | 0 | Distributed from 923 Generation And Fuel | 1999
17178 | 2022 | NY | Forestport | 50768 | 1 |  | OP | HY | WAT | 3.4 | 0.249 | 7423 | 26722.5862 | 3104 | 11174.3106 | Distributed from 923 Generation And Fuel | 1987
17179 | 2022 | NY | Fort Miller Hydroelectric Facility | 50514 | GEN1 |  | OP | HY | WAT | 2.5 | 0.427 | 9353.5 | 33672.3306 | 3911 | 14079.4874 | Distributed from 923 Generation And Fuel | 1984
17180 | 2022 | NY | Fort Miller Hydroelectric Facility | 50514 | GEN2 |  | OP | HY | WAT | 2.5 | 0.427 | 9353.5 | 33672.3306 | 3911 | 14079.4874 | Distributed from 923 Generation And Fuel | 1984
17181 | 2022 | NY | Fortistar North Tonawanda | 54131 | GEN1 |  | OP | CT | NG | 48.7 | 0.093 | 39591 | 142526.4598 | 4315 | 15533.8757 | EIA-923 Generator File | 1993
17182 | 2022 | NY | Fortistar North Tonawanda | 54131 | GEN2 | 1 | OP | CA | NG | 17 | 0.106 | 15757 | 56724.7462 | 1857 | 6685.1465 | EIA-923 Generator File | 1993
17183 | 2022 | NY | Fourth Branch Hydroelectric Facility | 10467 | 1 |  | OP | HY | WAT | 3.3 | 0.424 | 12256 | 44121.247 | 5125 | 18449.8524 | Distributed from 923 Generation And Fuel | 1987
17184 | 2022 | NY | Franklin (NY) | 2564 | 1 |  | OP | HY | WAT | 1 | 0.6 | 5253 | 18910.6487 | 2196.5 | 7907.3367 | Distributed from 923 Generation And Fuel | 1911
17185 | 2022 | NY | Franklin (NY) | 2564 | 2 |  | OP | HY | WAT | 1 | 0.6 | 5253 | 18910.6487 | 2196.5 | 7907.3367 | Distributed from 923 Generation And Fuel | 1926
17186 | 2022 | NY | Franklin Solar Site | 62784 | FRANK |  | OP | PV | SUN | 1.6 | 0.155 | 2172 | 7819.1374 | 1104 | 3974.3682 | Distributed from 923 Generation And Fuel | 2018
17187 | 2022 | NY | Fredonia Solar LLC | 64692 | 533 |  | OP | PV | SUN | 1.1 | 0.156 | 1506 | 5421.5566 | 766 | 2757.5779 | Distributed from 923 Generation And Fuel | 2021
17188 | 2022 | NY | Freehold(CSG) | 64788 | FRHOL |  | OP | PV | SUN | 2 | 0.117 | 2054 | 7394.3408 | 1044 | 3758.3699 | Distributed from 923 Generation And Fuel | 2021
17189 | 2022 | NY | Frey Rd #1 Community Solar Farm | 62504 | 1159 |  | OP | PV | SUN | 2 | 0.143 | 2509 | 9032.3277 | 1275 | 4589.9633 | Distributed from 923 Generation And Fuel | 2020
17190 | 2022 | NY | Frey Rd #2 Community Solar Farm | 62521 | 1442 |  | OP | PV | SUN | 1.4 | 0.204 | 2500 | 8999.928 | 1271 | 4575.5634 | Distributed from 923 Generation And Fuel | 2020
17191 | 2022 | NY | Frog Hollow CSG | 63086 | 1731 |  | OP | PV | SUN | 2 | 0.209 | 3663 | 13186.6945 | 1862 | 6703.1464 | Distributed from 923 Generation And Fuel | 2019
17192 | 2022 | NY | Fuel Cell 18A Sneden Avenue | 64748 | CR18A |  | OP | FC | NG | 3.6 | 0.931 | 29353 | 105669.9546 | 14796 | 53265.1739 | Distributed from 923 Generation And Fuel | 2020
17193 | 2022 | NY | Fuel Cell 18B Sneden Avenue | 64749 | CR18B |  | OP | FC | NG | 4.2 | 0.861 | 31691 | 114086.6873 | 15974 | 57505.94 | Distributed from 923 Generation And Fuel | 2020
17194 | 2022 | NY | Fuel Cell 3245 Yates Avenue | 64747 | C3245 |  | OP | FC | NG | 5 | 0.333 | 14574 | 52465.9803 | 6919 | 24908.2007 | Distributed from 923 Generation And Fuel | 2022
17195 | 2022 | NY | Fulton Hydro | 2566 | 1 |  | OP | HY | WAT | 0.8 | 0.461 | 3233.846 | 11641.7525 | 1352 | 4867.1611 | Distributed from 923 Generation And Fuel | 1924
17196 | 2022 | NY | Fulton Hydro | 2566 | 2 |  | OP | HY | WAT | 0.5 | 0.461 | 2021.154 | 7276.0962 | 845 | 3041.9757 | Distributed from 923 Generation And Fuel | 1928
17197 | 2022 | NY | Fulton LFGTE Facility | 57003 | GEN1 |  | OP | IC | LFG | 1.6 | 0.561 | 7868.5 | 28326.3734 | 3453.5 | 12432.5005 | Distributed from 923 Generation And Fuel | 2010
17198 | 2022 | NY | Fulton LFGTE Facility | 57003 | GEN2 |  | OP | IC | LFG | 1.6 | 0.561 | 7868.5 | 28326.3734 | 3453.5 | 12432.5005 | Distributed from 923 Generation And Fuel | 2010
17199 | 2022 | NY | Furnace Rd Community Solar Farm | 62508 | 1420 |  | OP | PV | SUN | 3 | 0.18 | 4720 | 16991.8641 | 2399 | 8636.3309 | Distributed from 923 Generation And Fuel | 2020
17200 | 2022 | NY | Garnet Solar (NY) | 62843 | PV1 |  | OP | PV | SUN | 1.9 | 0.167 | 2782 | 10015.1199 | 1414 | 5090.3593 | Distributed from 923 Generation And Fuel | 2018
17201 | 2022 | NY | Gaskill Rd Community Solar Farm CSG | 62474 | 928 |  | OP | PV | SUN | 5 | 0.123 | 5404 | 19454.2444 | 2747 | 9889.1209 | Distributed from 923 Generation And Fuel | 2019
17202 | 2022 | NY | GE 19th Hole | 64102 | GE19H |  | OP | PV | SUN | 7.7 | 0.159 | 10710 | 38555.6916 | 5444 | 19598.2432 | Distributed from 923 Generation And Fuel | 2018
17203 | 2022 | NY | Genesee - CCR Solar | 66489 | 10951 |  | OP | PV | SUN | 3.7 | 0 | 0 | 0 | 0 | 0 | Distributed from 923 Generation And Fuel | 2022
17204 | 2022 | NY | Geneseo Solar | 66777 | GEN1 |  | OP | PV | SUN | 5 | 0 | 0 | 0 | 0 | 0 | Distributed from 923 Generation And Fuel | 2021
17205 | 2022 | NY | Ghent (NY) | 66482 | GHENT |  | OP | PV | SUN | 3.3 | 0.157 | 4532 | 16315.0695 | 2304 | 8294.3336 | Distributed from 923 Generation And Fuel | 2021
17206 | 2022 | NY | Gifford CSG | 63056 | 131 |  | OP | PV | SUN | 2 | 0.207 | 3618 | 13024.6958 | 1839 | 6620.347 | Distributed from 923 Generation And Fuel | 2018
17207 | 2022 | NY | Glen Park Hydroelectric Project | 50512 | GEN1 |  | OP | HY | WAT | 14.5 | 0.461 | 58536.411 | 210729.3938 | 24475.644 | 88111.6135 | Distributed from 923 Generation And Fuel | 1999
17208 | 2022 | NY | Glen Park Hydroelectric Project | 50512 | GEN2 |  | OP | HY | WAT | 14.5 | 0.461 | 58536.411 | 210729.3938 | 24475.644 | 88111.6135 | Distributed from 923 Generation And Fuel | 1999
17209 | 2022 | NY | Glen Park Hydroelectric Project | 50512 | GEN3 |  | OP | HY | WAT | 3.6 | 0.461 | 14533.178 | 52319.0222 | 6076.712 | 21875.9882 | Distributed from 923 Generation And Fuel | 1999
17210 | 2022 | NY | Glenmere Lake | 64719 | BESS |  | OP | BA | MWH | 2 | -0.013 | -230 | -827.9934 | -102 | -367.1971 | Distributed from 923 Generation And Fuel | 2021
17211 | 2022 | NY | Glenmere Lake | 64719 | GLNMR |  | OP | PV | SUN | 2 | 0.21 | 3678 | 13240.6941 | 1870 | 6731.9461 | Distributed from 923 Generation And Fuel | 2021
17212 | 2022 | NY | Glenwood | 2514 | GT2 |  | OP | GT | DFO | 55 | 0.003 | 1272 | 4579.1634 | 1025.5 | 3691.7705 | Distributed from 923 Generation And Fuel | 1972
17213 | 2022 | NY | Glenwood | 2514 | GT3 |  | OP | GT | DFO | 55 | 0.003 | 1272 | 4579.1634 | 1025.5 | 3691.7705 | Distributed from 923 Generation And Fuel | 1972
17214 | 2022 | NY | Glenwood Hydro | 2568 | 1 |  | OP | HY | WAT | 0.5 | 0.443 | 1941 | 6987.5441 | 811.667 | 2921.9778 | Distributed from 923 Generation And Fuel | 1950
17215 | 2022 | NY | Glenwood Hydro | 2568 | 2 |  | OP | HY | WAT | 0.5 | 0.443 | 1941 | 6987.5441 | 811.667 | 2921.9778 | Distributed from 923 Generation And Fuel | 1950
17216 | 2022 | NY | Glenwood Hydro | 2568 | 3 |  | OP | HY | WAT | 0.5 | 0.443 | 1941 | 6987.5441 | 811.667 | 2921.9778 | Distributed from 923 Generation And Fuel | 1950
17217 | 2022 | NY | Glenwood Landing | 7869 | GT1 |  | SB | GT | DFO | 16 | 0.191 | 26715.541 | 96175.1782 | 14381.246 | 51772.0714 | Distributed from 923 Generation And Fuel | 1967
17218 | 2022 | NY | Glenwood Landing | 7869 | GT4 |  | OP | GT | NG | 53 | 0.191 | 88495.23 | 318580.2794 | 47637.877 | 171494.9852 | Distributed from 923 Generation And Fuel | 2002
17219 | 2022 | NY | Glenwood Landing | 7869 | GT5 |  | OP | GT | NG | 53 | 0.191 | 88495.23 | 318580.2794 | 47637.877 | 171494.9852 | Distributed from 923 Generation And Fuel | 2002
17220 | 2022 | NY | Gloversville Landfill Solar | 62357 | 08158 |  | OP | PV | SUN | 5 | 0.179 | 7860 | 28295.7736 | 3996 | 14385.4849 | Distributed from 923 Generation And Fuel | 2021
17221 | 2022 | NY | Goldman Sachs Carports Solar | 64746 | GSCS |  | OP | PV | SUN | 1 | 0.094 | 820 | 2951.9764 | 417 | 1501.188 | Distributed from 923 Generation And Fuel | 2020
17222 | 2022 | NY | Good Samaritan Hospital | 61551 | EGEN1 |  | SB | IC | DFO | 1 | 0.001 | 12.105 | 43.5777 | 1.053 | 3.7908 | Distributed from 923 Generation And Fuel | 1980
17223 | 2022 | NY | Good Samaritan Hospital | 61551 | EGEN2 |  | SB | IC | DFO | 0.7 | 0.001 | 8.474 | 30.5062 | 0.737 | 2.6532 | Distributed from 923 Generation And Fuel | 2012
17224 | 2022 | NY | Good Samaritan Hospital | 61551 | EGEN3 |  | SB | IC | NG | 0.2 | 0.001 | 2.421 | 8.7155 | 0.211 | 0.75959 | Distributed from 923 Generation And Fuel | 2012
17225 | 2022 | NY | Goodyear Lake Plant | 50079 | GEN1 |  | OP | HY | WAT | 0.8 | 0.094 | 661.143 | 2380.0958 | 276.571 | 995.6476 | Distributed from 923 Generation And Fuel | 1980
17226 | 2022 | NY | Goodyear Lake Plant | 50079 | GEN2 |  | OP | HY | WAT | 0.6 | 0.094 | 495.857 | 1785.0709 | 207.429 | 746.7384 | Distributed from 923 Generation And Fuel | 1980
17227 | 2022 | NY | Gore Mountain Solar II | 61764 | SNWH2 |  | OP | PV | SUN | 2 | 0.164 | 2869 | 10328.3174 | 1458 | 5248.758 | Distributed from 923 Generation And Fuel | 2016
17228 | 2022 | NY | Gouldtown | 56704 | 3 |  | OP | HY | WAT | 2 | 0.257 | 4503 | 16210.6703 | 1883 | 6778.7458 | Distributed from 923 Generation And Fuel | 1953
17229 | 2022 | NY | Gowanus Gas Turbines Generating | 2494 | GT11 |  | OP | GT | DFO | 20 | 0.003 | 489.375 | 1761.7359 | 365.844 | 1317.0279 | Distributed from 923 Generation And Fuel | 1971
17230 | 2022 | NY | Gowanus Gas Turbines Generating | 2494 | GT12 |  | OP | GT | DFO | 20 | 0.003 | 489.375 | 1761.7359 | 365.844 | 1317.0279 | Distributed from 923 Generation And Fuel | 1971
17231 | 2022 | NY | Gowanus Gas Turbines Generating | 2494 | GT13 |  | OP | GT | DFO | 20 | 0.003 | 489.375 | 1761.7359 | 365.844 | 1317.0279 | Distributed from 923 Generation And Fuel | 1971
17232 | 2022 | NY | Gowanus Gas Turbines Generating | 2494 | GT14 |  | OP | GT | DFO | 20 | 0.003 | 489.375 | 1761.7359 | 365.844 | 1317.0279 | Distributed from 923 Generation And Fuel | 1971
17233 | 2022 | NY | Gowanus Gas Turbines Generating | 2494 | GT15 |  | OP | GT | DFO | 20 | 0.003 | 489.375 | 1761.7359 | 365.844 | 1317.0279 | Distributed from 923 Generation And Fuel | 1971
17234 | 2022 | NY | Gowanus Gas Turbines Generating | 2494 | GT16 |  | OP | GT | DFO | 20 | 0.003 | 489.375 | 1761.7359 | 365.844 | 1317.0279 | Distributed from 923 Generation And Fuel | 1971
17235 | 2022 | NY | Gowanus Gas Turbines Generating | 2494 | GT17 |  | OP | GT | DFO | 20 | 0.003 | 489.375 | 1761.7359 | 365.844 | 1317.0279 | Distributed from 923 Generation And Fuel | 1971
17236 | 2022 | NY | Gowanus Gas Turbines Generating | 2494 | GT18 |  | OS | GT | DFO | 20 | 0.003 | 489.375 | 1761.7359 | 365.844 | 1317.0279 | Distributed from 923 Generation And Fuel | 1971
17237 | 2022 | NY | Gowanus Gas Turbines Generating | 2494 | GT21 |  | OP | GT | NG | 20 | 0.003 | 489.375 | 1761.7359 | 365.844 | 1317.0279 | Distributed from 923 Generation And Fuel | 1971
17238 | 2022 | NY | Gowanus Gas Turbines Generating | 2494 | GT22 |  | OP | GT | NG | 20 | 0.003 | 489.375 | 1761.7359 | 365.844 | 1317.0279 | Distributed from 923 Generation And Fuel | 1971
17239 | 2022 | NY | Gowanus Gas Turbines Generating | 2494 | GT23 |  | OP | GT | NG | 20 | 0.003 | 489.375 | 1761.7359 | 365.844 | 1317.0279 | Distributed from 923 Generation And Fuel | 1971
17240 | 2022 | NY | Gowanus Gas Turbines Generating | 2494 | GT24 |  | OP | GT | NG | 20 | 0.003 | 489.375 | 1761.7359 | 365.844 | 1317.0279 | Distributed from 923 Generation And Fuel | 1971
17241 | 2022 | NY | Gowanus Gas Turbines Generating | 2494 | GT25 |  | OP | GT | NG | 20 | 0.003 | 489.375 | 1761.7359 | 365.844 | 1317.0279 | Distributed from 923 Generation And Fuel | 1971
17242 | 2022 | NY | Gowanus Gas Turbines Generating | 2494 | GT26 |  | OP | GT | NG | 20 | 0.003 | 489.375 | 1761.7359 | 365.844 | 1317.0279 | Distributed from 923 Generation And Fuel | 1971
17243 | 2022 | NY | Gowanus Gas Turbines Generating | 2494 | GT27 |  | OP | GT | NG | 20 | 0.003 | 489.375 | 1761.7359 | 365.844 | 1317.0279 | Distributed from 923 Generation And Fuel | 1971
17244 | 2022 | NY | Gowanus Gas Turbines Generating | 2494 | GT28 |  | OP | GT | NG | 20 | 0.003 | 489.375 | 1761.7359 | 365.844 | 1317.0279 | Distributed from 923 Generation And Fuel | 1971
17245 | 2022 | NY | Gowanus Gas Turbines Generating | 2494 | GT31 |  | OP | GT | NG | 20 | 0.003 | 489.375 | 1761.7359 | 365.844 | 1317.0279 | Distributed from 923 Generation And Fuel | 1971
17246 | 2022 | NY | Gowanus Gas Turbines Generating | 2494 | GT32 |  | OP | GT | NG | 20 | 0.003 | 489.375 | 1761.7359 | 365.844 | 1317.0279 | Distributed from 923 Generation And Fuel | 1971
17247 | 2022 | NY | Gowanus Gas Turbines Generating | 2494 | GT33 |  | OP | GT | NG | 20 | 0.003 | 489.375 | 1761.7359 | 365.844 | 1317.0279 | Distributed from 923 Generation And Fuel | 1971
17248 | 2022 | NY | Gowanus Gas Turbines Generating | 2494 | GT34 |  | OP | GT | NG | 20 | 0.003 | 489.375 | 1761.7359 | 365.844 | 1317.0279 | Distributed from 923 Generation And Fuel | 1971
17249 | 2022 | NY | Gowanus Gas Turbines Generating | 2494 | GT35 |  | OP | GT | NG | 20 | 0.003 | 489.375 | 1761.7359 | 365.844 | 1317.0279 | Distributed from 923 Generation And Fuel | 1971
17250 | 2022 | NY | Gowanus Gas Turbines Generating | 2494 | GT36 |  | OP | GT | NG | 20 | 0.003 | 489.375 | 1761.7359 | 365.844 | 1317.0279 | Distributed from 923 Generation And Fuel | 1971
17251 | 2022 | NY | Gowanus Gas Turbines Generating | 2494 | GT37 |  | OP | GT | NG | 20 | 0.003 | 489.375 | 1761.7359 | 365.844 | 1317.0279 | Distributed from 923 Generation And Fuel | 1971
17252 | 2022 | NY | Gowanus Gas Turbines Generating | 2494 | GT38 |  | OP | GT | NG | 20 | 0.003 | 489.375 | 1761.7359 | 365.844 | 1317.0279 | Distributed from 923 Generation And Fuel | 1971
17253 | 2022 | NY | Gowanus Gas Turbines Generating | 2494 | GT41 |  | OP | GT | DFO | 20 | 0.003 | 489.375 | 1761.7359 | 365.844 | 1317.0279 | Distributed from 923 Generation And Fuel | 1971
17254 | 2022 | NY | Gowanus Gas Turbines Generating | 2494 | GT42 |  | OP | GT | DFO | 20 | 0.003 | 489.375 | 1761.7359 | 365.844 | 1317.0279 | Distributed from 923 Generation And Fuel | 1971
17255 | 2022 | NY | Gowanus Gas Turbines Generating | 2494 | GT43 |  | OP | GT | DFO | 20 | 0.003 | 489.375 | 1761.7359 | 365.844 | 1317.0279 | Distributed from 923 Generation And Fuel | 1971
17256 | 2022 | NY | Gowanus Gas Turbines Generating | 2494 | GT44 |  | OP | GT | DFO | 20 | 0.003 | 489.375 | 1761.7359 | 365.844 | 1317.0279 | Distributed from 923 Generation And Fuel | 1971
17257 | 2022 | NY | Gowanus Gas Turbines Generating | 2494 | GT45 |  | OP | GT | DFO | 20 | 0.003 | 489.375 | 1761.7359 | 365.844 | 1317.0279 | Distributed from 923 Generation And Fuel | 1971
17258 | 2022 | NY | Gowanus Gas Turbines Generating | 2494 | GT46 |  | OP | GT | DFO | 20 | 0.003 | 489.375 | 1761.7359 | 365.844 | 1317.0279 | Distributed from 923 Generation And Fuel | 1971
17259 | 2022 | NY | Gowanus Gas Turbines Generating | 2494 | GT47 |  | OP | GT | DFO | 20 | 0.003 | 489.375 | 1761.7359 | 365.844 | 1317.0279 | Distributed from 923 Generation And Fuel | 1971
17260 | 2022 | NY | Gowanus Gas Turbines Generating | 2494 | GT48 |  | OP | GT | DFO | 20 | 0.003 | 489.375 | 1761.7359 | 365.844 | 1317.0279 | Distributed from 923 Generation And Fuel | 1971
17261 | 2022 | NY | Grabinski | 63752 | GRA |  | OP | PV | SUN | 2 | 0.209 | 3655 | 13157.8947 | 1858 | 6688.7465 | Distributed from 923 Generation And Fuel | 2019
17262 | 2022 | NY | Grahamsville | 2627 | GRHM |  | OP | HY | WAT | 18 | 0.476 | 75096 | 270343.4373 | 31400 | 113039.0957 | Distributed from 923 Generation And Fuel | 1956
17263 | 2022 | NY | Granby | 2569 | 1 |  | OP | HY | WAT | 5 | 0.338 | 14809.5 | 53313.7735 | 6192.5 | 22292.8217 | Distributed from 923 Generation And Fuel | 1983
17264 | 2022 | NY | Granby | 2569 | 2 |  | OP | HY | WAT | 5 | 0.338 | 14809.5 | 53313.7735 | 6192.5 | 22292.8217 | Distributed from 923 Generation And Fuel | 1983
17265 | 2022 | NY | Grand Prix Solar | 63291 | GPS |  | OP | PV | SUN | 1.6 | 0.045 | 635 | 2285.9817 | 323 | 1162.7907 | Distributed from 923 Generation And Fuel | 2014
17266 | 2022 | NY | Great Lakes Seaway Community Solar | 64092 | GLSCS |  | OP | PV | SUN | 5 | 0.179 | 7832 | 28194.9744 | 3981 | 14331.4853 | Distributed from 923 Generation And Fuel | 2019
17267 | 2022 | NY | Great Lakes Seaway Community Solar | 64092 | GLSS |  | OP | BA | MWH | 5 | 0 | 0 | 0 | 0 | 0 | Distributed from 923 Generation And Fuel | 2019
17268 | 2022 | NY | Green Island Hydroelectric Station | 61207 | UNIT1 |  | OP | HY | WAT | 1.5 | 0.739 | 9707.5 | 34946.7204 | 4059 | 14612.2831 | Distributed from 923 Generation And Fuel | 1922
17269 | 2022 | NY | Green Island Hydroelectric Station | 61207 | UNIT2 |  | OP | HY | WAT | 1.5 | 0.739 | 9707.5 | 34946.7204 | 4059 | 14612.2831 | Distributed from 923 Generation And Fuel | 1922
17270 | 2022 | NY | Green Island Hydroelectric Station | 61207 | UNIT3 |  | OP | HY | WAT | 1.5 | 0.739 | 9707.5 | 34946.7204 | 4059 | 14612.2831 | Distributed from 923 Generation And Fuel | 1922
17271 | 2022 | NY | Green Island Hydroelectric Station | 61207 | UNIT4 |  | OP | HY | WAT | 1.5 | 0.739 | 9707.5 | 34946.7204 | 4059 | 14612.2831 | Distributed from 923 Generation And Fuel | 1922
17272 | 2022 | NY | Green Lakes Solar | 65627 | GL |  | OP | PV | SUN | 5 | 0.163 | 7122 | 25638.9949 | 4061 | 14619.483 | Distributed from 923 Generation And Fuel | 2022
17273 | 2022 | NY | Greene County Meter #1 | 60463 | PV1 |  | OP | PV | SUN | 1.6 | 0.145 | 2034 | 7322.3414 | 1034 | 3722.3702 | Distributed from 923 Generation And Fuel | 2018
17274 | 2022 | NY | Greenidge Generation LLC | 2527 | 4 | 1 | OP | ST | NG | 112 | 0.553 | 543006 | 1954805.9616 | 235148 | 846526.0278 | EIA-923 Generator File | 1953
17275 | 2022 | NY | Greenport | 2681 | 2 |  | OS | IC | DFO | 1.7 | 0 | 2.525 | 9.0899 | 0 | 0 | Distributed from 923 Generation And Fuel | 1997
17276 | 2022 | NY | Greenport | 2681 | 4 |  | OP | IC | DFO | 1.2 | 0 | 1.782 | 6.4151 | 0 | 0 | Distributed from 923 Generation And Fuel | 1957
17277 | 2022 | NY | Greenport | 2681 | 5 |  | OP | IC | DFO | 1.8 | 0 | 2.673 | 9.6227 | 0 | 0 | Distributed from 923 Generation And Fuel | 1965
17278 | 2022 | NY | Greenport | 2681 | 6 |  | OP | IC | DFO | 3.8 | 0 | 5.644 | 20.3182 | 0 | 0 | Distributed from 923 Generation And Fuel | 1971
17279 | 2022 | NY | Greenport | 2681 | 7 |  | OS | IC | DFO | 1.6 | 0 | 2.376 | 8.5535 | 0 | 0 | Distributed from 923 Generation And Fuel | 1997
17280 | 2022 | NY | Greenville CSG | 62759 | GV |  | OP | PV | SUN | 2 | 0.171 | 3003 | 10810.7135 | 1527 | 5497.156 | Distributed from 923 Generation And Fuel | 2019
17281 | 2022 | NY | Greenwich Solar 1, LLC CSG | 63411 | RTE40 |  | OP | PV | SUN | 5 | 0.192 | 8406 | 30261.3579 | 4273 | 15382.6769 | Distributed from 923 Generation And Fuel | 2020
17282 | 2022 | NY | Guildlerland CSG | 63052 | 106 |  | OP | PV | SUN | 2 | 0.21 | 3673 | 13222.6942 | 1867 | 6721.1462 | Distributed from 923 Generation And Fuel | 2018
17283 | 2022 | NY | Hailesboro 4 Plant | 10544 | GEN1 |  | OP | HY | WAT | 0.8 | 0.947 | 6634.286 | 23883.2385 | 2773.714 | 9985.2905 | Distributed from 923 Generation And Fuel | 1922
17284 | 2022 | NY | Hailesboro 4 Plant | 10544 | GEN2 |  | OP | HY | WAT | 0.6 | 0.947 | 4975.714 | 17912.4271 | 2080.286 | 7488.9697 | Distributed from 923 Generation And Fuel | 1922
17285 | 2022 | NY | Hales Mills Solar, LLC | 63339 | 6609 |  | OP | PV | SUN | 5 | 0.117 | 5138 | 18496.652 | 2612 | 9403.1248 | Distributed from 923 Generation And Fuel | 2020
17286 | 2022 | NY | Hamlin Solar 1, LLC | 64679 | HS1 |  | OP | PV | SUN | 5 | 0.226 | 9881 | 35571.3154 | 5023 | 18082.6553 | Distributed from 923 Generation And Fuel | 2020
17287 | 2022 | NY | Hampshire Paper | 10116 | 05 |  | OP | HY | WAT | 3.4 | 0.475 | 14137 | 50892.7929 | 5911 | 21279.4298 | Distributed from 923 Generation And Fuel | 1987
17288 | 2022 | NY | Hannawa | 2571 | 1 |  | OP | HY | WAT | 3.6 | 0.827 | 26096 | 93944.8484 | 10911.5 | 39281.0858 | Distributed from 923 Generation And Fuel | 1914
17289 | 2022 | NY | Hannawa | 2571 | 2 |  | OP | HY | WAT | 3.6 | 0.827 | 26096 | 93944.8484 | 10911.5 | 39281.0858 | Distributed from 923 Generation And Fuel | 1920
17290 | 2022 | NY | Harbec Energy | 62736 | 250KW |  | OS | WT | WND | 0.3 | 0.033 | 86 | 309.5975 | 26 | 93.5993 | Distributed from 923 Generation And Fuel | 2001
17291 | 2022 | NY | Harbec Energy | 62736 | 850KW |  | OP | WT | WND | 0.9 | 0.033 | 258 | 928.7926 | 78 | 280.7978 | Distributed from 923 Generation And Fuel | 2011
17292 | 2022 | NY | Harbec Energy | 62736 | CPH |  | OP | GT | NG | 0.5 | 0.065 | 285 | 1025.9918 | 144 | 518.3959 | Distributed from 923 Generation And Fuel | 2015
17293 | 2022 | NY | Hardscrabble Wind Power LLC | 57287 | 1 |  | OP | WT | WND | 74 | 0.269 | 174352 | 627662.1787 | 52949 | 190614.8751 | Distributed from 923 Generation And Fuel | 2011
17294 | 2022 | NY | Harford Solar Farm | 61030 | CMUSW |  | OP | PV | SUN | 2 | 0.166 | 2909 | 10472.3162 | 1479 | 5324.3574 | Distributed from 923 Generation And Fuel | 2016
17295 | 2022 | NY | Harlem Hospital Center | 63671 | CAT1 |  | SB | IC | DFO | 1 |  | GENYRONL: 2008
17296 | 2022 | NY | Harlem Hospital Center | 63671 | CAT2 |  | SB | IC | DFO | 1 |  | GENYRONL: 2008
17297 | 2022 | NY | Harlem Hospital Center | 63671 | CAT3 |  | SB | IC | DFO | 1 |  | GENYRONL: 2008
17298 | 2022 | NY | Harlem Hospital Center | 63671 | CAT4 |  | SB | IC | DFO | 1 |  | GENYRONL: 2008
17299 | 2022 | NY | Harlem Hospital Center | 63671 | CAT5 |  | SB | IC | DFO | 0.4 |  | GENYRONL: 2008
17300 | 2022 | NY | Harlem River Yard | 7914 | HR01 |  | OP | GT | NG | 47 | 0.14 | 57741 | 207865.9371 | 41605 | 149776.8018 | Distributed from 923 Generation And Fuel | 2001
17301 | 2022 | NY | Harlem River Yard | 7914 | HR02 |  | OP | GT | NG | 47 | 0.14 | 57741 | 207865.9371 | 41605 | 149776.8018 | Distributed from 923 Generation And Fuel | 2001
17302 | 2022 | NY | Harris Lake | 2528 | 1 |  | OP | IC | DFO | 1.7 | 0 | 0.405 | 1.458 | 0 | 0 | Distributed from 923 Generation And Fuel | 1967
17303 | 2022 | NY | Harris Lake | 2528 | 2 |  | OP | IC | DFO | 2.5 | 0 | 0.595 | 2.142 | 0 | 0 | Distributed from 923 Generation And Fuel | 2017
17304 | 2022 | NY | Hawkeye Energy Greenport LLC | 55969 | U-01 |  | OP | GT | KER | 54 | 0.067 | 31642 | 113910.2887 | 23716 | 85376.917 | Distributed from 923 Generation And Fuel | 2003
17305 | 2022 | NY | Hell Gate | 7913 | HG01 |  | OP | GT | NG | 47 | 0.134 | 55057.5 | 198205.4144 | 38982.5 | 140335.8773 | Distributed from 923 Generation And Fuel | 2001
17306 | 2022 | NY | Hell Gate | 7913 | HG02 |  | OP | GT | NG | 47 | 0.134 | 55057.5 | 198205.4144 | 38982.5 | 140335.8773 | Distributed from 923 Generation And Fuel | 2001
17307 | 2022 | NY | Henkel U.S. Operations Corporation | 57648 | WT1 |  | OP | WT | WND | 1.7 | 0.054 | 811 | 2919.5766 | 211 | 759.5939 | Distributed from 923 Generation And Fuel | 2012
17308 | 2022 | NY | Henkel U.S. Operations Corporation | 57648 | WT2 |  | OP | WT | WND | 1.7 | 0.054 | 811 | 2919.5766 | 211 | 759.5939 | Distributed from 923 Generation And Fuel | 2012
17309 | 2022 | NY | Henrietta Solar | 66221 | 10972 |  | OP | PV | SUN | 5 | 0.173 | 7597 | 27348.9812 | 3862 | 13903.0888 | Distributed from 923 Generation And Fuel | 2021
17310 | 2022 | NY | Herkimer | 52057 | 01 |  | OS | HY | WAT | 0.4 | 0 | 0 | 0 | 0 | 0 | Distributed from 923 Generation And Fuel | 1987
17311 | 2022 | NY | Herkimer | 52057 | 02 |  | OS | HY | WAT | 0.4 | 0 | 0 | 0 | 0 | 0 | Distributed from 923 Generation And Fuel | 1987
17312 | 2022 | NY | Herkimer | 52057 | 03 |  | OS | HY | WAT | 0.4 | 0 | 0 | 0 | 0 | 0 | Distributed from 923 Generation And Fuel | 1987
17313 | 2022 | NY | Herkimer | 52057 | 04 |  | OS | HY | WAT | 0.4 | 0 | 0 | 0 | 0 | 0 | Distributed from 923 Generation And Fuel | 1987
17314 | 2022 | NY | Herrings | 2572 | 1 |  | OP | HY | WAT | 1.8 | 0.504 | 7954.333 | 28635.3697 | 3326 | 11973.5042 | Distributed from 923 Generation And Fuel | 1924
17315 | 2022 | NY | Herrings | 2572 | 2 |  | OP | HY | WAT | 1.8 | 0.504 | 7954.333 | 28635.3697 | 3326 | 11973.5042 | Distributed from 923 Generation And Fuel | 1924
17316 | 2022 | NY | Herrings | 2572 | 3 |  | OP | HY | WAT | 1.8 | 0.504 | 7954.333 | 28635.3697 | 3326 | 11973.5042 | Distributed from 923 Generation And Fuel | 1924
17317 | 2022 | NY | Herrington Solar | 66749 | HERR1 |  | OP | PV | SUN | 5 | 0 | 0 | 0 | 0 | 0 | Distributed from 923 Generation And Fuel | 2021
17318 | 2022 | NY | Heuvelton | 2573 | 1 |  | OP | HY | WAT | 0.5 | 0.541 | 2368 | 8524.7318 | 990 | 3563.9715 | Distributed from 923 Generation And Fuel | 1924
17319 | 2022 | NY | Heuvelton | 2573 | 2 |  | OP | HY | WAT | 0.5 | 0.541 | 2368 | 8524.7318 | 990 | 3563.9715 | Distributed from 923 Generation And Fuel | 1924
17320 | 2022 | NY | Hewittville Hydroelectric | 50268 | HY1 |  | OP | HY | WAT | 3 | 0.555 | 14586 | 52509.1799 | 6099 | 21956.2244 | Distributed from 923 Generation And Fuel | 1984
17321 | 2022 | NY | HGS Solar I | 61765 | SNWH1 |  | OP | PV | SUN | 2 | 0.186 | 3253 | 11710.7063 | 1654 | 5954.3524 | Distributed from 923 Generation And Fuel | 2016
17322 | 2022 | NY | Hickory Grove #1 | 62831 | 25 |  | OP | PV | SUN | 2 | 0.176 | 3082 | 11095.1112 | 1567 | 5641.1549 | Distributed from 923 Generation And Fuel | 2020
17323 | 2022 | NY | Hickory Grove #2 | 62832 | 309 |  | OP | PV | SUN | 1.7 | 0.198 | 2945 | 10601.9152 | 1497 | 5389.1569 | Distributed from 923 Generation And Fuel | 2020
17324 | 2022 | NY | High Acres Gas Recovery | 50568 | GEN1 |  | OP | IC | LFG | 0.8 | 0.873 | 6116.667 | 22019.825 | 2684.583 | 9664.4215 | Distributed from 923 Generation And Fuel | 1991
17325 | 2022 | NY | High Acres Gas Recovery | 50568 | GEN2 |  | OP | IC | LFG | 0.8 | 0.873 | 6116.667 | 22019.825 | 2684.583 | 9664.4215 | Distributed from 923 Generation And Fuel | 1991
17326 | 2022 | NY | High Acres Gas Recovery | 50568 | GEN3 |  | OP | IC | LFG | 0.8 | 0.873 | 6116.667 | 22019.825 | 2684.583 | 9664.4215 | Distributed from 923 Generation And Fuel | 1991
17327 | 2022 | NY | High Acres Gas Recovery | 50568 | GEN4 |  | OP | IC | LFG | 0.8 | 0.873 | 6116.667 | 22019.825 | 2684.583 | 9664.4215 | Distributed from 923 Generation And Fuel | 1991
17328 | 2022 | NY | High Acres Gas Recovery | 50568 | GEN5 |  | OP | IC | LFG | 1.6 | 0.873 | 12233.333 | 44039.6465 | 5369.167 | 19328.8466 | Distributed from 923 Generation And Fuel | 2008
17329 | 2022 | NY | High Acres Gas Recovery | 50568 | GEN6 |  | OP | IC | LFG | 1.6 | 0.873 | 12233.333 | 44039.6465 | 5369.167 | 19328.8466 | Distributed from 923 Generation And Fuel | 2008
17330 | 2022 | NY | High Acres Gas Recovery | 50568 | GEN7 |  | OP | IC | LFG | 1.6 | 0.873 | 12233.333 | 44039.6465 | 5369.167 | 19328.8466 | Distributed from 923 Generation And Fuel | 2008
17331 | 2022 | NY | High Acres Gas Recovery | 50568 | GEN8 |  | OP | IC | LFG | 1.6 | 0.873 | 12233.333 | 44039.6465 | 5369.167 | 19328.8466 | Distributed from 923 Generation And Fuel | 2008
17332 | 2022 | NY | High Dam | 2574 | 1 |  | OP | HY | WAT | 2.8 | 0 | 0 | 0 | 0 | 0 | Distributed from 923 Generation And Fuel | 1928
17333 | 2022 | NY | High Dam | 2574 | 2 |  | OP | HY | WAT | 2.8 | 0 | 0 | 0 | 0 | 0 | Distributed from 923 Generation And Fuel | 1928
17334 | 2022 | NY | High Dam | 2574 | 3 |  | OP | HY | WAT | 2.8 | 0 | 0 | 0 | 0 | 0 | Distributed from 923 Generation And Fuel | 1928
17335 | 2022 | NY | High Dam | 2574 | 4 |  | OP | HY | WAT | 3.5 | 0 | 0 | 0 | 0 | 0 | Distributed from 923 Generation And Fuel | 1949
17336 | 2022 | NY | High Falls - Croghan NY | 2575 | 1 |  | OP | HY | WAT | 2 | 0.592 | 10365.333 | 37314.9003 | 4334 | 15602.2752 | Distributed from 923 Generation And Fuel | 1925
17337 | 2022 | NY | High Falls - Croghan NY | 2575 | 2 |  | OP | HY | WAT | 2 | 0.592 | 10365.333 | 37314.9003 | 4334 | 15602.2752 | Distributed from 923 Generation And Fuel | 1925
17338 | 2022 | NY | High Falls - Croghan NY | 2575 | 3 |  | OP | HY | WAT | 2 | 0.592 | 10365.333 | 37314.9003 | 4334 | 15602.2752 | Distributed from 923 Generation And Fuel | 1925
17339 | 2022 | NY | High Falls - Saranac NY | 2530 | 1 |  | OP | HY | WAT | 4 | 0.594 | 20810.933 | 74918.7594 | 8701.6 | 31325.5094 | Distributed from 923 Generation And Fuel | 1948
17340 | 2022 | NY | High Falls - Saranac NY | 2530 | 2 |  | OS | HY | WAT | 4 | 0.594 | 20810.933 | 74918.7594 | 8701.6 | 31325.5094 | Distributed from 923 Generation And Fuel | 1949
17341 | 2022 | NY | High Falls - Saranac NY | 2530 | 3 |  | OP | HY | WAT | 7 | 0.594 | 36419.133 | 131107.8299 | 15227.8 | 54819.6414 | Distributed from 923 Generation And Fuel | 1956
17342 | 2022 | NY | High Sheldon Wind Farm | 56953 | 1 |  | OP | WT | WND | 112.5 | 0.233 | 230096 | 828338.9733 | 69878 | 251558.7875 | Distributed from 923 Generation And Fuel | 2009
17343 | 2022 | NY | Higley | 2576 | 1N |  | OP | HY | WAT | 1.5 | 0.708 | 9304 | 33494.132 | 3890.25 | 14004.788 | Distributed from 923 Generation And Fuel | 2003
17344 | 2022 | NY | Higley | 2576 | 2N |  | OP | HY | WAT | 1.5 | 0.708 | 9304 | 33494.132 | 3890.25 | 14004.788 | Distributed from 923 Generation And Fuel | 2003
17345 | 2022 | NY | Higley | 2576 | 3N |  | OP | HY | WAT | 1.5 | 0.708 | 9304 | 33494.132 | 3890.25 | 14004.788 | Distributed from 923 Generation And Fuel | 2003
17346 | 2022 | NY | Higley | 2576 | 4N |  | OP | HY | WAT | 1.5 | 0.708 | 9304 | 33494.132 | 3890.25 | 14004.788 | Distributed from 923 Generation And Fuel | 2003
17347 | 2022 | NY | Hillburn | 2628 | GEN1 |  | OP | GT | NG | 46.5 | 0.003 | 1357 | 4885.1609 | 821 | 2955.5764 | Distributed from 923 Generation And Fuel | 1972
17348 | 2022 | NY | Hilton NY Co Gen Plant | 58815 | 1 |  | OP | IC | NG | 1.8 | 0.338 | 5337 | 19213.0463 | 2690 | 9683.9225 | Distributed from 923 Generation And Fuel | 2013
17349 | 2022 | NY | Hobart & William Smith College Gates Rd. | 63297 | GATES |  | OP | PV | SUN | 1.9 | 0.178 | 2968 | 10684.7145 | 1509 | 5432.3565 | Distributed from 923 Generation And Fuel | 2017
17350 | 2022 | NY | Hollow Dam Power Partnership | 10124 | HY1 |  | OS | HY | WAT | 0.5 | 0.327 | 1433 | 5158.7587 | 599 | 2156.3827 | Distributed from 923 Generation And Fuel | 1987
17351 | 2022 | NY | Hollow Dam Power Partnership | 10124 | HY2 |  | OP | HY | WAT | 0.5 | 0.327 | 1433 | 5158.7587 | 599 | 2156.3827 | Distributed from 923 Generation And Fuel | 1987
17352 | 2022 | NY | Hollygrove CSG | 63051 | 32 |  | OP | PV | SUN | 2 | 0.182 | 3193 | 11494.708 | 1623 | 5842.7533 | Distributed from 923 Generation And Fuel | 2018
17353 | 2022 | NY | Holtsville | 8007 | 1 |  | OP | GT | KER | 56.7 | 0.006 | 2965.3 | 10674.9946 | 1573.1 | 5663.1147 | Distributed from 923 Generation And Fuel | 1974
17354 | 2022 | NY | Holtsville | 8007 | 10 |  | OP | GT | KER | 56.7 | 0.006 | 2965.3 | 10674.9946 | 1573.1 | 5663.1147 | Distributed from 923 Generation And Fuel | 1975
17355 | 2022 | NY | Holtsville | 8007 | 2 |  | OP | GT | KER | 56.7 | 0.006 | 2965.3 | 10674.9946 | 1573.1 | 5663.1147 | Distributed from 923 Generation And Fuel | 1974
17356 | 2022 | NY | Holtsville | 8007 | 3 |  | OP | GT | KER | 56.7 | 0.006 | 2965.3 | 10674.9946 | 1573.1 | 5663.1147 | Distributed from 923 Generation And Fuel | 1974
17357 | 2022 | NY | Holtsville | 8007 | 4 |  | OP | GT | KER | 56.7 | 0.006 | 2965.3 | 10674.9946 | 1573.1 | 5663.1147 | Distributed from 923 Generation And Fuel | 1974
17358 | 2022 | NY | Holtsville | 8007 | 5 |  | OP | GT | KER | 56.7 | 0.006 | 2965.3 | 10674.9946 | 1573.1 | 5663.1147 | Distributed from 923 Generation And Fuel | 1974
17359 | 2022 | NY | Holtsville | 8007 | 6 |  | OP | GT | KER | 56.7 | 0.006 | 2965.3 | 10674.9946 | 1573.1 | 5663.1147 | Distributed from 923 Generation And Fuel | 1975
17360 | 2022 | NY | Holtsville | 8007 | 7 |  | OP | GT | KER | 56.7 | 0.006 | 2965.3 | 10674.9946 | 1573.1 | 5663.1147 | Distributed from 923 Generation And Fuel | 1975
17361 | 2022 | NY | Holtsville | 8007 | 8 |  | OP | GT | KER | 56.7 | 0.006 | 2965.3 | 10674.9946 | 1573.1 | 5663.1147 | Distributed from 923 Generation And Fuel | 1975
17362 | 2022 | NY | Holtsville | 8007 | 9 |  | OP | GT | KER | 56.7 | 0.006 | 2965.3 | 10674.9946 | 1573.1 | 5663.1147 | Distributed from 923 Generation And Fuel | 1975
17363 | 2022 | NY | Holtsville Solar Project | 61902 | HOLTS |  | OP | PV | SUN | 1.2 | 0.154 | 1614 | 5810.3535 | 820 | 2951.9764 | Distributed from 923 Generation And Fuel | 2017
17364 | 2022 | NY | Homer Street East | 62725 | HSE |  | OP | PV | SUN | 1.6 | 0.111 | 1553 | 5590.7553 | 789 | 2840.3773 | Distributed from 923 Generation And Fuel | 2019
17365 | 2022 | NY | Homer Street West | 62724 | HSW |  | OP | PV | SUN | 1.6 | 0.113 | 1577 | 5677.1546 | 802 | 2887.1769 | Distributed from 923 Generation And Fuel | 2019
17366 | 2022 | NY | Hope Solar Farm LLC | 63371 | BRUNS |  | OP | PV | SUN | 2 | 0.192 | 3369 | 12128.303 | 1713 | 6166.7507 | Distributed from 923 Generation And Fuel | 2019
17367 | 2022 | NY | Hospital Rd Community Solar Farm CSG | 62155 | 9 |  | OP | PV | SUN | 1.4 | 0.173 | 2123 | 7642.7389 | 1079 | 3884.3689 | Distributed from 923 Generation And Fuel | 2019
17368 | 2022 | NY | Houghton | 60454 | HOUGH |  | OP | PV | SUN | 2 | 0.17 | 2982 | 10735.1141 | 1516 | 5457.5563 | Distributed from 923 Generation And Fuel | 2015
17369 | 2022 | NY | Howard Wind Farm | 57867 | 1 |  | OP | WT | WND | 51.3 | 0.251 | 112583.128 | 405296.0184 | 34190.431 | 123084.5669 | Distributed from 923 Generation And Fuel | 2011
17370 | 2022 | NY | Howard Wind Farm | 57867 | 2 |  | OP | WT | WND | 4.1 | 0.251 | 8997.872 | 32392.0801 | 2732.569 | 9837.1697 | Distributed from 923 Generation And Fuel | 2012
17371 | 2022 | NY | Howell CSG | 63107 | 1725 |  | OP | PV | SUN | 2 | 0.125 | 2198 | 7912.7367 | 1117 | 4021.1678 | Distributed from 923 Generation And Fuel | 2020
17372 | 2022 | NY | Howland CSG | 63055 | 26 |  | OP | PV | SUN | 2 | 0.182 | 3188 | 11476.7082 | 1621 | 5835.5533 | Distributed from 923 Generation And Fuel | 2018
17373 | 2022 | NY | Hudson Avenue | 2496 | GT3 |  | RE | GT | KER | 16.3 | 0.002 | 234 | 842.3933 | 4.5 | 16.1999 | Distributed from 923 Generation And Fuel | 1970 | 2022
17374 | 2022 | NY | Hudson Avenue | 2496 | GT5 |  | RE | GT | KER | 16.3 | 0.002 | 234 | 842.3933 | 4.5 | 16.1999 | Distributed from 923 Generation And Fuel | 1970 | 2022
17375 | 2022 | NY | Hudson Falls Hydroelectric Project | 54953 | GEN1 |  | OP | HY | WAT | 22 | 0.484 | 93247 | 335686.5145 | 38989 | 140359.2771 | Distributed from 923 Generation And Fuel | 1995
17376 | 2022 | NY | Hudson Falls Hydroelectric Project | 54953 | GEN2 |  | OP | HY | WAT | 22 | 0.484 | 93247 | 335686.5145 | 38989 | 140359.2771 | Distributed from 923 Generation And Fuel | 1995
17377 | 2022 | NY | Huntington Resource Recovery Facility | 50656 | GEN1 | 3 | OP | ST | MSW | 28 | 0.793 | 194455 | 700032.3997 | 81941 | 294985.2401 | EIA-923 Generator File | 1991
17378 | 2022 | NY | HVCC Cogen Plant | 58186 | CG01 |  | OP | IC | NG | 0.9 | 0.187 | 1471.111 | 5295.9572 | 740.444 | 2665.5771 | Distributed from 923 Generation And Fuel | 2004
17379 | 2022 | NY | HVCC Cogen Plant | 58186 | CG02 |  | OP | IC | NG | 0.9 | 0.187 | 1471.111 | 5295.9572 | 740.444 | 2665.5771 | Distributed from 923 Generation And Fuel | 2004
17380 | 2022 | NY | HVCC Cogen Plant | 58186 | CG03 |  | OP | IC | NG | 1.4 | 0.187 | 2288.395 | 8238.1561 | 1151.802 | 4146.454 | Distributed from 923 Generation And Fuel | 2004
17381 | 2022 | NY | HVCC Cogen Plant | 58186 | CG04 |  | OP | IC | NG | 1.4 | 0.187 | 2288.395 | 8238.1561 | 1151.802 | 4146.454 | Distributed from 923 Generation And Fuel | 2004
17382 | 2022 | NY | HVCC Cogen Plant | 58186 | CG05 |  | SB | IC | DFO | 2.1 | 0.187 | 3432.593 | 12357.2359 | 1727.704 | 6219.6846 | Distributed from 923 Generation And Fuel | 2004
17383 | 2022 | NY | HVCC Cogen Plant | 58186 | CG06 |  | OP | IC | NG | 1.4 | 0.187 | 2288.395 | 8238.1561 | 1151.802 | 4146.454 | Distributed from 923 Generation And Fuel | 2005
17384 | 2022 | NY | Hydraulic Race | 2578 | 1 |  | OP | HY | WAT | 3 | 0.27 | 7096 | 25545.3956 | 2967 | 10681.1146 | Distributed from 923 Generation And Fuel | 1942
17385 | 2022 | NY | Hyland LFGTE Facility | 56987 | GEN1 |  | OP | IC | LFG | 1.6 | 0.87 | 12197.333 | 43910.0475 | 5353.333 | 19271.8446 | Distributed from 923 Generation And Fuel | 2008
17386 | 2022 | NY | Hyland LFGTE Facility | 56987 | GEN2 |  | OP | IC | LFG | 1.6 | 0.87 | 12197.333 | 43910.0475 | 5353.333 | 19271.8446 | Distributed from 923 Generation And Fuel | 2008
17387 | 2022 | NY | Hyland LFGTE Facility | 56987 | GEN3 |  | OP | IC | LFG | 1.6 | 0.87 | 12197.333 | 43910.0475 | 5353.333 | 19271.8446 | Distributed from 923 Generation And Fuel | 2008
17388 | 2022 | NY | Indeck Corinth Energy Center | 50458 | GEN1 |  | OP | CT | NG | 92 | 0.482 | 388282 | 1397804.0176 | 196938 | 708971.1282 | EIA-923 Generator File | 1995
17389 | 2022 | NY | Indeck Corinth Energy Center | 50458 | GEN2 | 1 | OP | CA | NG | 55 | 0.462 | 222552 | 801180.7906 | 112879 | 406361.1491 | EIA-923 Generator File | 1995
17390 | 2022 | NY | Indeck Olean Energy Center | 54076 | GEN1 |  | OP | CT | NG | 46 | 0.138 | 55542 | 199949.6004 | 19004 | 68413.8527 | EIA-923 Generator File | 1994
17391 | 2022 | NY | Indeck Olean Energy Center | 54076 | GEN2 | 1 | OP | CA | NG | 44.6 | 0.115 | 44950 | 161818.7055 | 16162 | 58182.7345 | EIA-923 Generator File | 1994
17392 | 2022 | NY | Indeck Oswego Energy Center | 50450 | GEN1 |  | OP | CT | NG | 41.2 | 0.025 | 8918 | 32104.5432 | 7748 | 27892.5769 | EIA-923 Generator File | 1990
17393 | 2022 | NY | Indeck Oswego Energy Center | 50450 | GEN2 | 1 | OP | CA | NG | 16.2 | 0.029 | 4100 | 14759.8819 | 3562 | 12823.0974 | EIA-923 Generator File | 1990
17394 | 2022 | NY | Indeck Silver Springs Energy Center | 50449 | GEN1 |  | OP | CT | NG | 39.4 | 0.036 | 12380.11 | 44568.0395 | 8192.62 | 29493.1961 | EIA-923 Generator File | 1991
17395 | 2022 | NY | Indeck Silver Springs Energy Center | 50449 | GEN2 | 1 | OP | CA | NG | 17.2 | 0.03 | 4551.24 | 16384.3329 | 3359.11 | 12092.6993 | EIA-923 Generator File | 1991
17396 | 2022 | NY | Indeck Yerkes Energy Center | 50451 | GEN1 |  | OP | CT | NG | 40.6 | 0.031 | 10918 | 39304.4856 | 4984 | 17942.2565 | EIA-923 Generator File | 1989
17397 | 2022 | NY | Indeck Yerkes Energy Center | 50451 | GEN2 | 1 | OP | CA | NG | 19.3 | 0.021 | 3579 | 12884.2969 | 1798 | 6472.7482 | EIA-923 Generator File | 1989
17398 | 2022 | NY | Inghams | 2579 | 1 |  | OP | HY | WAT | 3 | 0.553 | 14544.5 | 52359.7811 | 6081.5 | 21893.2249 | Distributed from 923 Generation And Fuel | 1912
17399 | 2022 | NY | Inghams | 2579 | 2 |  | OP | HY | WAT | 3 | 0.553 | 14544.5 | 52359.7811 | 6081.5 | 21893.2249 | Distributed from 923 Generation And Fuel | 1912
17400 | 2022 | NY | Interfaith Medical Center | 64004 | EGB17 |  | SB | IC | DFO | 1.2 |  | GENYRONL: 2012
17401 | 2022 | NY | IRE Solar I, LLC | 61717 | SSIRE |  | OP | PV | SUN | 1 | 0.182 | 1592 | 5731.1542 | 809 | 2912.3767 | Distributed from 923 Generation And Fuel | 2017
17402 | 2022 | NY | Jacobi Medical Center | 63646 | CATA |  | SB | IC | DFO | 1 |  | GENYRONL: 2010
17403 | 2022 | NY | Jacobi Medical Center | 63646 | CATB |  | SB | IC | DFO | 1 |  | GENYRONL: 2010
17404 | 2022 | NY | Jacobi Medical Center | 63646 | CATC |  | SB | IC | DFO | 1.2 |  | GENYRONL: 1998
17405 | 2022 | NY | Jacobi Medical Center | 63646 | CATD |  | SB | IC | DFO | 1.2 |  | GENYRONL: 1998
17406 | 2022 | NY | Jacobi Medical Center | 63646 | CU1 |  | SB | IC | DFO | 0.9 |  | GENYRONL: 2005
17407 | 2022 | NY | Jacobi Medical Center | 63646 | CU2 |  | SB | IC | DFO | 0.9 |  | GENYRONL: 2005
17408 | 2022 | NY | Jacobi Medical Center | 63646 | CU2SH |  | SB | IC | DFO | 0.3 |  | GENYRONL: 1995
17409 | 2022 | NY | Jacobi Medical Center | 63646 | CU3 |  | SB | IC | DFO | 0.9 |  | GENYRONL: 2005
17410 | 2022 | NY | Jacobi Medical Center | 63646 | CU4 |  | SB | IC | DFO | 0.2 |  | GENYRONL: 2001
17411 | 2022 | NY | Jacobi Medical Center | 63646 | DET |  | SB | IC | DFO | 1 |  | GENYRONL: 2012
17412 | 2022 | NY | Jacobi Medical Center | 63646 | GEN1 |  | SB | IC | DFO | 0.5 |  | GENYRONL: 2008
17413 | 2022 | NY | Jamaica Bay Peaking | 56141 | 2 |  | OP | GT | NG | 60.5 | 0.127 | 67302 | 242285.2617 | 33520 | 120671.0346 | Distributed from 923 Generation And Fuel | 2003
17414 | 2022 | NY | James A Fitzpatrick | 6110 | 1 | 1 | OP | ST | NUC | 883.3 | 0.855 | 6612745 | 23805691.5545 | 2676149 | 9634059.3275 | Distributed from 923 Generation And Fuel | 1976
17415 | 2022 | NY | Jarvis (Hinckley) | 808 | 1 |  | OP | HY | WAT | 4.5 | 0.392 | 15467.5 | 55682.5545 | 6467.5 | 23282.8137 | Distributed from 923 Generation And Fuel | 1991
17416 | 2022 | NY | Jarvis (Hinckley) | 808 | 2 |  | OP | HY | WAT | 4.5 | 0.392 | 15467.5 | 55682.5545 | 6467.5 | 23282.8137 | Distributed from 923 Generation And Fuel | 1991
17417 | 2022 | NY | JB-Tobin 2 | 65613 | JBTB2 |  | OP | PV | SUN | 1.6 | 0.114 | 1595 | 5741.9541 | 811 | 2919.5766 | Distributed from 923 Generation And Fuel | 2021
17418 | 2022 | NY | Jefferson-Lewis BOCES Solar | 60819 | PV1 |  | OP | PV | SUN | 2 | 0.156 | 2738 | 9856.7211 | 1392 | 5011.1599 | Distributed from 923 Generation And Fuel | 2017
17419 | 2022 | NY | Jericho Rise Wind Farm LLC | 59629 | GEN1 |  | OP | WT | WND | 77.7 | 0.316 | 214843 | 773428.6126 | 68866 | 247915.6167 | Distributed from 923 Generation And Fuel | 2016
17420 | 2022 | NY | JLL-One Rockwood Road | 62446 | EGEN1 |  | SB | IC | DFO | 1.5 | 0.001 | 7 | 25.1998 | 0 | 0 | Distributed from 923 Generation And Fuel | 2003
17421 | 2022 | NY | JLL-One Rockwood Road | 62446 | EGEN2 |  | SB | IC | DFO | 1.5 | 0.001 | 7 | 25.1998 | 0 | 0 | Distributed from 923 Generation And Fuel | 2003
17422 | 2022 | NY | Jogee Road Solar | 66846 | JOGEE |  | OP | PV | SUN | 2 | 0 | 0 | 0 | 0 | 0 | Distributed from 923 Generation And Fuel | 2022
17423 | 2022 | NY | Johnsonville Dam | 2580 | 1 |  | OP | HY | WAT | 2 | 0.198 | 3476 | 12513.4999 | 1453.5 | 5232.5581 | Distributed from 923 Generation And Fuel | 1909
17424 | 2022 | NY | Johnsonville Dam | 2580 | 2 |  | OP | HY | WAT | 2 | 0.198 | 3476 | 12513.4999 | 1453.5 | 5232.5581 | Distributed from 923 Generation And Fuel | 1909
17425 | 2022 | NY | Johnstown | 61888 | 10049 |  | OP | PV | SUN | 2 | 0.189 | 3307 | 11905.1048 | 1681 | 6051.5516 | Distributed from 923 Generation And Fuel | 2018
17426 | 2022 | NY | Johnstown Solar 1, LLC | 63013 | STATE |  | OP | PV | SUN | 4 | 0.194 | 6786 | 24429.4046 | 3450 | 12419.9006 | Distributed from 923 Generation And Fuel | 2019
17427 | 2022 | NY | Joseph J Seymour Power Project | 7910 | 1 |  | OP | GT | NG | 47 | 0.138 | 56966.5 | 205077.7594 | 35846 | 129044.5676 | Distributed from 923 Generation And Fuel | 2001
17428 | 2022 | NY | Joseph J Seymour Power Project | 7910 | 2 |  | OP | GT | NG | 47 | 0.138 | 56966.5 | 205077.7594 | 35846 | 129044.5676 | Distributed from 923 Generation And Fuel | 2001
17429 | 2022 | NY | Judd Road Solar | 65628 | JR |  | OP | PV | SUN | 5 | 0.176 | 7687 | 27672.9786 | 4383 | 15778.6738 | Distributed from 923 Generation And Fuel | 2022
17430 | 2022 | NY | Kamargo | 2581 | 1 |  | OP | HY | WAT | 2 | 0.498 | 8718.333 | 31385.7477 | 3645.333 | 13123.0938 | Distributed from 923 Generation And Fuel | 1921
17431 | 2022 | NY | Kamargo | 2581 | 2 |  | OP | HY | WAT | 2 | 0.498 | 8718.333 | 31385.7477 | 3645.333 | 13123.0938 | Distributed from 923 Generation And Fuel | 1921
17432 | 2022 | NY | Kamargo | 2581 | 3 |  | OP | HY | WAT | 2 | 0.498 | 8718.333 | 31385.7477 | 3645.333 | 13123.0938 | Distributed from 923 Generation And Fuel | 1921
17433 | 2022 | NY | KCE NY 1 | 62147 | KNY1 |  | OP | BA | MWH | 20 | -0.012 | -2187 | -7873.137 | -965 | -3473.9722 | Distributed from 923 Generation And Fuel | 2019
17434 | 2022 | NY | Kearsarge Johnstown 1 CSG | 62549 | JOHNN |  | OP | PV | SUN | 1.5 | 0.193 | 2535 | 9125.927 | 1289 | 4640.3629 | Distributed from 923 Generation And Fuel | 2018
17435 | 2022 | NY | Kearsarge Johnstown 2 CSG | 62556 | JOHNS |  | OP | PV | SUN | 2 | 0.201 | 3530 | 12707.8983 | 1794 | 6458.3483 | Distributed from 923 Generation And Fuel | 2018
17436 | 2022 | NY | Kearsarge Oppenheim CSG | 61917 | OPPEN |  | OP | PV | SUN | 1.4 | 0.197 | 2414 | 8690.3305 | 1227 | 4417.1647 | Distributed from 923 Generation And Fuel | 2018
17437 | 2022 | NY | Kelly Bridge Road Community Solar Farm | 62154 | 12 |  | OP | PV | SUN | 2 | 0.196 | 3440 | 12383.9009 | 1749 | 6296.3496 | Distributed from 923 Generation And Fuel | 2020
17438 | 2022 | NY | Kenmare - Sullivan Community College | 64030 | GEN1 |  | OP | PV | SUN | 2 | 0.155 | 2710 | 9755.922 | 1378 | 4960.7603 | Distributed from 923 Generation And Fuel | 2015
17439 | 2022 | NY | Kennedy International Airport Cogen | 54114 | GEN1 |  | OP | CT | NG | 47.1 | 0.571 | 235477 | 847710.4183 | 87336 | 314407.0847 | EIA-923 Generator File | 1994
17440 | 2022 | NY | Kennedy International Airport Cogen | 54114 | GEN2 |  | OP | CT | NG | 47.1 | 0.511 | 210952 | 759421.1246 | 74214 | 267168.2627 | EIA-923 Generator File | 1994
17441 | 2022 | NY | Kennedy International Airport Cogen | 54114 | GEN3 | 2 | OP | CA | NG | 27 | 0.47 | 111058 | 399805.6016 | 39939 | 143779.2498 | EIA-923 Generator File | 1995
17442 | 2022 | NY | Kent Falls | 2532 | 1 |  | OS | HY | WAT | 3.2 | 0 | 0 | 0 | 0 | 0 | Distributed from 923 Generation And Fuel | 1928
17443 | 2022 | NY | Kent Falls | 2532 | 2 |  | OS | HY | WAT | 3.2 | 0 | 0 | 0 | 0 | 0 | Distributed from 923 Generation And Fuel | 1928
17444 | 2022 | NY | Kent Falls | 2532 | 3 |  | OS | HY | WAT | 6 | 0 | 0 | 0 | 0 | 0 | Distributed from 923 Generation And Fuel | 1985
17445 | 2022 | NY | Kinder Morgan Fordham | 62614 | KMFO1 |  | OP | PV | SUN | 1.7 | 0.266 | 3955 | 14237.8861 | 2011 | 7239.5421 | Distributed from 923 Generation And Fuel | 2018
17446 | 2022 | NY | Kings Falls Hydroelectric | 10872 | 1 |  | OP | HY | WAT | 1.6 | 0.233 | 3264 | 11750.306 | 1365 | 4913.9607 | Distributed from 923 Generation And Fuel | 1988
17447 | 2022 | NY | Kings Park Solar I | 59880 | KIPS1 |  | OP | PV | SUN | 2 | 0.19 | 3334 | 12002.304 | 1695 | 6101.9512 | Distributed from 923 Generation And Fuel | 2019
17448 | 2022 | NY | Kings Park Solar II | 59881 | KIPS2 |  | OP | PV | SUN | 2 | 0.19 | 3333 | 11998.704 | 1694 | 6098.3512 | Distributed from 923 Generation And Fuel | 2019
17449 | 2022 | NY | Kings Plaza Total Energy Plant (TEP) | 63236 | DG2 |  | OP | IC | NG | 3.2 | 0.076 | 2118.25 | 7625.639 | 1067.75 | 3843.8692 | Distributed from 923 Generation And Fuel | 2007
17450 | 2022 | NY | Kings Plaza Total Energy Plant (TEP) | 63236 | DG3 |  | OP | IC | NG | 3.2 | 0.076 | 2118.25 | 7625.639 | 1067.75 | 3843.8692 | Distributed from 923 Generation And Fuel | 2007
17451 | 2022 | NY | Kings Plaza Total Energy Plant (TEP) | 63236 | DG4 |  | OP | IC | NG | 3.2 | 0.076 | 2118.25 | 7625.639 | 1067.75 | 3843.8692 | Distributed from 923 Generation And Fuel | 2007
17452 | 2022 | NY | Kings Plaza Total Energy Plant (TEP) | 63236 | DG5 |  | OP | IC | NG | 3.2 | 0.076 | 2118.25 | 7625.639 | 1067.75 | 3843.8692 | Distributed from 923 Generation And Fuel | 2007
17453 | 2022 | NY | Kingsbrook Jewish Medical Center | 62050 | SR4 |  | SB | IC | DFO | 0.6 | 0.001 | 3.923 | 14.1227 | 0 | 0 | Distributed from 923 Generation And Fuel | 1999
17454 | 2022 | NY | Kingsbrook Jewish Medical Center | 62050 | TPSDM |  | SB | IC | DFO | 1 | 0.001 | 6.538 | 23.5366 | 0 | 0 | Distributed from 923 Generation And Fuel | 2019
17455 | 2022 | NY | Kingsbrook Jewish Medical Center | 62050 | VHP59 |  | SB | IC | DFO | 1 | 0.001 | 6.538 | 23.5366 | 0 | 0 | Distributed from 923 Generation And Fuel | 2002
17456 | 2022 | NY | Knaggs Brothers Farm | 63230 | KNAGG |  | OP | PV | SUN | 3.9 | 0.213 | 7292 | 26250.99 | 3707 | 13345.0932 | Distributed from 923 Generation And Fuel | 2018
17457 | 2022 | NY | Knapp East (CSG) | 64716 | KNPPE |  | OP | PV | SUN | 5 | 0.147 | 6423 | 23122.615 | 3265 | 11753.906 | Distributed from 923 Generation And Fuel | 2021
17458 | 2022 | NY | Knapp West(CSG) | 64720 | KNPPW |  | OP | PV | SUN | 5 | 0.167 | 7297 | 26268.9898 | 3709 | 13352.2932 | Distributed from 923 Generation And Fuel | 2021
17459 | 2022 | NY | Kosterville | 56705 | 4 |  | OP | HY | WAT | 0.5 | 0.087 | 382.5 | 1376.989 | 160 | 575.9954 | Distributed from 923 Generation And Fuel | 1955
17460 | 2022 | NY | Kosterville | 56705 | 5 |  | OP | HY | WAT | 0.5 | 0.087 | 382.5 | 1376.989 | 160 | 575.9954 | Distributed from 923 Generation And Fuel | 1958
17461 | 2022 | NY | Lachute Hydro Lower | 10752 | GEN1 |  | OP | HY | WAT | 3.8 | 0.334 | 11115 | 40013.6799 | 4647 | 16729.0662 | Distributed from 923 Generation And Fuel | 1987
17462 | 2022 | NY | Lachute Hydro Upper | 10753 | GEN1 |  | OP | HY | WAT | 5.2 | 0.244 | 11115 | 40013.6799 | 4647 | 16729.0662 | Distributed from 923 Generation And Fuel | 1987
17463 | 2022 | NY | Landau II Solar (Hybrid) | 66222 | 10895 |  | OP | PV | SUN | 4 | 0.111 | 3904 | 14054.2876 | 1985 | 7145.9428 | Distributed from 923 Generation And Fuel | 2021
17464 | 2022 | NY | Landau II Solar (Hybrid) | 66222 | BAT |  | OP | BA | MWH | 4 | 0 | -8 | -28.7998 | -4 | -14.3999 | Distributed from 923 Generation And Fuel | 2021
17465 | 2022 | NY | Landau Solar | 66176 | 10891 |  | OP | PV | SUN | 2 | 0.202 | 3547 | 12769.0978 | 1803 | 6490.7481 | Distributed from 923 Generation And Fuel | 2021
17466 | 2022 | NY | Lansing Renewables, LLC | 63337 | 14320 |  | OP | BA | MWH | 3 | 0 | 0 | 0 | 0 | 0 | Distributed from 923 Generation And Fuel | 2022
17467 | 2022 | NY | Lansing Renewables, LLC | 63337 | 6004 |  | OP | PV | SUN | 5 | 0.106 | 4628 | 16660.6667 | 2353 | 8470.7322 | Distributed from 923 Generation And Fuel | 2020
17468 | 2022 | NY | Leavenworth Greenworks LLC | 59276 | LEAVG |  | OP | PV | SUN | 9.5 | 0.201 | 16710 | 60155.5188 | 8495 | 30581.7553 | Distributed from 923 Generation And Fuel | 2016
17469 | 2022 | NY | Lederle Laboratories | 10521 | 3A | 5 | OP | CA | NG | 1.5 | 0 | 0 | 0 | 0 | 0 | EIA-923 Generator File | 1998
17470 | 2022 | NY | Lederle Laboratories | 10521 | GEN1 |  | OP | CT | NG | 8.3 | 0.915 | 66531.33 | 239510.8719 | 27338.48 | 98417.7407 | EIA-923 Generator File | 1991
17471 | 2022 | NY | Lederle Laboratories | 10521 | GEN2 |  | OP | CT | NG | 8.3 | 0.934 | 67941.71 | 244588.1993 | 29466.66 | 106079.1274 | EIA-923 Generator File | 1991
17472 | 2022 | NY | Lederle Laboratories | 10521 | GEN3 | 5 | OP | CA | NG | 2.2 | 0 | 0 | 0 | 0 | 0 | EIA-923 Generator File | 1990
17473 | 2022 | NY | Lederle Laboratories | 10521 | TG4 | 5 | OP | CA | NG | 3.1 | 0.282 | 7666.88 | 27600.5472 | 3071.02 | 11055.5836 | EIA-923 Generator File | 1997
17474 | 2022 | NY | Lenox Renewables | 66081 | 8211 |  | OP | PV | SUN | 3.3 | 0.204 | 5909 | 21272.2298 | 3004 | 10814.3135 | Distributed from 923 Generation And Fuel | 2021
17475 | 2022 | NY | Letchworth Solar Project | 61389 | PV1 |  | OP | PV | SUN | 1.2 | 0.181 | 1905 | 6857.9451 | 968 | 3484.7721 | Distributed from 923 Generation And Fuel | 2017
17476 | 2022 | NY | Lewiston Niagara | 2692 | 1 |  | OP | PS | WAT | 20 | -0.113 | -19879.417 | -71565.3287 | -9639.083 | -34700.4212 | Distributed from 923 Generation And Fuel | 1961
17477 | 2022 | NY | Lewiston Niagara | 2692 | 10 |  | OP | PS | WAT | 20 | -0.113 | -19879.417 | -71565.3287 | -9639.083 | -34700.4212 | Distributed from 923 Generation And Fuel | 1962
17478 | 2022 | NY | Lewiston Niagara | 2692 | 11 |  | OP | PS | WAT | 20 | -0.113 | -19879.417 | -71565.3287 | -9639.083 | -34700.4212 | Distributed from 923 Generation And Fuel | 1962
17479 | 2022 | NY | Lewiston Niagara | 2692 | 12 |  | OP | PS | WAT | 20 | -0.113 | -19879.417 | -71565.3287 | -9639.083 | -34700.4212 | Distributed from 923 Generation And Fuel | 1962
17480 | 2022 | NY | Lewiston Niagara | 2692 | 2 |  | OP | PS | WAT | 20 | -0.113 | -19879.417 | -71565.3287 | -9639.083 | -34700.4212 | Distributed from 923 Generation And Fuel | 1961
17481 | 2022 | NY | Lewiston Niagara | 2692 | 3 |  | OP | PS | WAT | 20 | -0.113 | -19879.417 | -71565.3287 | -9639.083 | -34700.4212 | Distributed from 923 Generation And Fuel | 1961
17482 | 2022 | NY | Lewiston Niagara | 2692 | 4 |  | OP | PS | WAT | 20 | -0.113 | -19879.417 | -71565.3287 | -9639.083 | -34700.4212 | Distributed from 923 Generation And Fuel | 1962
17483 | 2022 | NY | Lewiston Niagara | 2692 | 5 |  | OA | PS | WAT | 20 | -0.113 | -19879.417 | -71565.3287 | -9639.083 | -34700.4212 | Distributed from 923 Generation And Fuel | 1962
17484 | 2022 | NY | Lewiston Niagara | 2692 | 6 |  | OP | PS | WAT | 20 | -0.113 | -19879.417 | -71565.3287 | -9639.083 | -34700.4212 | Distributed from 923 Generation And Fuel | 1962
17485 | 2022 | NY | Lewiston Niagara | 2692 | 7 |  | OP | PS | WAT | 20 | -0.113 | -19879.417 | -71565.3287 | -9639.083 | -34700.4212 | Distributed from 923 Generation And Fuel | 1962
17486 | 2022 | NY | Lewiston Niagara | 2692 | 8 |  | OP | PS | WAT | 20 | -0.113 | -19879.417 | -71565.3287 | -9639.083 | -34700.4212 | Distributed from 923 Generation And Fuel | 1962
17487 | 2022 | NY | Lewiston Niagara | 2692 | 9 |  | OP | PS | WAT | 20 | -0.113 | -19879.417 | -71565.3287 | -9639.083 | -34700.4212 | Distributed from 923 Generation And Fuel | 1962
17488 | 2022 | NY | Lichtenthal | 61469 | LIC01 |  | OP | PV | SUN | 2 | 0.123 | 2148 | 7732.7381 | 1092 | 3931.1686 | Distributed from 923 Generation And Fuel | 2018
17489 | 2022 | NY | Lighthouse Hill | 2582 | 1 |  | OP | HY | WAT | 4 | 0.305 | 10696.5 | 38507.0919 | 4472.5 | 16100.8712 | Distributed from 923 Generation And Fuel | 1930
17490 | 2022 | NY | Lighthouse Hill | 2582 | 2 |  | OP | HY | WAT | 4 | 0.305 | 10696.5 | 38507.0919 | 4472.5 | 16100.8712 | Distributed from 923 Generation And Fuel | 1930
17491 | 2022 | NY | Lightstar Renewables - Project 1001 | 66731 | P4450 |  | OP | PV | SUN | 3.9 | 0 | 0 | 0 | 0 | 0 | Distributed from 923 Generation And Fuel | 2021
17492 | 2022 | NY | Lightstar Renewables - Project 1002 | 66732 | P4451 |  | OP | PV | SUN | 2.1 | 0 | 0 | 0 | 0 | 0 | Distributed from 923 Generation And Fuel | 2021
17493 | 2022 | NY | Lightstar Renewables - Project 1004 | 66835 | P4453 |  | OP | PV | SUN | 3.5 | 0 | 0 | 0 | 0 | 0 | Distributed from 923 Generation And Fuel | 2022
17494 | 2022 | NY | Lincoln Ave Solar Project | 61899 | LINC |  | OP | PV | SUN | 2 | 0.2 | 3511 | 12639.4989 | 1785 | 6425.9486 | Distributed from 923 Generation And Fuel | 2018
17495 | 2022 | NY | Lincoln Medical and Mental Health Center | 64291 | A1 |  | OP | IC | DFO | 2 |  | GENYRONL: 2007
17496 | 2022 | NY | Lincoln Medical and Mental Health Center | 64291 | A2 |  | OP | IC | DFO | 1 |  | GENYRONL: 1970
17497 | 2022 | NY | Lincoln Medical and Mental Health Center | 64291 | A3 |  | OP | IC | DFO | 1 |  | GENYRONL: 1970
17498 | 2022 | NY | Lincoln Medical and Mental Health Center | 64291 | B1 |  | OP | BA | MWH | 1 |  | GENYRONL: 1970
17499 | 2022 | NY | Lincoln Medical and Mental Health Center | 64291 | B2 |  | OP | BA | MWH | 1 |  | GENYRONL: 1970
17500 | 2022 | NY | Lincoln Medical and Mental Health Center | 64291 | B3 |  | OP | BA | MWH | 1 |  | GENYRONL: 1998
17501 | 2022 | NY | Little Falls Hydro | 51034 | GEN1 |  | OP | HY | WAT | 6.5 | 0.185 | 10544.5 | 37959.8963 | 4409 | 15872.273 | Distributed from 923 Generation And Fuel | 1987
17502 | 2022 | NY | Little Falls Hydro | 51034 | GEN2 |  | OP | HY | WAT | 6.5 | 0.185 | 10544.5 | 37959.8963 | 4409 | 15872.273 | Distributed from 923 Generation And Fuel | 1987
17503 | 2022 | NY | Little Falls Solar | 65776 | 5939 |  | OP | PV | SUN | 2 | 0.172 | 3014 | 10850.3132 | 1532 | 5515.1559 | Distributed from 923 Generation And Fuel | 2020
17504 | 2022 | NY | Little Falls Solar 1 | 65777 | 5779 |  | OP | PV | SUN | 2 | 0.207 | 3618 | 13024.6958 | 1839 | 6620.347 | Distributed from 923 Generation And Fuel | 2020
17505 | 2022 | NY | Lockenhurst Pond Solar | 66223 | 11000 |  | OP | PV | SUN | 2 | 0 | 0 | 0 | 0 | 0 | Distributed from 923 Generation And Fuel | 2022
17506 | 2022 | NY | Lockheed Martin RMS Syracuse | 61739 | SYR1 |  | OP | BA | MWH | 1 | 0 | 0 | 0 | 0 | 0 | Distributed from 923 Generation And Fuel | 2017 | 2027
17507 | 2022 | NY | Lockport Energy Associates LP | 54041 | GEN1 |  | OP | CT | NG | 48.7 | 0.118 | 50468.13 | 181683.8145 | 9701.94 | 34926.7046 | EIA-923 Generator File | 1992
17508 | 2022 | NY | Lockport Energy Associates LP | 54041 | GEN2 |  | OP | CT | NG | 48.7 | 0.101 | 42972.94 | 154701.3464 | 6075.11 | 21870.221 | EIA-923 Generator File | 1992
17509 | 2022 | NY | Lockport Energy Associates LP | 54041 | GEN3 |  | OP | CT | NG | 48.7 | 0.086 | 36647.57 | 131930.1966 | 6938.41 | 24978.0762 | EIA-923 Generator File | 1992
17510 | 2022 | NY | Lockport Energy Associates LP | 54041 | GEN4 | 1 | OP | CA | NG | 75.2 | 0.098 | 64416.73 | 231898.3728 | 10088.97 | 36320.0014 | EIA-923 Generator File | 1992
17511 | 2022 | NY | Long Island Solar Farm LLC | 57589 | 9WUBN |  | OP | PV | SUN | 31.5 | 0.182 | 50203 | 180729.3542 | 25068 | 90244.078 | Distributed from 923 Generation And Fuel | 2011
17512 | 2022 | NY | Longfalls Facility | 54548 | 1 |  | OP | HY | WAT | 3.3 | 0 | 0 | 0 | 0 | 0 | Distributed from 923 Generation And Fuel | 1991
17513 | 2022 | NY | Lower Beaver Falls Project | 54691 | 2G |  | OP | HY | WAT | 0.5 | 0.52 | 2277.5 | 8198.9344 | 952.5 | 3428.9726 | Distributed from 923 Generation And Fuel | 1979
17514 | 2022 | NY | Lower Beaver Falls Project | 54691 | 3G |  | OP | HY | WAT | 0.5 | 0.52 | 2277.5 | 8198.9344 | 952.5 | 3428.9726 | Distributed from 923 Generation And Fuel | 1979
17515 | 2022 | NY | Lower Saranac Hydroelectric Facility | 10214 | GEN1 |  | OP | HY | WAT | 3.2 | 0.444 | 12433.672 | 44760.8611 | 5198.806 | 18715.5519 | Distributed from 923 Generation And Fuel | 1990
17516 | 2022 | NY | Lower Saranac Hydroelectric Facility | 10214 | GEN2 |  | OP | HY | WAT | 3.2 | 0.444 | 12433.672 | 44760.8611 | 5198.806 | 18715.5519 | Distributed from 923 Generation And Fuel | 1990
17517 | 2022 | NY | Lower Saranac Hydroelectric Facility | 10214 | GEN3 |  | OP | HY | WAT | 0.3 | 0.444 | 1165.657 | 4196.3316 | 487.388 | 1754.5828 | Distributed from 923 Generation And Fuel | 1990
17518 | 2022 | NY | LR Wheatfield Solar 1 | 65723 | 15557 |  | OP | PV | SUN | 5 | 0.202 | 8843 | 31834.5453 | 4495 | 16181.8705 | Distributed from 923 Generation And Fuel | 2020
17519 | 2022 | NY | LSE Musca Solar | 66442 | ORANG |  | OP | PV | SUN | 5 | 0.133 | 5847 | 21049.0316 | 0 | 0 | Distributed from 923 Generation And Fuel | 2022
17520 | 2022 | NY | LSE Pavo Solar | 66473 | WALTO |  | OP | PV | SUN | 2.3 | 0.073 | 1478 | 5320.7574 | 461 | 1659.5867 | Distributed from 923 Generation And Fuel | 2022
17521 | 2022 | NY | Lyons Falls Hydroelectric | 56703 | 1 |  | OP | HY | WAT | 1 | 0.448 | 3921.607 | 14117.6723 | 1639.643 | 5902.6676 | Distributed from 923 Generation And Fuel | 1923
17522 | 2022 | NY | Lyons Falls Hydroelectric | 56703 | 6 |  | OP | HY | WAT | 1.2 | 0.448 | 4705.929 | 16941.2089 | 1967.571 | 7083.1989 | Distributed from 923 Generation And Fuel | 1963
17523 | 2022 | NY | Lyons Falls Hydroelectric | 56703 | 7 |  | OP | HY | WAT | 1.2 | 0.448 | 4705.929 | 16941.2089 | 1967.571 | 7083.1989 | Distributed from 923 Generation And Fuel | 1966
17524 | 2022 | NY | Lyons Falls Hydroelectric | 56703 | 8 |  | OP | HY | WAT | 1.3 | 0.448 | 5098.089 | 18352.9736 | 2131.536 | 7673.4682 | Distributed from 923 Generation And Fuel | 1974
17525 | 2022 | NY | Lyons Falls Hydroelectric | 56703 | 9 |  | OP | HY | WAT | 0.9 | 0.448 | 3529.446 | 12705.904 | 1475.679 | 5312.4019 | Distributed from 923 Generation And Fuel | 1971
17526 | 2022 | NY | Lyonsdale Associates | 50652 | GEN1 |  | OP | HY | WAT | 1.5 | 0.439 | 5767.5 | 20762.8339 | 2411.5 | 8681.3305 | Distributed from 923 Generation And Fuel | 1984
17527 | 2022 | NY | Lyonsdale Associates | 50652 | GEN2 |  | OP | HY | WAT | 1.5 | 0.439 | 5767.5 | 20762.8339 | 2411.5 | 8681.3305 | Distributed from 923 Generation And Fuel | 1984
17528 | 2022 | NY | MacArthur Waste to Energy Facility | 51038 | GEN1 | 2 | OP | ST | MSW | 12.5 | 0.473 | 51751 | 186302.1096 | 22615 | 81413.3487 | EIA-923 Generator File | 1990
17529 | 2022 | NY | Macedon | 63407 | 101 |  | OP | PV | SUN | 2 | 0.144 | 2516 | 9057.5275 | 1279 | 4604.3632 | Distributed from 923 Generation And Fuel | 2019
17530 | 2022 | NY | Macomb | 2583 | 1 |  | OP | HY | WAT | 1 | 0.658 | 5762 | 20743.0341 | 2409 | 8672.3306 | Distributed from 923 Generation And Fuel | 1940
17531 | 2022 | NY | Madison County | 61725 | PV1 |  | OP | PV | SUN | 1.8 | 0.175 | 2765 | 9953.9204 | 1406 | 5061.5595 | Distributed from 923 Generation And Fuel | 2017
17532 | 2022 | NY | Madison Windpower LLC | 55769 | MADW |  | OP | WT | WND | 11.5 | 0.101 | 10193 | 36694.5064 | 2317 | 8341.1333 | Distributed from 923 Generation And Fuel | 2000
17533 | 2022 | NY | Maimonides Medical Center | 62174 | 625DI |  | SB | IC | DFO | 0.5 | 0.001 | 3.974 | 14.3063 | 0 | 0 | Distributed from 923 Generation And Fuel | 1999
17534 | 2022 | NY | Maimonides Medical Center | 62174 | CM500 |  | SB | IC | DFO | 0.5 | 0.001 | 3.974 | 14.3063 | 0 | 0 | Distributed from 923 Generation And Fuel | 2006
17535 | 2022 | NY | Maimonides Medical Center | 62174 | CM800 |  | SB | IC | DFO | 0.8 | 0.001 | 6.359 | 22.8922 | 0 | 0 | Distributed from 923 Generation And Fuel | 2002
17536 | 2022 | NY | Maimonides Medical Center | 62174 | CM900 |  | SB | IC | DFO | 0.9 | 0.001 | 7.154 | 25.7542 | 0 | 0 | Distributed from 923 Generation And Fuel | 2006
17537 | 2022 | NY | Maimonides Medical Center | 62174 | CN900 |  | SB | IC | DFO | 0.9 | 0.001 | 7.154 | 25.7542 | 0 | 0 | Distributed from 923 Generation And Fuel | 2006
17538 | 2022 | NY | Maimonides Medical Center | 62174 | ON300 |  | SB | IC | DFO | 0.3 | 0.001 | 2.385 | 8.5859 | 0 | 0 | Distributed from 923 Generation And Fuel | 1990
17539 | 2022 | NY | Main Rd Community Solar | 64717 | MAINR |  | OP | PV | SUN | 5 | 0.117 | 5121 | 18435.4525 | 3094 | 11138.3109 | Distributed from 923 Generation And Fuel | 2022
17540 | 2022 | NY | Malone Solar Site | 62785 | MALON |  | OP | PV | SUN | 1.1 | 0.154 | 1486 | 5349.5572 | 755 | 2717.9783 | Distributed from 923 Generation And Fuel | 2018
17541 | 2022 | NY | Maple Ridge Wind Farm | 56290 | 1 |  | OP | WT | WND | 137 | 0.242 | 290823.446 | 1046956.03 | 85835.277 | 309004.5252 | Distributed from 923 Generation And Fuel | 2005
17542 | 2022 | NY | Maple Ridge Wind Farm | 56290 | 1A |  | OP | WT | WND | 61.1 | 0.242 | 129703.012 | 466927.1078 | 38281.281 | 137811.5091 | Distributed from 923 Generation And Fuel | 2006
17543 | 2022 | NY | Maple Ridge Wind Farm | 56290 | 2 |  | OP | WT | WND | 33 | 0.242 | 70052.363 | 252186.4893 | 20675.651 | 74431.7481 | Distributed from 923 Generation And Fuel | 2006
17544 | 2022 | NY | Maple Ridge Wind Farm | 56290 | 3 |  | OP | WT | WND | 90.1 | 0.242 | 191264.179 | 688545.536 | 56450.792 | 203221.2254 | Distributed from 923 Generation And Fuel | 2006
17545 | 2022 | NY | Marathon Solar Farm II LLC North | 66771 | P4471 |  | OP | PV | SUN | 2.9 | 0 | 0 | 0 | 0 | 0 | Distributed from 923 Generation And Fuel | 2020
17546 | 2022 | NY | Marathon Solar Farm LLC South | 66734 | P4739 |  | OP | PV | SUN | 4.4 | 0 | 0 | 0 | 0 | 0 | Distributed from 923 Generation And Fuel | 2020
17547 | 2022 | NY | Marble River Wind Farm | 56857 | GEN1 |  | OP | WT | WND | 215.3 | 0.234 | 441389 | 1588987.6881 | 123438 | 444373.245 | Distributed from 923 Generation And Fuel | 2012
17548 | 2022 | NY | Marlborough Solar | 66074 | 4942 |  | OP | PV | SUN | 2 | 0.178 | 3124 | 11246.31 | 1588 | 5716.7543 | Distributed from 923 Generation And Fuel | 2021
17549 | 2022 | NY | Marsh Hill Wind Farm | 58768 | 1 |  | OP | WT | WND | 16.2 | 0.352 | 50012 | 180041.7597 | 15188 | 54676.3626 | Distributed from 923 Generation And Fuel | 2014
17550 | 2022 | NY | Massena Energy Facility | 54592 | GEN1 |  | OP | CT | NG | 66.5 | 0.001 | 345 | 1241.9901 | 273 | 982.7921 | EIA-923 Generator File | 1992
17551 | 2022 | NY | Massena Energy Facility | 54592 | GEN2 | 1 | OP | CA | NG | 35.6 | 0.001 | 202 | 727.1942 | 183 | 658.7947 | EIA-923 Generator File | 1992
17552 | 2022 | NY | Massena Energy Facility | 54592 | IC |  | SB | IC | DFO | 2 | 0 | 0 | 0 | 0 | 0 | Distributed from 923 Generation And Fuel | 1992
17553 | 2022 | NY | Mattas Farms | 62303 | MF01 |  | OP | PV | SUN | 2 | 0.207 | 3618 | 13024.6958 | 1839 | 6620.347 | Distributed from 923 Generation And Fuel | 2018
17554 | 2022 | NY | McCarthy Solar | 66187 | 10992 |  | OP | PV | SUN | 2 | 0.212 | 3711 | 13359.4931 | 1887 | 6793.1457 | Distributed from 923 Generation And Fuel | 2021
17555 | 2022 | NY | Mechanicville Hydroelectric Station | 62322 | MG8 |  | OP | HY | WAT | 2 | 0.574 | 10061.5 | 36221.1102 | 4207 | 15145.0788 | Distributed from 923 Generation And Fuel | 2011
17556 | 2022 | NY | Mechanicville Hydroelectric Station | 62322 | MG9 |  | OP | HY | WAT | 2 | 0.574 | 10061.5 | 36221.1102 | 4207 | 15145.0788 | Distributed from 923 Generation And Fuel | 2011
17557 | 2022 | NY | Medusa NY 1 | 63854 | 8175C |  | OP | PV | SUN | 2 | 0.187 | 3271 | 11775.5058 | 1663 | 5986.7521 | Distributed from 923 Generation And Fuel | 2020
17558 | 2022 | NY | MER Queens | 62576 | MER01 |  | OP | FC | NG | 1.2 | 0.783 | 8233 | 29638.5629 | 4150 | 14939.8805 | Distributed from 923 Generation And Fuel | 2017
17559 | 2022 | NY | Mercy Medical Center | 58163 | 1N |  | SB | IC | DFO | 1 |  | GENYRONL: 2020
17560 | 2022 | NY | Mercy Medical Center | 58163 | 2N |  | SB | IC | DFO | 1 |  | GENYRONL: 2020
17561 | 2022 | NY | Mercy Medical Center | 58163 | 3N |  | SB | IC | DFO | 1 |  | GENYRONL: 2020
17562 | 2022 | NY | Mercy Medical Center | 58163 | 8 |  | SB | IC | DFO | 0.6 |  | GENYRONL: 2004
17563 | 2022 | NY | Mereand CSG | 63058 | 199 |  | OP | PV | SUN | 2 | 0.192 | 3362 | 12103.1032 | 1709 | 6152.3508 | Distributed from 923 Generation And Fuel | 2018
17564 | 2022 | NY | Middle Falls Hydro | 10219 | HY1 |  | OP | HY | WAT | 1.1 | 0.568 | 5471 | 19695.4424 | 2287.5 | 8234.9341 | Distributed from 923 Generation And Fuel | 1989
17565 | 2022 | NY | Middle Falls Hydro | 10219 | HY2 |  | OP | HY | WAT | 1.1 | 0.568 | 5471 | 19695.4424 | 2287.5 | 8234.9341 | Distributed from 923 Generation And Fuel | 1989
17566 | 2022 | NY | Middletown NY 1 | 63857 | 8175B |  | OP | PV | SUN | 2 | 0.194 | 3405 | 12257.9019 | 1731 | 6231.5501 | Distributed from 923 Generation And Fuel | 2020
17567 | 2022 | NY | Middletown Solar 1, LLC Hybrid CSG | 63415 | BATT |  | OP | BA | MWH | 1.6 | -0.005 | -73 | -262.7979 | -32 | -115.1991 | Distributed from 923 Generation And Fuel | 2020
17568 | 2022 | NY | Middletown Solar 1, LLC Hybrid CSG | 63415 | CENTR |  | OP | PV | SUN | 1.6 | 0.223 | 3132 | 11275.1098 | 1592 | 5731.1542 | Distributed from 923 Generation And Fuel | 2020
17569 | 2022 | NY | Mill C | 6486 | 1 |  | OP | HY | WAT | 1 | 0.325 | 2843.333 | 10235.9169 | 1188.833 | 4279.7646 | Distributed from 923 Generation And Fuel | 1944
17570 | 2022 | NY | Mill C | 6486 | 2 |  | OA | HY | WAT | 1.2 | 0.325 | 3412 | 12283.1017 | 1426.6 | 5135.7189 | Distributed from 923 Generation And Fuel | 1943
17571 | 2022 | NY | Mill C | 6486 | 3 |  | OP | HY | WAT | 3.8 | 0.325 | 10804.667 | 38896.49 | 4517.567 | 16263.1111 | Distributed from 923 Generation And Fuel | 1984
17572 | 2022 | NY | Mill Pond Hydro | 65399 | U1 |  | OP | HY | WAT | 0.5 | 0.117 | 512.5 | 1844.9852 | 214.5 | 772.1938 | Distributed from 923 Generation And Fuel | 1994
17573 | 2022 | NY | Mill Pond Hydro | 65399 | U2 |  | OP | HY | WAT | 0.5 | 0.117 | 512.5 | 1844.9852 | 214.5 | 772.1938 | Distributed from 923 Generation And Fuel | 1994 | 2027
17574 | 2022 | NY | Mill Seat Renewable Energy Facility | 61012 | GEN1 |  | OP | IC | LFG | 0.8 | 0.879 | 6161.375 | 22180.7726 | 2704.125 | 9734.7721 | Distributed from 923 Generation And Fuel | 2007
17575 | 2022 | NY | Mill Seat Renewable Energy Facility | 61012 | GEN2 |  | OP | IC | LFG | 0.8 | 0.879 | 6161.375 | 22180.7726 | 2704.125 | 9734.7721 | Distributed from 923 Generation And Fuel | 2007
17576 | 2022 | NY | Mill Seat Renewable Energy Facility | 61012 | GEN3 |  | OP | IC | LFG | 0.8 | 0.879 | 6161.375 | 22180.7726 | 2704.125 | 9734.7721 | Distributed from 923 Generation And Fuel | 2007
17577 | 2022 | NY | Mill Seat Renewable Energy Facility | 61012 | GEN4 |  | OP | IC | LFG | 0.8 | 0.879 | 6161.375 | 22180.7726 | 2704.125 | 9734.7721 | Distributed from 923 Generation And Fuel | 2007
17578 | 2022 | NY | Mill Seat Renewable Energy Facility | 61012 | GEN5 |  | OP | IC | LFG | 0.8 | 0.879 | 6161.375 | 22180.7726 | 2704.125 | 9734.7721 | Distributed from 923 Generation And Fuel | 2007
17579 | 2022 | NY | Mill Seat Renewable Energy Facility | 61012 | GEN6 |  | OP | IC | LFG | 0.8 | 0.879 | 6161.375 | 22180.7726 | 2704.125 | 9734.7721 | Distributed from 923 Generation And Fuel | 2007
17580 | 2022 | NY | Mill Seat Renewable Energy Facility | 61012 | GEN7 |  | OP | IC | LFG | 0.8 | 0.879 | 6161.375 | 22180.7726 | 2704.125 | 9734.7721 | Distributed from 923 Generation And Fuel | 2007
17581 | 2022 | NY | Mill Seat Renewable Energy Facility | 61012 | GEN8 |  | OP | IC | LFG | 0.8 | 0.879 | 6161.375 | 22180.7726 | 2704.125 | 9734.7721 | Distributed from 923 Generation And Fuel | 2007
17582 | 2022 | NY | Millbrook School | 59789 | PV1 |  | OP | PV | SUN | 1.4 | 0.164 | 2015 | 7253.942 | 1024 | 3686.3705 | Distributed from 923 Generation And Fuel | 2015
17583 | 2022 | NY | Minetto | 2586 | 1 |  | OP | HY | WAT | 2 | 0.285 | 4987.2 | 17953.7764 | 2085.2 | 7506.6599 | Distributed from 923 Generation And Fuel | 1915
17584 | 2022 | NY | Minetto | 2586 | 2 |  | OP | HY | WAT | 2 | 0.285 | 4987.2 | 17953.7764 | 2085.2 | 7506.6599 | Distributed from 923 Generation And Fuel | 1915
17585 | 2022 | NY | Minetto | 2586 | 3 |  | OP | HY | WAT | 2 | 0.285 | 4987.2 | 17953.7764 | 2085.2 | 7506.6599 | Distributed from 923 Generation And Fuel | 1915
17586 | 2022 | NY | Minetto | 2586 | 4 |  | OP | HY | WAT | 2 | 0.285 | 4987.2 | 17953.7764 | 2085.2 | 7506.6599 | Distributed from 923 Generation And Fuel | 1915
17587 | 2022 | NY | Minetto | 2586 | 5 |  | OP | HY | WAT | 2 | 0.285 | 4987.2 | 17953.7764 | 2085.2 | 7506.6599 | Distributed from 923 Generation And Fuel | 1915
17588 | 2022 | NY | Minisink Community Solar 2 LLC | 62146 | MINI2 |  | OP | PV | SUN | 2 | 0.195 | 3409 | 12272.3018 | 1733 | 6238.7501 | Distributed from 923 Generation And Fuel | 2018
17589 | 2022 | NY | Minisink CSG | 64577 | MIN |  | OP | PV | SUN | 1 | 0.218 | 1910 | 6875.945 | 971 | 3495.572 | Distributed from 923 Generation And Fuel | 2021
17590 | 2022 | NY | Minisink Solar 1 LLC | 62145 | MINI1 |  | OP | PV | SUN | 1.8 | 0.209 | 3298 | 11872.705 | 1677 | 6037.1517 | Distributed from 923 Generation And Fuel | 2018
17591 | 2022 | NY | MM Albany Energy | 55155 | UNT1 |  | OP | IC | LFG | 0.9 | 0.037 | 295.475 | 1063.7015 | 129.661 | 466.7759 | Distributed from 923 Generation And Fuel | 1998
17592 | 2022 | NY | MM Albany Energy | 55155 | UNT2 |  | OP | IC | LFG | 0.9 | 0.037 | 295.475 | 1063.7015 | 129.661 | 466.7759 | Distributed from 923 Generation And Fuel | 1998
17593 | 2022 | NY | MM Albany Energy | 55155 | UNT3 |  | OP | IC | LFG | 0.9 | 0.037 | 295.475 | 1063.7015 | 129.661 | 466.7759 | Distributed from 923 Generation And Fuel | 2008
17594 | 2022 | NY | MM Albany Energy | 55155 | UNT4 |  | OP | IC | LFG | 1.6 | 0.037 | 525.288 | 1891.0217 | 230.508 | 829.8222 | Distributed from 923 Generation And Fuel | 2012
17595 | 2022 | NY | MM Albany Energy | 55155 | UNT5 |  | OP | IC | LFG | 1.6 | 0.037 | 525.288 | 1891.0217 | 230.508 | 829.8222 | Distributed from 923 Generation And Fuel | 2012
17596 | 2022 | NY | Model City Energy Facility | 55757 | GEN1 |  | OP | IC | LFG | 0.8 | 0.59 | 4132.286 | 14876.1106 | 1813.571 | 6528.8034 | Distributed from 923 Generation And Fuel | 2001
17597 | 2022 | NY | Model City Energy Facility | 55757 | GEN2 |  | OP | IC | LFG | 0.8 | 0.59 | 4132.286 | 14876.1106 | 1813.571 | 6528.8034 | Distributed from 923 Generation And Fuel | 2001
17598 | 2022 | NY | Model City Energy Facility | 55757 | GEN3 |  | OP | IC | LFG | 0.8 | 0.59 | 4132.286 | 14876.1106 | 1813.571 | 6528.8034 | Distributed from 923 Generation And Fuel | 2001
17599 | 2022 | NY | Model City Energy Facility | 55757 | GEN4 |  | OP | IC | LFG | 0.8 | 0.59 | 4132.286 | 14876.1106 | 1813.571 | 6528.8034 | Distributed from 923 Generation And Fuel | 2001
17600 | 2022 | NY | Model City Energy Facility | 55757 | GEN5 |  | OP | IC | LFG | 0.8 | 0.59 | 4132.286 | 14876.1106 | 1813.571 | 6528.8034 | Distributed from 923 Generation And Fuel | 2001
17601 | 2022 | NY | Model City Energy Facility | 55757 | GEN6 |  | OP | IC | LFG | 0.8 | 0.59 | 4132.286 | 14876.1106 | 1813.571 | 6528.8034 | Distributed from 923 Generation And Fuel | 2001
17602 | 2022 | NY | Model City Energy Facility | 55757 | GEN7 |  | OP | IC | LFG | 0.8 | 0.59 | 4132.286 | 14876.1106 | 1813.571 | 6528.8034 | Distributed from 923 Generation And Fuel | 2001
17603 | 2022 | NY | Modern Innovative Energy LLC | 56323 | GEN1 |  | OP | IC | LFG | 1.6 | 0.593 | 8305.5 | 29899.5608 | 3645.25 | 13122.795 | Distributed from 923 Generation And Fuel | 2006
17604 | 2022 | NY | Modern Innovative Energy LLC | 56323 | GEN2 |  | OP | IC | LFG | 1.6 | 0.593 | 8305.5 | 29899.5608 | 3645.25 | 13122.795 | Distributed from 923 Generation And Fuel | 2006
17605 | 2022 | NY | Modern Innovative Energy LLC | 56323 | GEN3 |  | SB | IC | LFG | 1.6 | 0.593 | 8305.5 | 29899.5608 | 3645.25 | 13122.795 | Distributed from 923 Generation And Fuel | 2006
17606 | 2022 | NY | Modern Innovative Energy LLC | 56323 | GEN4 |  | SB | IC | LFG | 1.6 | 0.593 | 8305.5 | 29899.5608 | 3645.25 | 13122.795 | Distributed from 923 Generation And Fuel | 2006
17607 | 2022 | NY | Mohawk View Solar | 66206 | MOVSO |  | OP | PV | SUN | 5 | 0.028 | 1225 | 4409.9647 | 623 | 2242.7821 | Distributed from 923 Generation And Fuel | 2021
17608 | 2022 | NY | Mohonasen Central School District | 63511 | PV1 |  | OP | PV | SUN | 1.1 | 0.194 | 1872 | 6739.1461 | 952 | 3427.1726 | Distributed from 923 Generation And Fuel | 2019
17609 | 2022 | NY | Mongaup Falls | 2630 | GEN1 |  | OP | HY | WAT | 4 | 0 | 0 | 0 | 0 | 0 | Distributed from 923 Generation And Fuel | 1923
17610 | 2022 | NY | Mongaup Falls | 2630 | GEN2 |  | OP | HY | WAT | 1.1 | 0 | 0 | 0 | 0 | 0 | Distributed from 923 Generation And Fuel | 1923
17611 | 2022 | NY | Mongaup Falls | 2630 | GEN3 |  | OP | HY | WAT | 1.1 | 0 | 0 | 0 | 0 | 0 | Distributed from 923 Generation And Fuel | 1923
17612 | 2022 | NY | Mongaup Falls | 2630 | GEN4 |  | OP | HY | WAT | 1.1 | 0 | 0 | 0 | 0 | 0 | Distributed from 923 Generation And Fuel | 1923
17613 | 2022 | NY | Monroe Community College Plant | 58201 | 1 |  | OA | IC | NG | 1.4 | 0 | 0 | 0 | 0 | 0 | Distributed from 923 Generation And Fuel | 2004
17614 | 2022 | NY | Monroe Community College Plant | 58201 | 2 |  | OA | IC | NG | 1.4 | 0 | 0 | 0 | 0 | 0 | Distributed from 923 Generation And Fuel | 2004
17615 | 2022 | NY | Monroe Community College Plant | 58201 | 3 |  | OA | IC | NG | 1.4 | 0 | 0 | 0 | 0 | 0 | Distributed from 923 Generation And Fuel | 2004
17616 | 2022 | NY | Monroe Community College Plant | 58201 | 4 |  | OA | IC | NG | 1.4 | 0 | 0 | 0 | 0 | 0 | Distributed from 923 Generation And Fuel | 2004
17617 | 2022 | NY | Monroe County Sites A & B | 61509 | MONA |  | OP | PV | SUN | 1.7 | 0.165 | 2459 | 8852.3292 | 1250 | 4499.964 | Distributed from 923 Generation And Fuel | 2017
17618 | 2022 | NY | Monroe County Sites A & B | 61509 | MONB |  | OP | PV | SUN | 1.7 | 0.165 | 2459 | 8852.3292 | 1250 | 4499.964 | Distributed from 923 Generation And Fuel | 2017
17619 | 2022 | NY | Monroe County Sites C, D, & E | 61510 | MONC |  | OP | PV | SUN | 2 | 0.178 | 3123.667 | 11245.1112 | 1588 | 5716.7543 | Distributed from 923 Generation And Fuel | 2017
17620 | 2022 | NY | Monroe County Sites C, D, & E | 61510 | MOND |  | OP | PV | SUN | 2 | 0.178 | 3123.667 | 11245.1112 | 1588 | 5716.7543 | Distributed from 923 Generation And Fuel | 2017
17621 | 2022 | NY | Monroe County Sites C, D, & E | 61510 | MONE |  | OP | PV | SUN | 2 | 0.178 | 3123.667 | 11245.1112 | 1588 | 5716.7543 | Distributed from 923 Generation And Fuel | 2017
17622 | 2022 | NY | Montauk Energy Storage Center | 62734 | BME |  | OP | BA | MWH | 5 | -0.011 | -476 | -1713.5863 | -210 | -755.994 | Distributed from 923 Generation And Fuel | 2019
17623 | 2022 | NY | Montefieor Medical Center Moses Division | 58507 | EMG01 |  | SB | IC | DFO | 1 | 0.003 | 25.591 | 92.1269 | 10.079 | 36.2841 | Distributed from 923 Generation And Fuel | 2007
17624 | 2022 | NY | Montefieor Medical Center Moses Division | 58507 | EMG02 |  | SB | IC | DFO | 0.6 | 0.003 | 15.354 | 55.274 | 6.047 | 21.769 | Distributed from 923 Generation And Fuel | 1998
17625 | 2022 | NY | Montefieor Medical Center Moses Division | 58507 | EMG03 |  | SB | IC | DFO | 0.6 | 0.003 | 15.354 | 55.274 | 6.047 | 21.769 | Distributed from 923 Generation And Fuel | 1998
17626 | 2022 | NY | Montefieor Medical Center Moses Division | 58507 | EMG04 |  | SB | IC | DFO | 0.5 | 0.003 | 12.795 | 46.0616 | 5.039 | 18.1403 | Distributed from 923 Generation And Fuel | 1998
17627 | 2022 | NY | Montefieor Medical Center Moses Division | 58507 | EMG05 |  | SB | IC | DFO | 0.5 | 0.003 | 12.795 | 46.0616 | 5.039 | 18.1403 | Distributed from 923 Generation And Fuel | 1998
17628 | 2022 | NY | Montefieor Medical Center Moses Division | 58507 | EMG06 |  | SB | IC | DFO | 0.3 | 0.003 | 7.677 | 27.637 | 3.024 | 10.8863 | Distributed from 923 Generation And Fuel | 1998
17629 | 2022 | NY | Montefieor Medical Center Moses Division | 58507 | EMG07 |  | SB | IC | DFO | 0.2 | 0.003 | 5.118 | 18.4247 | 2.016 | 7.2575 | Distributed from 923 Generation And Fuel | 1998
17630 | 2022 | NY | Montefieor Medical Center Moses Division | 58507 | EMG08 |  | SB | IC | DFO | 0.2 | 0.003 | 5.118 | 18.4247 | 2.016 | 7.2575 | Distributed from 923 Generation And Fuel | 1998
17631 | 2022 | NY | Montefieor Medical Center Moses Division | 58507 | EMG09 |  | SB | IC | DFO | 2 | 0.003 | 51.181 | 184.2501 | 20.157 | 72.5646 | Distributed from 923 Generation And Fuel | 2011
17632 | 2022 | NY | Montefieor Medical Center Moses Division | 58507 | EMG10 |  | SB | IC | DFO | 2 | 0.003 | 51.181 | 184.2501 | 20.157 | 72.5646 | Distributed from 923 Generation And Fuel | 2011
17633 | 2022 | NY | Montefieor Medical Center Moses Division | 58507 | ES006 |  | OP | GT | NG | 5.3 | 0.344 | 15976.489 | 57514.9003 | 7668.739 | 27607.2395 | Distributed from 923 Generation And Fuel | 2002
17634 | 2022 | NY | Montefieor Medical Center Moses Division | 58507 | ES007 |  | OP | GT | NG | 3.5 | 0.344 | 10550.511 | 37981.5357 | 5064.261 | 18231.1938 | Distributed from 923 Generation And Fuel | 2002
17635 | 2022 | NY | Montefieor Medical Center Moses Division | 58507 | S0001 |  | OP | IC | NG | 1.6 | 0.003 | 40.945 | 147.4008 | 16.126 | 58.0531 | Distributed from 923 Generation And Fuel | 1994
17636 | 2022 | NY | Montefieor Medical Center Moses Division | 58507 | S0002 |  | OP | IC | NG | 1.6 | 0.003 | 40.945 | 147.4008 | 16.126 | 58.0531 | Distributed from 923 Generation And Fuel | 1994
17637 | 2022 | NY | Montefieor Medical Center Moses Division | 58507 | S0003 |  | OP | IC | NG | 1.6 | 0.003 | 40.945 | 147.4008 | 16.126 | 58.0531 | Distributed from 923 Generation And Fuel | 1994
17638 | 2022 | NY | Montefiore - Westchester Square | 61025 | EGEN1 |  | SB | IC | DFO | 1 | 0 | 2 | 7.1999 | 0 | 0 | Distributed from 923 Generation And Fuel | 1983
17639 | 2022 | NY | Montefiore Mount Vernon Hospital | 62589 | CONP7 |  | SB | IC | DFO | 0.4 | 0.001 | 4.364 | 15.7103 | 0 | 0 | Distributed from 923 Generation And Fuel | 1976
17640 | 2022 | NY | Montefiore Mount Vernon Hospital | 62589 | DETR4 |  | SB | IC | DFO | 0.7 | 0.001 | 7.636 | 27.4894 | 0 | 0 | Distributed from 923 Generation And Fuel | 1976
17641 | 2022 | NY | Montefiore Nyack Hospital | 63662 | CAT |  | SB | IC | DFO | 0.6 |  | GENYRONL: 2001
17642 | 2022 | NY | Montefiore Nyack Hospital | 63662 | DET |  | SB | IC | DFO | 0.5 |  | GENYRONL: 2001
17643 | 2022 | NY | Montefiore Weiler (Einstein) Hospital | 63539 | CT500 |  | SB | IC | DFO | 0.5 |  | GENYRONL: 1986
17644 | 2022 | NY | Montefiore Weiler (Einstein) Hospital | 63539 | CU450 |  | SB | IC | DFO | 0.5 |  | GENYRONL: 1993
17645 | 2022 | NY | Montefiore Weiler (Einstein) Hospital | 63539 | CU500 |  | SB | IC | DFO | 0.5 |  | GENYRONL: 2006
17646 | 2022 | NY | Montefiore-New Rochelle | 63602 | EG250 |  | SB | IC | DFO | 0.3 |  | GENYRONL: 1971
17647 | 2022 | NY | Montefiore-New Rochelle | 63602 | EG300 |  | SB | IC | DFO | 0.3 |  | GENYRONL: 2006
17648 | 2022 | NY | Montefiore-New Rochelle | 63602 | EG600 |  | SB | IC | DFO | 0.6 |  | GENYRONL: 1980
17649 | 2022 | NY | Moore Road Community Solar | 64091 | MROCS |  | OP | PV | SUN | 5 | 0.159 | 6975 | 25109.7991 | 3546 | 12765.4979 | Distributed from 923 Generation And Fuel | 2019
17650 | 2022 | NY | Moose River | 10196 | GEN1 |  | OP | HY | WAT | 12.6 | 0.42 | 46406 | 167060.2635 | 19404 | 69853.8412 | Distributed from 923 Generation And Fuel | 1987
17651 | 2022 | NY | Moshier | 2588 | 1 |  | OP | HY | WAT | 4 | 0.585 | 20485.5 | 73747.21 | 8565.5 | 30835.5533 | Distributed from 923 Generation And Fuel | 1929
17652 | 2022 | NY | Moshier | 2588 | 2 |  | OP | HY | WAT | 4 | 0.585 | 20485.5 | 73747.21 | 8565.5 | 30835.5533 | Distributed from 923 Generation And Fuel | 1929
17653 | 2022 | NY | Mount Hope East | 63749 | MHE |  | OP | PV | SUN | 1.9 | 0.217 | 3604 | 12974.2962 | 1832 | 6595.1472 | Distributed from 923 Generation And Fuel | 2019
17654 | 2022 | NY | Mount Hope West | 63748 | MHW |  | OP | PV | SUN | 1.9 | 0.22 | 3657 | 13165.0947 | 1859 | 6692.3465 | Distributed from 923 Generation And Fuel | 2020
17655 | 2022 | NY | Mount Kisco Landfill Solar & Storage CSG | 63774 | KISCB |  | OP | BA | MWH | 0.7 | 0 | 0 | 0 | 0 | 0 | Distributed from 923 Generation And Fuel | 2020 | 2035
17656 | 2022 | NY | Mount Kisco Landfill Solar & Storage CSG | 63774 | KRS |  | OP | PV | SUN | 1 | 0.12 | 1054 | 3794.3696 | 536 | 1929.5846 | Distributed from 923 Generation And Fuel | 2020
17657 | 2022 | NY | Mount Sinai - Brooklyn | 63581 | CM350 |  | SB | IC | DFO | 0.4 |  | GENYRONL: 2010
17658 | 2022 | NY | Mount Sinai - Brooklyn | 63581 | DD750 |  | SB | IC | DFO | 0.8 |  | GENYRONL: 2010
17659 | 2022 | NY | Mount Sinai - Brooklyn | 63581 | KP300 |  | SB | IC | DFO | 0.3 |  | GENYRONL: 2010
17660 | 2022 | NY | Mount Sinai Beth Israel | 61569 | EGEN1 |  | SB | IC | DFO | 0.2 | 0.002 | 3.278 | 11.8007 | 0.056 | 0.2016 | Distributed from 923 Generation And Fuel | 1988
17661 | 2022 | NY | Mount Sinai Beth Israel | 61569 | EGEN2 |  | SB | IC | DFO | 0.3 | 0.002 | 4.917 | 17.7011 | 0.083 | 0.2988 | Distributed from 923 Generation And Fuel | 1988
17662 | 2022 | NY | Mount Sinai Beth Israel | 61569 | EGEN4 |  | SB | IC | DFO | 0.8 | 0.002 | 13.111 | 47.1992 | 0.222 | 0.79919 | Distributed from 923 Generation And Fuel | 1988
17663 | 2022 | NY | Mount Sinai Beth Israel | 61569 | EGEN5 |  | SB | IC | DFO | 0.3 | 0.002 | 4.917 | 17.7011 | 0.083 | 0.2988 | Distributed from 923 Generation And Fuel | 1988
17664 | 2022 | NY | Mount Sinai Beth Israel | 61569 | EGEN7 |  | SB | IC | DFO | 0.5 | 0.002 | 8.194 | 29.4982 | 0.139 | 0.5004 | Distributed from 923 Generation And Fuel | 1988
17665 | 2022 | NY | Mount Sinai Beth Israel | 61569 | EGEN8 |  | SB | IC | DFO | 0.3 | 0.002 | 4.917 | 17.7011 | 0.083 | 0.2988 | Distributed from 923 Generation And Fuel | 1988
17666 | 2022 | NY | Mount Sinai Beth Israel | 61569 | EGEN9 |  | SB | IC | DFO | 0.2 | 0.002 | 3.278 | 11.8007 | 0.056 | 0.2016 | Distributed from 923 Generation And Fuel | 1988
17667 | 2022 | NY | Mount Sinai Beth Israel | 61569 | GEN10 |  | SB | IC | DFO | 1 | 0.002 | 16.389 | 58.9999 | 0.278 | 1.0008 | Distributed from 923 Generation And Fuel | 1988
17668 | 2022 | NY | Mount Sinai Hospital | 61416 | 5EAST |  | SB | IC | DFO | 0.4 | 0.002 | 5.736 | 20.6494 | 0.066 | 0.2376 | Distributed from 923 Generation And Fuel | 2022
17669 | 2022 | NY | Mount Sinai Hospital | 61416 | AP1 |  | SB | IC | DFO | 1 | 0.002 | 14.341 | 51.6272 | 0.165 | 0.594 | Distributed from 923 Generation And Fuel | 1970
17670 | 2022 | NY | Mount Sinai Hospital | 61416 | AP2 |  | SB | IC | DFO | 1 | 0.002 | 14.341 | 51.6272 | 0.165 | 0.594 | Distributed from 923 Generation And Fuel | 1970
17671 | 2022 | NY | Mount Sinai Hospital | 61416 | AP3 |  | SB | IC | DFO | 1 | 0.002 | 14.341 | 51.6272 | 0.165 | 0.594 | Distributed from 923 Generation And Fuel | 1970
17672 | 2022 | NY | Mount Sinai Hospital | 61416 | AP4 |  | SB | IC | DFO | 1 | 0.002 | 14.341 | 51.6272 | 0.165 | 0.594 | Distributed from 923 Generation And Fuel | 1970
17673 | 2022 | NY | Mount Sinai Hospital | 61416 | AP5 |  | SB | IC | DFO | 1.5 | 0.002 | 21.511 | 77.439 | 0.247 | 0.88919 | Distributed from 923 Generation And Fuel | 1997
17674 | 2022 | NY | Mount Sinai Hospital | 61416 | AP6 |  | SB | IC | DFO | 1.5 | 0.002 | 21.511 | 77.439 | 0.247 | 0.88919 | Distributed from 923 Generation And Fuel | 1997
17675 | 2022 | NY | Mount Sinai Hospital | 61416 | CAM12 |  | SB | IC | DFO | 0.4 | 0.002 | 5.736 | 20.6494 | 0.066 | 0.2376 | Distributed from 923 Generation And Fuel | 2007
17676 | 2022 | NY | Mount Sinai Hospital | 61416 | EB10 |  | SB | IC | DFO | 1.5 | 0.002 | 21.511 | 77.439 | 0.247 | 0.88919 | Distributed from 923 Generation And Fuel | 1996
17677 | 2022 | NY | Mount Sinai Hospital | 61416 | EB11 |  | SB | IC | DFO | 1.5 | 0.002 | 21.511 | 77.439 | 0.247 | 0.88919 | Distributed from 923 Generation And Fuel | 1996
17678 | 2022 | NY | Mount Sinai Hospital | 61416 | FPA15 |  | SB | IC | DFO | 0.6 | 0.002 | 8.604 | 30.9742 | 0.099 | 0.3564 | Distributed from 923 Generation And Fuel | 2014
17679 | 2022 | NY | Mount Sinai Hospital | 61416 | GP7 |  | SB | IC | DFO | 0.9 | 0.002 | 12.907 | 46.4648 | 0.148 | 0.5328 | Distributed from 923 Generation And Fuel | 1988
17680 | 2022 | NY | Mount Sinai Hospital | 61416 | GP8 |  | SB | IC | DFO | 0.9 | 0.002 | 12.907 | 46.4648 | 0.148 | 0.5328 | Distributed from 923 Generation And Fuel | 1998
17681 | 2022 | NY | Mount Sinai Hospital | 61416 | HES13 |  | SB | IC | DFO | 2.5 | 0.002 | 35.852 | 129.0662 | 0.412 | 1.4832 | Distributed from 923 Generation And Fuel | 2012
17682 | 2022 | NY | Mount Sinai Hospital | 61416 | HES14 |  | SB | IC | DFO | 2.5 | 0.002 | 35.852 | 129.0662 | 0.412 | 1.4832 | Distributed from 923 Generation And Fuel | 2012
17683 | 2022 | NY | Mount Sinai South Nassau Hospital | 62447 | 3 |  | SB | IC | DFO | 1 | 0.002 | 14.333 | 51.5984 | 0.333 | 1.1988 | Distributed from 923 Generation And Fuel | 2005
17684 | 2022 | NY | Mount Sinai South Nassau Hospital | 62447 | 4 |  | SB | IC | DFO | 2 | 0.002 | 28.667 | 103.2004 | 0.667 | 2.4012 | Distributed from 923 Generation And Fuel | 2020
17685 | 2022 | NY | MSAP 13 | 63675 | TROYL |  | OP | PV | SUN | 2 | 0.193 | 3376 | 12153.5028 | 1716 | 6177.5506 | Distributed from 923 Generation And Fuel | 2020
17686 | 2022 | NY | Mt Ida Hydroelectric | 50031 | 3983 |  | OP | HY | WAT | 1.5 | 0.198 | 2597 | 9349.1252 | 1086 | 3909.5687 | Distributed from 923 Generation And Fuel | 1992
17687 | 2022 | NY | Mt Ida Hydroelectric | 50031 | 3986 |  | OP | HY | WAT | 1.5 | 0.198 | 2597 | 9349.1252 | 1086 | 3909.5687 | Distributed from 923 Generation And Fuel | 1992
17688 | 2022 | NY | Mt Pleasant Community Center | 64442 | MPES |  | OP | BA | MWH | 0.7 | 0 | 0 | 0 | 0 | 0 | Distributed from 923 Generation And Fuel | 2022
17689 | 2022 | NY | Mt Pleasant Community Center | 64442 | MPPV |  | OP | PV | SUN | 0.5 | 0.009 | 41 | 147.5988 | 0 | 0 | Distributed from 923 Generation And Fuel | 2022
17690 | 2022 | NY | Mt.Sinai-St.Lukes Roosevelt Hosp. Center | 62453 | CT250 |  | SB | IC | DFO | 0.3 | 0.001 | 1.909 | 6.8723 | 0.045 | 0.162 | Distributed from 923 Generation And Fuel | 1960
17691 | 2022 | NY | Mt.Sinai-St.Lukes Roosevelt Hosp. Center | 62453 | CT750 |  | SB | IC | DFO | 0.8 | 0.001 | 5.091 | 18.3275 | 0.121 | 0.4356 | Distributed from 923 Generation And Fuel | 1978
17692 | 2022 | NY | Mt.Sinai-St.Lukes Roosevelt Hosp. Center | 62453 | EG1 |  | SB | IC | DFO | 0.2 | 0.001 | 1.273 | 4.5828 | 0.03 | 0.108 | Distributed from 923 Generation And Fuel | 1995
17693 | 2022 | NY | Mt.Sinai-St.Lukes Roosevelt Hosp. Center | 62453 | EG2 |  | SB | IC | DFO | 0.3 | 0.001 | 1.909 | 6.8723 | 0.045 | 0.162 | Distributed from 923 Generation And Fuel | 2010
17694 | 2022 | NY | Mt.Sinai-St.Lukes Roosevelt Hosp. Center | 62453 | EG3 |  | SB | IC | DFO | 2.5 | 0.001 | 15.909 | 57.2719 | 0.379 | 1.3644 | Distributed from 923 Generation And Fuel | 2015
17695 | 2022 | NY | Mt.Sinai-St.Lukes Roosevelt Hosp. Center | 62453 | EG4 |  | SB | IC | DFO | 2.5 | 0.001 | 15.909 | 57.2719 | 0.379 | 1.3644 | Distributed from 923 Generation And Fuel | 2015
17696 | 2022 | NY | Munnsville Wind Farm LLC | 56594 | MU1 |  | OP | WT | WND | 34.5 | 0.302 | 91125 | 328047.3756 | 27674 | 99625.603 | Distributed from 923 Generation And Fuel | 2007
17697 | 2022 | NY | Musgrave East Solar Farm | 61003 | CMUSW |  | OP | PV | SUN | 2 | 0.182 | 3186 | 11469.5082 | 1620 | 5831.9533 | Distributed from 923 Generation And Fuel | 2016
17698 | 2022 | NY | Musgrave West Solar Farm | 61015 | CMUSW |  | OP | PV | SUN | 2 | 0.17 | 2987 | 10753.114 | 1518 | 5464.7563 | Distributed from 923 Generation And Fuel | 2016
17699 | 2022 | NY | Nanticoke LFG | 59816 | BR12 |  | OP | IC | LFG | 4 | 0.58 | 20316 | 73137.0149 | 8917 | 32100.9432 | Distributed from 923 Generation And Fuel | 2006
17700 | 2022 | NY | Narrows Gas Turbines Generating | 2499 | NT11 |  | OP | GT | NG | 22 | 0.016 | 3051.25 | 10984.4121 | 2331.062 | 8391.7561 | Distributed from 923 Generation And Fuel | 1972
17701 | 2022 | NY | Narrows Gas Turbines Generating | 2499 | NT12 |  | OP | GT | NG | 22 | 0.016 | 3051.25 | 10984.4121 | 2331.062 | 8391.7561 | Distributed from 923 Generation And Fuel | 1972
17702 | 2022 | NY | Narrows Gas Turbines Generating | 2499 | NT13 |  | OP | GT | NG | 22 | 0.016 | 3051.25 | 10984.4121 | 2331.062 | 8391.7561 | Distributed from 923 Generation And Fuel | 1972
17703 | 2022 | NY | Narrows Gas Turbines Generating | 2499 | NT14 |  | OP | GT | NG | 22 | 0.016 | 3051.25 | 10984.4121 | 2331.062 | 8391.7561 | Distributed from 923 Generation And Fuel | 1972
17704 | 2022 | NY | Narrows Gas Turbines Generating | 2499 | NT15 |  | OP | GT | NG | 22 | 0.016 | 3051.25 | 10984.4121 | 2331.062 | 8391.7561 | Distributed from 923 Generation And Fuel | 1972
17705 | 2022 | NY | Narrows Gas Turbines Generating | 2499 | NT16 |  | OP | GT | NG | 22 | 0.016 | 3051.25 | 10984.4121 | 2331.062 | 8391.7561 | Distributed from 923 Generation And Fuel | 1972
17706 | 2022 | NY | Narrows Gas Turbines Generating | 2499 | NT17 |  | OP | GT | NG | 22 | 0.016 | 3051.25 | 10984.4121 | 2331.062 | 8391.7561 | Distributed from 923 Generation And Fuel | 1972
17707 | 2022 | NY | Narrows Gas Turbines Generating | 2499 | NT18 |  | OP | GT | NG | 22 | 0.016 | 3051.25 | 10984.4121 | 2331.062 | 8391.7561 | Distributed from 923 Generation And Fuel | 1972
17708 | 2022 | NY | Narrows Gas Turbines Generating | 2499 | NT21 |  | OP | GT | NG | 22 | 0.016 | 3051.25 | 10984.4121 | 2331.062 | 8391.7561 | Distributed from 923 Generation And Fuel | 1972
17709 | 2022 | NY | Narrows Gas Turbines Generating | 2499 | NT22 |  | OP | GT | NG | 22 | 0.016 | 3051.25 | 10984.4121 | 2331.062 | 8391.7561 | Distributed from 923 Generation And Fuel | 1972
17710 | 2022 | NY | Narrows Gas Turbines Generating | 2499 | NT23 |  | OP | GT | NG | 22 | 0.016 | 3051.25 | 10984.4121 | 2331.062 | 8391.7561 | Distributed from 923 Generation And Fuel | 1972
17711 | 2022 | NY | Narrows Gas Turbines Generating | 2499 | NT24 |  | OP | GT | NG | 22 | 0.016 | 3051.25 | 10984.4121 | 2331.062 | 8391.7561 | Distributed from 923 Generation And Fuel | 1972
17712 | 2022 | NY | Narrows Gas Turbines Generating | 2499 | NT25 |  | OP | GT | NG | 22 | 0.016 | 3051.25 | 10984.4121 | 2331.062 | 8391.7561 | Distributed from 923 Generation And Fuel | 1972
17713 | 2022 | NY | Narrows Gas Turbines Generating | 2499 | NT26 |  | OP | GT | NG | 22 | 0.016 | 3051.25 | 10984.4121 | 2331.062 | 8391.7561 | Distributed from 923 Generation And Fuel | 1972
17714 | 2022 | NY | Narrows Gas Turbines Generating | 2499 | NT27 |  | OP | GT | NG | 22 | 0.016 | 3051.25 | 10984.4121 | 2331.062 | 8391.7561 | Distributed from 923 Generation And Fuel | 1972
17715 | 2022 | NY | Narrows Gas Turbines Generating | 2499 | NT28 |  | OP | GT | NG | 22 | 0.016 | 3051.25 | 10984.4121 | 2331.062 | 8391.7561 | Distributed from 923 Generation And Fuel | 1972
17716 | 2022 | NY | Nassau Energy Corp | 52056 | GT1 |  | RE | CT | NG | 43 | 0.274 | 103337.01 | 372010.2599 | 9355.65 | 33680.0706 | EIA-923 Generator File | 1991 | 2022
17717 | 2022 | NY | Nassau Energy Corp | 52056 | ST1 | 1 | RE | CA | NG | 12 | 0.243 | 25539.13 | 91940.1325 | 2404.63 | 8656.5987 | EIA-923 Generator File | 1991 | 2022
17718 | 2022 | NY | Neversink | 2483 | H1 |  | OP | HY | WAT | 25 | 0.103 | 22459 | 80851.7532 | 9391 | 33807.3295 | Distributed from 923 Generation And Fuel | 1953
17719 | 2022 | NY | New Beginnings Solar | 66224 | 10890 |  | OP | PV | SUN | 2 | 0.2 | 3496 | 12585.4993 | 1777 | 6397.1488 | Distributed from 923 Generation And Fuel | 2019
17720 | 2022 | NY | New York Presbyterian Hospital-168th St | 61026 | CHNY1 |  | SB | IC | DFO | 2 | 0.001 | 9.076 | 32.6733 | 0.168 | 0.6048 | Distributed from 923 Generation And Fuel | 2003
17721 | 2022 | NY | New York Presbyterian Hospital-168th St | 61026 | CHNY2 |  | SB | IC | DFO | 2 | 0.001 | 9.076 | 32.6733 | 0.168 | 0.6048 | Distributed from 923 Generation And Fuel | 2003
17722 | 2022 | NY | New York Presbyterian Hospital-168th St | 61026 | GARG |  | SB | IC | DFO | 0.1 | 0.001 | 0.454 | 1.6344 | 0.008 | 0.0288 | Distributed from 923 Generation And Fuel | 2000
17723 | 2022 | NY | New York Presbyterian Hospital-168th St | 61026 | MHB1 |  | SB | IC | DFO | 2 | 0.001 | 9.076 | 32.6733 | 0.168 | 0.6048 | Distributed from 923 Generation And Fuel | 2000
17724 | 2022 | NY | New York Presbyterian Hospital-168th St | 61026 | MHB2 |  | SB | IC | DFO | 1.4 | 0.001 | 6.353 | 22.8706 | 0.118 | 0.4248 | Distributed from 923 Generation And Fuel | 2000
17725 | 2022 | NY | New York Presbyterian Hospital-168th St | 61026 | MHB3 |  | SB | IC | DFO | 1.4 | 0.001 | 6.353 | 22.8706 | 0.118 | 0.4248 | Distributed from 923 Generation And Fuel | 2000
17726 | 2022 | NY | New York Presbyterian Hospital-168th St | 61026 | MHB4 |  | SB | IC | DFO | 1.5 | 0.001 | 6.807 | 24.505 | 0.126 | 0.4536 | Distributed from 923 Generation And Fuel | 2008
17727 | 2022 | NY | New York Presbyterian Hospital-168th St | 61026 | MHB5 |  | SB | IC | DFO | 1.5 | 0.001 | 6.807 | 24.505 | 0.126 | 0.4536 | Distributed from 923 Generation And Fuel | 2008
17728 | 2022 | NY | New York State Dam Hydro | 10221 | GEN1 |  | OP | HY | WAT | 5.7 | 0.458 | 22874 | 82345.7412 | 9564 | 34430.1246 | Distributed from 923 Generation And Fuel | 1990
17729 | 2022 | NY | New York State Dam Hydro | 10221 | GEN2 |  | OP | HY | WAT | 5.7 | 0.458 | 22874 | 82345.7412 | 9564 | 34430.1246 | Distributed from 923 Generation And Fuel | 1990
17730 | 2022 | NY | New York University Central Plant | 54808 | GT1 |  | OP | CT | NG | 5.5 | 0.807 | 38858 | 139887.6809 | 18163.462 | 65387.9401 | EIA-923 Generator File | 2010
17731 | 2022 | NY | New York University Central Plant | 54808 | GT2 |  | OP | CT | NG | 5.5 | 0.75 | 36142 | 130110.1591 | 18163.462 | 65387.9401 | EIA-923 Generator File | 2010
17732 | 2022 | NY | New York University Central Plant | 54808 | T1 |  | OA | CA | NG | 2.4 | 0 | 1 | 3.6 | 0.483 | 1.7388 | EIA-923 Generator File | 1984
17733 | 2022 | NY | Newfield Community Solar LLC | 62582 | 5216 |  | OP | PV | SUN | 6 | 0.085 | 4472 | 16099.0712 | 2273.5 | 8184.5345 | Distributed from 923 Generation And Fuel | 2019
17734 | 2022 | NY | Newfield Community Solar LLC | 62582 | 5465 |  | OP | PV | SUN | 2 | 0.085 | 1490.667 | 5366.3583 | 757.833 | 2728.177 | Distributed from 923 Generation And Fuel | 2019
17735 | 2022 | NY | Newfield Community Solar LLC | 62582 | 5466 |  | OP | PV | SUN | 2 | 0.085 | 1490.667 | 5366.3583 | 757.833 | 2728.177 | Distributed from 923 Generation And Fuel | 2019
17736 | 2022 | NY | Newfield Community Solar LLC | 62582 | 5467 |  | OP | PV | SUN | 2 | 0.085 | 1490.667 | 5366.3583 | 757.833 | 2728.177 | Distributed from 923 Generation And Fuel | 2019
17737 | 2022 | NY | Newport Hydro | 50354 | 1 |  | OP | HY | WAT | 0.8 | 0.373 | 2614.588 | 9412.4415 | 1093.176 | 3935.4021 | Distributed from 923 Generation And Fuel | 1987
17738 | 2022 | NY | Newport Hydro | 50354 | 2 |  | OP | HY | WAT | 0.8 | 0.373 | 2614.588 | 9412.4415 | 1093.176 | 3935.4021 | Distributed from 923 Generation And Fuel | 1987
17739 | 2022 | NY | Newport Hydro | 50354 | 3 |  | OP | HY | WAT | 0.1 | 0.373 | 326.824 | 1176.557 | 136.647 | 491.9253 | Distributed from 923 Generation And Fuel | 1987
17740 | 2022 | NY | NewYork-Presbyterian Brooklyn Methodist Hospital | 52091 | 01-8N |  | OP | IC | DFO | 0.8 | 0 | 3.254 | 11.7143 | 0 | 0 | Distributed from 923 Generation And Fuel | 2006
17741 | 2022 | NY | NewYork-Presbyterian Brooklyn Methodist Hospital | 52091 | 02-8P |  | OP | IC | DFO | 1 | 0 | 4.068 | 14.6447 | 0 | 0 | Distributed from 923 Generation And Fuel | 2006
17742 | 2022 | NY | NewYork-Presbyterian Brooklyn Methodist Hospital | 52091 | 03-8L |  | OP | IC | DFO | 1 | 0 | 4.068 | 14.6447 | 0 | 0 | Distributed from 923 Generation And Fuel | 2008
17743 | 2022 | NY | NewYork-Presbyterian Brooklyn Methodist Hospital | 52091 | 04-6Z |  | SB | IC | DFO | 0.8 | 0 | 3.254 | 11.7143 | 0 | 0 | Distributed from 923 Generation And Fuel | 2006
17744 | 2022 | NY | NewYork-Presbyterian Brooklyn Methodist Hospital | 52091 | 05-6Z |  | SB | IC | DFO | 0.8 | 0 | 3.254 | 11.7143 | 0 | 0 | Distributed from 923 Generation And Fuel | 2006
17745 | 2022 | NY | NewYork-Presbyterian Brooklyn Methodist Hospital | 52091 | CCHEG |  | SB | IC | DFO | 1.5 | 0 | 6.102 | 21.967 | 0 | 0 | Distributed from 923 Generation And Fuel | 2020
17746 | 2022 | NY | NHH003 Clarkson Fuel Cell | 63648 | NHH03 |  | OP | FC | NG | 1.1 | 0.671 | 6461 | 23259.4139 | 3257 | 11725.1062 | Distributed from 923 Generation And Fuel | 2018
17747 | 2022 | NY | NHH004 Winthrop Fuel Cell | 63649 | NHH04 |  | OP | FC | NG | 1 | 0.762 | 6677 | 24037.0077 | 3366 | 12117.5031 | Distributed from 923 Generation And Fuel | 2018
17748 | 2022 | NY | Nine Mile Point Nuclear Station | 2589 | 1 | 1 | OP | ST | NUC | 641.8 | 0.91 | 5118205.952 | 18425394.024 | 2173679.137 | 7825182.2917 | Distributed from 923 Generation And Fuel | 1969
17749 | 2022 | NY | Nine Mile Point Nuclear Station | 2589 | 2 | 1 | OP | ST | NUC | 1259.3 | 0.91 | 10042625.048 | 36153160.9475 | 4265057.863 | 15354085.4741 | Distributed from 923 Generation And Fuel | 1987
17750 | 2022 | NY | Norfolk | 2590 | 1 |  | OP | HY | WAT | 5 | 0.676 | 29606 | 106580.7474 | 12379 | 44564.0435 | Distributed from 923 Generation And Fuel | 1928
17751 | 2022 | NY | Normanskill Hydro Project | 50123 | GEN1 |  | OP | HY | WAT | 1.2 | 0.13 | 1367 | 4921.1606 | 572 | 2059.1835 | Distributed from 923 Generation And Fuel | 1983
17752 | 2022 | NY | North 1st | 7915 | N01 |  | OP | GT | NG | 47 | 0.172 | 70738 | 254654.7628 | 46933 | 168957.4483 | Distributed from 923 Generation And Fuel | 2001
17753 | 2022 | NY | North Central Bronx Hospital | 63643 | EG1 |  | SB | IC | DFO | 0.8 |  | GENYRONL: 2000
17754 | 2022 | NY | North Central Bronx Hospital | 63643 | EG2 |  | SB | IC | DFO | 0.8 |  | GENYRONL: 2000
17755 | 2022 | NY | North County | 58788 | NRT1 |  | OP | PV | SUN | 1 | 0.112 | 985 | 3545.9716 | 501 | 1803.5856 | Distributed from 923 Generation And Fuel | 2011
17756 | 2022 | NY | North Eagle Village Solar | 65626 | NEV |  | OP | PV | SUN | 5 | 0.164 | 7188 | 25876.593 | 3654 | 13154.2948 | Distributed from 923 Generation And Fuel | 2022
17757 | 2022 | NY | Northern Westchester Hospital | 61378 | 1 |  | SB | IC | DFO | 1 | 0 | 0 | 0 | 0 | 0 | Distributed from 923 Generation And Fuel | 2017
17758 | 2022 | NY | Northern Westchester Hospital | 61378 | 2 |  | SB | IC | DFO | 1 | 0 | 0 | 0 | 0 | 0 | Distributed from 923 Generation And Fuel | 2017
17759 | 2022 | NY | Northern Westchester Hospital | 61378 | 3 |  | SB | IC | DFO | 1 | 0 | 0 | 0 | 0 | 0 | Distributed from 923 Generation And Fuel | 2017
17760 | 2022 | NY | Northern Westchester Hospital | 61378 | 4 |  | SB | IC | DFO | 0.8 | 0 | 0 | 0 | 0 | 0 | Distributed from 923 Generation And Fuel | 1971 | 2023
17761 | 2022 | NY | Northern Westchester Hospital | 61378 | 5 |  | SB | IC | DFO | 0.8 | 0 | 0 | 0 | 0 | 0 | Distributed from 923 Generation And Fuel | 1971 | 2023
17762 | 2022 | NY | Northern Westchester Hospital | 61378 | P |  | SB | IC | NG | 1 | 0 | 0 | 0 | 0 | 0 | Distributed from 923 Generation And Fuel | 1971
17763 | 2022 | NY | Northport | 2516 | 2 | 1 | OP | ST | NG | 387 | 0.167 | 565775 | 2036773.7058 | 343611 | 1236989.7041 | EIA-923 Generator File | 1968
17764 | 2022 | NY | Northport | 2516 | 3 | 1 | OP | ST | NG | 387 | 0.329 | 1115375 | 4015317.8775 | 497747 | 1791874.865 | EIA-923 Generator File | 1972
17765 | 2022 | NY | Northport | 2516 | 4 | 1 | OP | ST | NG | 387 | 0.149 | 503589 | 1812905.8968 | 281005 | 1011609.9071 | EIA-923 Generator File | 1977
17766 | 2022 | NY | Northport | 2516 | GT1 |  | OP | GT | DFO | 16 | 0 | -32 | -115.1991 | 5 | 17.9999 | Distributed from 923 Generation And Fuel | 1967
17767 | 2022 | NY | Northport | 2516 | ST1 | 1 | OP | ST | NG | 387 | 0.211 | 715270 | 2574951.4004 | 469870 | 1691518.4679 | EIA-923 Generator File | 1967
17768 | 2022 | NY | Norwich Solar and Energy Storage CSG | 64374 | NRWCB |  | OP | BA | MWH | 5 | -0.004 | -162 | -583.1953 | -72 | -259.1979 | Distributed from 923 Generation And Fuel | 2021
17769 | 2022 | NY | Norwich Solar and Energy Storage CSG | 64374 | NRWCH |  | OP | PV | SUN | 5 | 0.189 | 8268 | 29764.5619 | 4203 | 15130.679 | Distributed from 923 Generation And Fuel | 2021
17770 | 2022 | NY | Norwood | 2591 | 1 |  | OP | HY | WAT | 2 | 0.776 | 13603 | 48970.4082 | 5688 | 20476.6362 | Distributed from 923 Generation And Fuel | 1928
17771 | 2022 | NY | NY - CSG - Ellsworth II | 63800 | 23 |  | OP | PV | SUN | 2 | 0.198 | 3463 | 12466.7003 | 1760 | 6335.9493 | Distributed from 923 Generation And Fuel | 2019
17772 | 2022 | NY | NY - Mines Press | 65815 | MPBS |  | OP | BA | MWH | 1 | 0 | 0 | 0 | 0 | 0 | Distributed from 923 Generation And Fuel | 2022
17773 | 2022 | NY | NY - Mines Press | 65815 | MPRES |  | OP | PV | SUN | 1 | 0.145 | 1274 | 4586.3633 | 648 | 2332.7813 | Distributed from 923 Generation And Fuel | 2021
17774 | 2022 | NY | NY - PANYNJ - LaGuardia - Rooftop | 65450 | 18002 |  | OP | PV | SUN | 1 | 0.084 | 732 | 2635.1789 | 442 | 1591.1873 | Distributed from 923 Generation And Fuel | 2022
17775 | 2022 | NY | NY - Presbyt. Hospital - 525 E 68TH St | 61238 | ANX1 |  | SB | IC | DFO | 2.5 | 0.001 | 24.178 | 87.0401 | 0.329 | 1.1844 | Distributed from 923 Generation And Fuel | 2016
17776 | 2022 | NY | NY - Presbyt. Hospital - 525 E 68TH St | 61238 | ANX2 |  | SB | IC | DFO | 2.5 | 0.001 | 24.178 | 87.0401 | 0.329 | 1.1844 | Distributed from 923 Generation And Fuel | 2016
17777 | 2022 | NY | NY - Presbyt. Hospital - 525 E 68TH St | 61238 | CGTB |  | OP | GT | NG | 7.7 | 0.903 | 60919 | 219306.6455 | 30707 | 110544.3156 | Distributed from 923 Generation And Fuel | 2009
17778 | 2022 | NY | NY - Presbyt. Hospital - 525 E 68TH St | 61238 | DHK1 |  | SB | IC | DFO | 1.5 | 0.001 | 14.507 | 52.2248 | 0.197 | 0.70919 | Distributed from 923 Generation And Fuel | 2017
17779 | 2022 | NY | NY - Presbyt. Hospital - 525 E 68TH St | 61238 | DHK2 |  | SB | IC | DFO | 1.5 | 0.001 | 14.507 | 52.2248 | 0.197 | 0.70919 | Distributed from 923 Generation And Fuel | 2017
17780 | 2022 | NY | NY - Presbyt. Hospital - 525 E 68TH St | 61238 | DHK3 |  | SB | IC | DFO | 1.5 | 0.001 | 14.507 | 52.2248 | 0.197 | 0.70919 | Distributed from 923 Generation And Fuel | 2017
17781 | 2022 | NY | NY - Presbyt. Hospital - 525 E 68TH St | 61238 | GRB1 |  | SB | IC | DFO | 1.4 | 0.001 | 13.539 | 48.74 | 0.184 | 0.66239 | Distributed from 923 Generation And Fuel | 1997
17782 | 2022 | NY | NY - Presbyt. Hospital - 525 E 68TH St | 61238 | GRB2 |  | SB | IC | DFO | 1.4 | 0.001 | 13.539 | 48.74 | 0.184 | 0.66239 | Distributed from 923 Generation And Fuel | 1997
17783 | 2022 | NY | NY - Presbyt. Hospital - 525 E 68TH St | 61238 | GRB3 |  | SB | IC | DFO | 1.4 | 0.001 | 13.539 | 48.74 | 0.184 | 0.66239 | Distributed from 923 Generation And Fuel | 1997
17784 | 2022 | NY | NY - Presbyt. Hospital - 525 E 68TH St | 61238 | GRB4 |  | SB | IC | DFO | 1.5 | 0.001 | 14.507 | 52.2248 | 0.197 | 0.70919 | Distributed from 923 Generation And Fuel | 2008
17785 | 2022 | NY | NY 26 Carthage CSG | 63224 | X0140 |  | OP | PV | SUN | 5 | 0.097 | 4232 | 15235.0781 | 2151 | 7743.5381 | Distributed from 923 Generation And Fuel | 2020
17786 | 2022 | NY | NY- CSG- Johnstown 2 | 63780 | JOHN2 |  | OP | PV | SUN | 2 | 0.172 | 3007 | 10825.1134 | 1529 | 5504.356 | Distributed from 923 Generation And Fuel | 2020
17787 | 2022 | NY | NY- CSG- Livingston 4 | 63781 | LIV4 |  | OP | PV | SUN | 2 | 0.159 | 2785 | 10025.9198 | 1416 | 5097.5592 | Distributed from 923 Generation And Fuel | 2020
17788 | 2022 | NY | NY Times Daily Production Facility | 61414 | GEN1 |  | OP | IC | DFO | 2 | 0.001 | 10.167 | 36.6009 | 0.167 | 0.6012 | Distributed from 923 Generation And Fuel | 2005
17789 | 2022 | NY | NY Times Daily Production Facility | 61414 | GEN2 |  | OP | IC | DFO | 2 | 0.001 | 10.167 | 36.6009 | 0.167 | 0.6012 | Distributed from 923 Generation And Fuel | 2005
17790 | 2022 | NY | NY Times Daily Production Facility | 61414 | GEN3 |  | OP | IC | DFO | 2 | 0.001 | 10.167 | 36.6009 | 0.167 | 0.6012 | Distributed from 923 Generation And Fuel | 2005
17791 | 2022 | NY | NY Times Daily Production Facility | 61414 | GEN4 |  | OP | IC | DFO | 2 | 0.001 | 10.167 | 36.6009 | 0.167 | 0.6012 | Distributed from 923 Generation And Fuel | 2005
17792 | 2022 | NY | NY Times Daily Production Facility | 61414 | GEN5 |  | OP | IC | DFO | 2 | 0.001 | 10.167 | 36.6009 | 0.167 | 0.6012 | Distributed from 923 Generation And Fuel | 2008
17793 | 2022 | NY | NY Times Daily Production Facility | 61414 | GEN6 |  | OP | IC | DFO | 2 | 0.001 | 10.167 | 36.6009 | 0.167 | 0.6012 | Distributed from 923 Generation And Fuel | 2008
17794 | 2022 | NY | NY3 Battery | 63585 | NY3 |  | OP | BA | MWH | 3 | 0 | -6 | -21.5998 | 0 | 0 | Distributed from 923 Generation And Fuel | 2020
17795 | 2022 | NY | NY70 Solar | 66225 | 10970 |  | OP | PV | SUN | 5 | 0.196 | 8567 | 30840.9533 | 4355 | 15677.8746 | Distributed from 923 Generation And Fuel | 2021
17796 | 2022 | NY | NY8 - Branscomb Solar | 65122 | GEN1 |  | OP | PV | SUN | 20 | 0.188 | 32915 | 118493.0521 | 16733 | 60238.3181 | Distributed from 923 Generation And Fuel | 2021
17797 | 2022 | NY | NY8 - Puckett Solar | 65125 | GEN1 |  | OP | PV | SUN | 20 | 0.031 | 5497 | 19789.0417 | 0 | 0 | Distributed from 923 Generation And Fuel | 2022
17798 | 2022 | NY | NY8 - Regan Solar | 65124 | GEN1 |  | OP | PV | SUN | 20 | 0.003 | 481 | 1731.5861 | 0 | 0 | Distributed from 923 Generation And Fuel | 2022
17799 | 2022 | NY | NYC-HH - CONEY ISLAND HOSPITAL | 61413 | GEN1 |  | SB | IC | DFO | 1.2 | 0.012 | 126.194 | 454.2948 | 1.548 | 5.5728 | Distributed from 923 Generation And Fuel | 1993
17800 | 2022 | NY | NYC-HH - CONEY ISLAND HOSPITAL | 61413 | GEN2 |  | SB | IC | DFO | 1.3 | 0.012 | 136.71 | 492.1521 | 1.677 | 6.0372 | Distributed from 923 Generation And Fuel | 2005
17801 | 2022 | NY | NYC-HH - CONEY ISLAND HOSPITAL | 61413 | GEN3 |  | SB | IC | DFO | 0.3 | 0.012 | 31.548 | 113.5719 | 0.387 | 1.3932 | Distributed from 923 Generation And Fuel | 2014
17802 | 2022 | NY | NYC-HH - CONEY ISLAND HOSPITAL | 61413 | GEN4 |  | SB | IC | DFO | 0.3 | 0.012 | 31.548 | 113.5719 | 0.387 | 1.3932 | Distributed from 923 Generation And Fuel | 2019
17803 | 2022 | NY | NYC-HH-New Bellevue Hospital | 62250 | CAT15 |  | SB | IC | DFO | 1.5 | 0.002 | 23.514 | 84.6497 | 0.203 | 0.73079 | Distributed from 923 Generation And Fuel | 2010
17804 | 2022 | NY | NYC-HH-New Bellevue Hospital | 62250 | CAT2H |  | SB | IC | DFO | 0.8 | 0.002 | 12.541 | 45.1472 | 0.108 | 0.3888 | Distributed from 923 Generation And Fuel | 2011
17805 | 2022 | NY | NYC-HH-New Bellevue Hospital | 62250 | CAT2M |  | SB | IC | DFO | 0.8 | 0.002 | 12.541 | 45.1472 | 0.108 | 0.3888 | Distributed from 923 Generation And Fuel | 2011
17806 | 2022 | NY | NYC-HH-New Bellevue Hospital | 62250 | CAT2X |  | SB | IC | DFO | 0.8 | 0.002 | 12.541 | 45.1472 | 0.108 | 0.3888 | Distributed from 923 Generation And Fuel | 2011
17807 | 2022 | NY | NYC-HH-New Bellevue Hospital | 62250 | CAT2Y |  | SB | IC | DFO | 0.8 | 0.002 | 12.541 | 45.1472 | 0.108 | 0.3888 | Distributed from 923 Generation And Fuel | 2011
17808 | 2022 | NY | NYC-HH-New Bellevue Hospital | 62250 | CAT6M |  | SB | IC | DFO | 0.6 | 0.002 | 9.405 | 33.8577 | 0.081 | 0.2916 | Distributed from 923 Generation And Fuel | 1996
17809 | 2022 | NY | NYC-HH-New Bellevue Hospital | 62250 | CAT6P |  | SB | IC | DFO | 0.6 | 0.002 | 9.405 | 33.8577 | 0.081 | 0.2916 | Distributed from 923 Generation And Fuel | 1996
17810 | 2022 | NY | NYC-HH-New Bellevue Hospital | 62250 | CUM6Z |  | SB | IC | DFO | 0.9 | 0.002 | 14.108 | 50.7884 | 0.122 | 0.4392 | Distributed from 923 Generation And Fuel | 2011
17811 | 2022 | NY | NYC-HH-New Bellevue Hospital | 62250 | RUD3R |  | SB | IC | DFO | 0.6 | 0.002 | 9.405 | 33.8577 | 0.081 | 0.2916 | Distributed from 923 Generation And Fuel | 2002
17812 | 2022 | NY | NYPH - Lawrence | 63580 | CAT15 |  | SB | IC | DFO | 0.2 |  | GENYRONL: 1981
17813 | 2022 | NY | NYPH - Lawrence | 63580 | CM175 |  | SB | IC | DFO | 0.2 |  | GENYRONL: 2010
17814 | 2022 | NY | NYPH - Lawrence | 63580 | CU750 |  | SB | IC | DFO | 0.8 |  | GENYRONL: 2015
17815 | 2022 | NY | NYPH - Lawrence | 63580 | DD300 |  | SB | IC | DFO | 0.3 |  | GENYRONL: 2010
17816 | 2022 | NY | NYPH - Lawrence | 63580 | KL515 |  | SB | IC | DFO | 0.5 |  | GENYRONL: 2010
17817 | 2022 | NY | NYPH-Queens | 62271 | PB809 |  | SB | IC | DFO | 0.9 | 0.001 | 10.4 | 37.4397 | 0.2 | 0.71999 | Distributed from 923 Generation And Fuel | 2010
17818 | 2022 | NY | NYPH-Queens | 62271 | PB909 |  | SB | IC | DFO | 0.9 | 0.001 | 10.4 | 37.4397 | 0.2 | 0.71999 | Distributed from 923 Generation And Fuel | 2010
17819 | 2022 | NY | NYPH-Queens | 62271 | PR601 |  | SB | IC | DFO | 0.9 | 0.001 | 10.4 | 37.4397 | 0.2 | 0.71999 | Distributed from 923 Generation And Fuel | 2000
17820 | 2022 | NY | NYPH-Queens | 62271 | PR602 |  | SB | IC | DFO | 0.9 | 0.001 | 10.4 | 37.4397 | 0.2 | 0.71999 | Distributed from 923 Generation And Fuel | 2010
17821 | 2022 | NY | NYPH-Queens | 62271 | PR816 |  | SB | IC | DFO | 0.9 | 0.001 | 10.4 | 37.4397 | 0.2 | 0.71999 | Distributed from 923 Generation And Fuel | 2000
17822 | 2022 | NY | NYP-Hudson Valley Hospital Center | 62421 | 600CP |  | SB | IC | DFO | 0.6 | 0.001 | 7.154 | 25.7542 | 0 | 0 | Distributed from 923 Generation And Fuel | 2012
17823 | 2022 | NY | NYP-Hudson Valley Hospital Center | 62421 | 600OE |  | SB | IC | DFO | 0.6 | 0.001 | 7.154 | 25.7542 | 0 | 0 | Distributed from 923 Generation And Fuel | 2012
17824 | 2022 | NY | NYP-Hudson Valley Hospital Center | 62421 | 750RX |  | SB | IC | DFO | 0.8 | 0.001 | 9.538 | 34.3365 | 0 | 0 | Distributed from 923 Generation And Fuel | 2010
17825 | 2022 | NY | NYP-Hudson Valley Hospital Center | 62421 | TER |  | SB | IC | DFO | 0.6 | 0.001 | 7.154 | 25.7542 | 0 | 0 | Distributed from 923 Generation And Fuel | 2018
17826 | 2022 | NY | NYP-Lower Manhattan Hospital | 62366 | CATR4 |  | SB | IC | DFO | 1.5 | 0.001 | 19 | 68.3995 | 0 | 0 | Distributed from 923 Generation And Fuel | 1992
17827 | 2022 | NY | NYS Rte 12 Community Solar | 64090 | NR12S |  | OP | BA | MWH | 5 | 0 | 0 | 0 | 0 | 0 | Distributed from 923 Generation And Fuel | 2019
17828 | 2022 | NY | NYS Rte 12 Community Solar | 64090 | NYR12 |  | OP | PV | SUN | 5 | 0.122 | 5322 | 19159.0467 | 2705 | 9737.9221 | Distributed from 923 Generation And Fuel | 2019
17829 | 2022 | NY | NYU Langone - Orthopedic | 63625 | HJD#1 |  | SB | IC | DFO | 0.8 |  | GENYRONL: 2010
17830 | 2022 | NY | NYU Langone - Orthopedic | 63625 | HJD#2 |  | SB | IC | DFO | 0.8 |  | GENYRONL: 2010
17831 | 2022 | NY | NYU LANGONE HEALTH | 61488 | ENB1 |  | SB | IC | DFO | 2.7 | 0.001 | 21.804 | 78.4938 | 0.306 | 1.1016 | Distributed from 923 Generation And Fuel | 2016
17832 | 2022 | NY | NYU LANGONE HEALTH | 61488 | ENB2 |  | SB | IC | DFO | 2.7 | 0.001 | 21.804 | 78.4938 | 0.306 | 1.1016 | Distributed from 923 Generation And Fuel | 2016
17833 | 2022 | NY | NYU LANGONE HEALTH | 61488 | ENB3 |  | SB | IC | DFO | 2.5 | 0.001 | 20.189 | 72.6798 | 0.283 | 1.0188 | Distributed from 923 Generation And Fuel | 2015
17834 | 2022 | NY | NYU LANGONE HEALTH | 61488 | GT |  | OP | GT | NG | 7.5 | 0.78 | 51216 | 184376.125 | 25816 | 92936.8565 | Distributed from 923 Generation And Fuel | 2016
17835 | 2022 | NY | NYU LANGONE HEALTH | 61488 | HCC1 |  | SB | IC | DFO | 1 | 0.001 | 8.075 | 29.0698 | 0.113 | 0.4068 | Distributed from 923 Generation And Fuel | 2006
17836 | 2022 | NY | NYU LANGONE HEALTH | 61488 | KML1 |  | SB | IC | DFO | 2.5 | 0.001 | 20.189 | 72.6798 | 0.283 | 1.0188 | Distributed from 923 Generation And Fuel | 2018
17837 | 2022 | NY | NYU LANGONE HEALTH | 61488 | KML2 |  | SB | IC | DFO | 2.5 | 0.001 | 20.189 | 72.6798 | 0.283 | 1.0188 | Distributed from 923 Generation And Fuel | 2018
17838 | 2022 | NY | NYU LANGONE HEALTH | 61488 | KML3 |  | SB | IC | DFO | 2.5 | 0.001 | 20.189 | 72.6798 | 0.283 | 1.0188 | Distributed from 923 Generation And Fuel | 2018
17839 | 2022 | NY | NYU LANGONE HEALTH | 61488 | SCI1 |  | SB | IC | DFO | 3 | 0.001 | 24.226 | 87.2129 | 0.34 | 1.224 | Distributed from 923 Generation And Fuel | 2015
17840 | 2022 | NY | NYU LANGONE HEALTH | 61488 | SCI2 |  | SB | IC | DFO | 3 | 0.001 | 24.226 | 87.2129 | 0.34 | 1.224 | Distributed from 923 Generation And Fuel | 2015
17841 | 2022 | NY | NYU LANGONE HEALTH | 61488 | SKB1 |  | SB | IC | DFO | 1.3 | 0.001 | 10.498 | 37.7925 | 0.147 | 0.5292 | Distributed from 923 Generation And Fuel | 1992
17842 | 2022 | NY | NYU LANGONE HEALTH | 61488 | SMB1 |  | SB | IC | DFO | 1.4 | 0.001 | 11.306 | 40.7013 | 0.158 | 0.5688 | Distributed from 923 Generation And Fuel | 2006
17843 | 2022 | NY | NYU LANGONE HEALTH | 61488 | SMB2 |  | SB | IC | DFO | 1.4 | 0.001 | 11.306 | 40.7013 | 0.158 | 0.5688 | Distributed from 923 Generation And Fuel | 2006
17844 | 2022 | NY | NYU Luthern Medical Center | 54769 | GEN1 |  | OS | IC | NG | 0.8 | 0.002 | 16.522 | 59.4787 | 0.174 | 0.62639 | Distributed from 923 Generation And Fuel | 1994
17845 | 2022 | NY | NYU Luthern Medical Center | 54769 | GEN2 |  | OS | IC | NG | 0.8 | 0.002 | 16.522 | 59.4787 | 0.174 | 0.62639 | Distributed from 923 Generation And Fuel | 1994
17846 | 2022 | NY | NYU Luthern Medical Center | 54769 | GEN3 |  | SB | IC | DFO | 1.5 | 0.002 | 30.978 | 111.5199 | 0.326 | 1.1736 | Distributed from 923 Generation And Fuel | 2006
17847 | 2022 | NY | NYU Luthern Medical Center | 54769 | GEN4 |  | SB | IC | DFO | 1.5 | 0.002 | 30.978 | 111.5199 | 0.326 | 1.1736 | Distributed from 923 Generation And Fuel | 2006
17848 | 2022 | NY | OBP Cogen | 57798 | 1OBP |  | OP | GT | NG | 4.6 | 0.702 | 28272 | 101778.3858 | 14251 | 51303.1896 | Distributed from 923 Generation And Fuel | 2010
17849 | 2022 | NY | Off Airport Road - West | 64044 | 7141 |  | OP | PV | SUN | 4 | 0.179 | 6258 | 22528.6198 | 3181 | 11451.5084 | Distributed from 923 Generation And Fuel | 2019
17850 | 2022 | NY | Ogdensburg | 52058 | 01 |  | OP | HY | WAT | 0.7 | 0.254 | 1560 | 5615.9551 | 652.2 | 2347.9012 | Distributed from 923 Generation And Fuel | 1987
17851 | 2022 | NY | Ogdensburg | 52058 | 02 |  | OP | HY | WAT | 0.7 | 0.254 | 1560 | 5615.9551 | 652.2 | 2347.9012 | Distributed from 923 Generation And Fuel | 1987
17852 | 2022 | NY | Ogdensburg | 52058 | 03 |  | OP | HY | WAT | 0.7 | 0.254 | 1560 | 5615.9551 | 652.2 | 2347.9012 | Distributed from 923 Generation And Fuel | 1987
17853 | 2022 | NY | Ogdensburg | 52058 | 04 |  | OP | HY | WAT | 0.7 | 0.254 | 1560 | 5615.9551 | 652.2 | 2347.9012 | Distributed from 923 Generation And Fuel | 1987
17854 | 2022 | NY | Ogdensburg | 52058 | 05 |  | OP | HY | WAT | 0.7 | 0.254 | 1560 | 5615.9551 | 652.2 | 2347.9012 | Distributed from 923 Generation And Fuel | 1987
17855 | 2022 | NY | Ogdensburg Power | 10803 | GEN3 | 1 | OS | ST | NG | 26.9 |  | GENYRONL: 1993
17856 | 2022 | NY | Oneida - South | 60455 | ONS |  | OP | PV | SUN | 1.9 | 0.149 | 2477 | 8917.1287 | 1259 | 4532.3637 | Distributed from 923 Generation And Fuel | 2015
17857 | 2022 | NY | Oneida - West | 60456 | ONW |  | OP | PV | SUN | 1.9 | 0.149 | 2476 | 8913.5287 | 1259 | 4532.3637 | Distributed from 923 Generation And Fuel | 2015
17858 | 2022 | NY | Oneida County- DPW | 60114 | PV1 |  | OP | PV | SUN | 1.5 | 0.153 | 2015 | 7253.942 | 1024 | 3686.3705 | Distributed from 923 Generation And Fuel | 2017
17859 | 2022 | NY | Oneida Herkimer | 57404 | GEN1 |  | OP | IC | LFG | 1.6 | 0.949 | 13301.5 | 47885.0169 | 5838 | 21016.6319 | Distributed from 923 Generation And Fuel | 2012
17860 | 2022 | NY | Oneida Herkimer | 57404 | GEN2 |  | OP | IC | LFG | 1.6 | 0.949 | 13301.5 | 47885.0169 | 5838 | 21016.6319 | Distributed from 923 Generation And Fuel | 2013
17861 | 2022 | NY | Onondaga County - Metro Water Board | 60097 | PV1 |  | OP | PV | SUN | 1 | 0.142 | 1242 | 4471.1642 | 631 | 2271.5818 | Distributed from 923 Generation And Fuel | 2016
17862 | 2022 | NY | Onondaga County - Oak Orchard WWTP | 60098 | PV1 |  | OP | PV | SUN | 2 | 0.128 | 2249 | 8096.3352 | 1143 | 4114.7671 | Distributed from 923 Generation And Fuel | 2017
17863 | 2022 | NY | Onondaga County- Clearwater | 60462 | PV1 |  | OP | PV | SUN | 2 | 0.151 | 2647 | 9529.1238 | 1346 | 4845.5612 | Distributed from 923 Generation And Fuel | 2017
17864 | 2022 | NY | Onondaga County- Jamesville | 60232 | PV1 |  | OP | PV | SUN | 2 | 0.143 | 2512 | 9043.1277 | 1277 | 4597.1632 | Distributed from 923 Generation And Fuel | 2018
17865 | 2022 | NY | Onondaga County Resource Recovery | 50662 | GEN1 | 3 | OP | ST | MSW | 39.5 | 0.667 | 230692 | 830484.5561 | 103899 | 374033.4077 | EIA-923 Generator File | 1994
17866 | 2022 | NY | Ontario LFGTE | 56250 | GEN1 |  | OP | IC | LFG | 0.8 | 0.792 | 5547.643 | 19971.355 | 2434.786 | 8765.1595 | Distributed from 923 Generation And Fuel | 2003
17867 | 2022 | NY | Ontario LFGTE | 56250 | GEN10 |  | OP | IC | LFG | 1.6 | 0.792 | 11095.286 | 39942.7101 | 4869.571 | 17530.3154 | Distributed from 923 Generation And Fuel | 2013
17868 | 2022 | NY | Ontario LFGTE | 56250 | GEN11 |  | OP | IC | LFG | 1.6 | 0.792 | 11095.286 | 39942.7101 | 4869.571 | 17530.3154 | Distributed from 923 Generation And Fuel | 2013
17869 | 2022 | NY | Ontario LFGTE | 56250 | GEN2 |  | OP | IC | LFG | 0.8 | 0.792 | 5547.643 | 19971.355 | 2434.786 | 8765.1595 | Distributed from 923 Generation And Fuel | 2003
17870 | 2022 | NY | Ontario LFGTE | 56250 | GEN3 |  | OP | IC | LFG | 0.8 | 0.792 | 5547.643 | 19971.355 | 2434.786 | 8765.1595 | Distributed from 923 Generation And Fuel | 2003
17871 | 2022 | NY | Ontario LFGTE | 56250 | GEN4 |  | OP | IC | LFG | 0.8 | 0.792 | 5547.643 | 19971.355 | 2434.786 | 8765.1595 | Distributed from 923 Generation And Fuel | 2003
17872 | 2022 | NY | Ontario LFGTE | 56250 | GEN5 |  | OP | IC | LFG | 0.8 | 0.792 | 5547.643 | 19971.355 | 2434.786 | 8765.1595 | Distributed from 923 Generation And Fuel | 2005
17873 | 2022 | NY | Ontario LFGTE | 56250 | GEN6 |  | OP | IC | LFG | 0.8 | 0.792 | 5547.643 | 19971.355 | 2434.786 | 8765.1595 | Distributed from 923 Generation And Fuel | 2005
17874 | 2022 | NY | Ontario LFGTE | 56250 | GEN7 |  | OP | IC | LFG | 0.8 | 0.792 | 5547.643 | 19971.355 | 2434.786 | 8765.1595 | Distributed from 923 Generation And Fuel | 2005
17875 | 2022 | NY | Ontario LFGTE | 56250 | GEN8 |  | OP | IC | LFG | 0.8 | 0.792 | 5547.643 | 19971.355 | 2434.786 | 8765.1595 | Distributed from 923 Generation And Fuel | 2010
17876 | 2022 | NY | Ontario LFGTE | 56250 | GEN9 |  | OP | IC | LFG | 1.6 | 0.792 | 11095.286 | 39942.7101 | 4869.571 | 17530.3154 | Distributed from 923 Generation And Fuel | 2013
17877 | 2022 | NY | Onyx - Lamphear Road CSG | 60967 | 10016 |  | OP | PV | SUN | 2 | 0.16 | 2800 | 10079.9194 | 1423 | 5122.759 | Distributed from 923 Generation And Fuel | 2016
17878 | 2022 | NY | Onyx - Saratoga Springs Landfill Solar CSG | 61724 | 10254 |  | OP | PV | SUN | 2 | 0.146 | 2552 | 9187.1265 | 1297 | 4669.1626 | Distributed from 923 Generation And Fuel | 2017
17879 | 2022 | NY | Orange County Solar Farm (NY) | 60229 | PV1 |  | OP | PV | SUN | 1.5 | 0.188 | 2472 | 8899.1288 | 1257 | 4525.1638 | Distributed from 923 Generation And Fuel | 2017
17880 | 2022 | NY | Orangeville Storage | 64686 | 65002 |  | OP | BA | MWH | 24.7 | -0.008 | -1774 | -6386.3489 | 0 | 0 | Distributed from 923 Generation And Fuel | 2022
17881 | 2022 | NY | Orbit Bloom Fuel Cell | 64350 | OBFC |  | OP | FC | NG | 6 | 0.928 | 48770 | 175570.5954 | 24583 | 88498.092 | Distributed from 923 Generation And Fuel | 2020
17882 | 2022 | NY | Orioles Community Solar | 65163 | ORIOL |  | OP | PV | SUN | 5.6 | 0 | 0 | 0 | 0 | 0 | Distributed from 923 Generation And Fuel | 2022
17883 | 2022 | NY | Oswegatchie | 58678 | 1 |  | OP | HY | WAT | 0.9 | 0.483 | 3804.5 | 13696.0904 | 1591 | 5727.5542 | Distributed from 923 Generation And Fuel | 2002
17884 | 2022 | NY | Oswegatchie | 58678 | 2 |  | OP | HY | WAT | 0.9 | 0.483 | 3804.5 | 13696.0904 | 1591 | 5727.5542 | Distributed from 923 Generation And Fuel | 2002
17885 | 2022 | NY | Oswego County - Fulton Solar | 60818 | PV1 |  | OP | PV | SUN | 2 | 0.143 | 2511 | 9039.5277 | 1276 | 4593.5633 | Distributed from 923 Generation And Fuel | 2018
17886 | 2022 | NY | Oswego County Energy Recovery | 50907 | UNT1 |  | OP | ST | MSW | 1.8 | 0.215 | 3383.36 | 12179.9986 | 1489.732 | 5362.9923 | EIA-923 Generator File | 1986
17887 | 2022 | NY | Oswego County Energy Recovery | 50907 | UNT2 |  | OP | ST | MSW | 1.8 | 0.215 | 3384.33 | 12183.4905 | 1489.732 | 5362.9923 | EIA-923 Generator File | 1986
17888 | 2022 | NY | Oswego Falls East | 2595 | 1 |  | OP | HY | WAT | 2 | 0.421 | 7383.333 | 26579.7862 | 3087.333 | 11114.3099 | Distributed from 923 Generation And Fuel | 1914
17889 | 2022 | NY | Oswego Falls East | 2595 | 2 |  | OP | HY | WAT | 2 | 0.421 | 7383.333 | 26579.7862 | 3087.333 | 11114.3099 | Distributed from 923 Generation And Fuel | 1914
17890 | 2022 | NY | Oswego Falls East | 2595 | 3 |  | OP | HY | WAT | 2 | 0.421 | 7383.333 | 26579.7862 | 3087.333 | 11114.3099 | Distributed from 923 Generation And Fuel | 1914
17891 | 2022 | NY | Oswego Falls West | 2596 | 4 |  | OP | HY | WAT | 1 | 0.142 | 1247 | 4489.1641 | 521.333 | 1876.7838 | Distributed from 923 Generation And Fuel | 1914
17892 | 2022 | NY | Oswego Falls West | 2596 | 5 |  | OP | HY | WAT | 1 | 0.142 | 1247 | 4489.1641 | 521.333 | 1876.7838 | Distributed from 923 Generation And Fuel | 1914
17893 | 2022 | NY | Oswego Falls West | 2596 | 6 |  | OP | HY | WAT | 0.5 | 0.142 | 623.5 | 2244.582 | 260.667 | 938.3937 | Distributed from 923 Generation And Fuel | 2008
17894 | 2022 | NY | Oswego Falls West | 2596 | 7 |  | OP | HY | WAT | 0.5 | 0.142 | 623.5 | 2244.582 | 260.667 | 938.3937 | Distributed from 923 Generation And Fuel | 2008
17895 | 2022 | NY | Oswego Harbor Power | 2594 | ST5 | 1 | OP | ST | RFO | 901.8 | 0.001 | 11334 | 40802.0736 | 11398 | 41032.4717 | EIA-923 Generator File | 1975
17896 | 2022 | NY | Oswego Harbor Power | 2594 | ST6 | 1 | OP | ST | RFO | 901.8 | 0.004 | 29742 | 107070.3434 | 9985 | 35945.7124 | EIA-923 Generator File | 1979
17897 | 2022 | NY | Owens Corning at Bethlehem | 58550 | PV1 |  | OP | PV | SUN | 2 | 0.2 | 3501 | 12603.4992 | 1780 | 6407.9487 | Distributed from 923 Generation And Fuel | 2013
17898 | 2022 | NY | Owlville Creek Solar 2, LLC | 63340 | 20660 |  | OP | BA | MWH | 3 | 0 | 0 | 0 | 0 | 0 | Distributed from 923 Generation And Fuel | 2022
17899 | 2022 | NY | Owlville Creek Solar 2, LLC | 63340 | 6609 |  | OP | PV | SUN | 5 | 0.141 | 6190 | 22283.8217 | 3147 | 11329.1094 | Distributed from 923 Generation And Fuel | 2020
17900 | 2022 | NY | Owlville Creek Solar, LLC | 63341 | 20660 |  | OP | BA | MWH | 3 | 0 | 0 | 0 | 0 | 0 | Distributed from 923 Generation And Fuel | 2022
17901 | 2022 | NY | Owlville Creek Solar, LLC | 63341 | 6608 |  | OP | PV | SUN | 5 | 0.125 | 5480 | 19727.8422 | 2786 | 10029.5198 | Distributed from 923 Generation And Fuel | 2020
17902 | 2022 | NY | OYA Church Road | 65459 | NY005 |  | OP | PV | SUN | 5 | 0 | 0 | 0 | 0 | 0 | Distributed from 923 Generation And Fuel | 2022
17903 | 2022 | NY | OYA Main Street | 65436 | NY006 |  | OP | PV | SUN | 5 | 0 | 0 | 0 | 0 | 0 | Distributed from 923 Generation And Fuel | 2022
17904 | 2022 | NY | OYA Pulaski | 65435 | NY004 |  | OP | PV | SUN | 3.5 | 0.009 | 264 | 950.3924 | 0 | 0 | Distributed from 923 Generation And Fuel | 2022
17905 | 2022 | NY | OYA Robinson Road | 65378 | NY002 |  | OP | PV | SUN | 5 | 0.074 | 3261 | 11739.5061 | 2191 | 7887.5369 | Distributed from 923 Generation And Fuel | 2022
17906 | 2022 | NY | OYA State Route 122 | 65379 | NY001 |  | OP | PV | SUN | 4.5 | 0.196 | 7712 | 27762.9779 | 3920 | 14111.8871 | Distributed from 923 Generation And Fuel | 2021
17907 | 2022 | NY | OYA Wayside Drive | 65434 | NY003 |  | OP | PV | SUN | 5 | 0.008 | 354 | 1274.3898 | 0 | 0 | Distributed from 923 Generation And Fuel | 2022
17908 | 2022 | NY | Parishville | 2597 | 1 |  | OP | HY | WAT | 3 | 0.553 | 14531 | 52311.1815 | 6076 | 21873.425 | Distributed from 923 Generation And Fuel | 1925
17909 | 2022 | NY | Pasto Solar | 62389 | PASTO |  | OP | PV | SUN | 16 | 0.19 | 26589 | 95719.6342 | 13517 | 48660.8107 | Distributed from 923 Generation And Fuel | 2019
17910 | 2022 | NY | Peak Power 1 Cogen | 57789 | GEN1 |  | OP | IC | NG | 2.1 | 0.329 | 6048.333 | 21773.8246 | 3048.667 | 10975.1134 | Distributed from 923 Generation And Fuel | 2010
17911 | 2022 | NY | Peak Power 1 Cogen | 57789 | GEN2 |  | OP | IC | NG | 2.1 | 0.329 | 6048.333 | 21773.8246 | 3048.667 | 10975.1134 | Distributed from 923 Generation And Fuel | 2010
17912 | 2022 | NY | Peak Power 1 Cogen | 57789 | GEN3 |  | OP | IC | NG | 2.1 | 0.329 | 6048.333 | 21773.8246 | 3048.667 | 10975.1134 | Distributed from 923 Generation And Fuel | 2010
17913 | 2022 | NY | Pearl CSG | 63060 | 28 |  | OP | PV | SUN | 2 | 0.095 | 1664 | 5990.3521 | 846 | 3045.5756 | Distributed from 923 Generation And Fuel | 2018
17914 | 2022 | NY | Pearl CSG | 63060 | 29 |  | OP | PV | SUN | 2 | 0.095 | 1664 | 5990.3521 | 846 | 3045.5756 | Distributed from 923 Generation And Fuel | 2018
17915 | 2022 | NY | Pearl II | 63405 | 29 |  | OP | PV | SUN | 2 | 0.184 | 3227 | 11617.1071 | 1640 | 5903.9528 | Distributed from 923 Generation And Fuel | 2018
17916 | 2022 | NY | Pendleton Solar 1 | 65724 | 15889 |  | OP | PV | SUN | 5 | 0.173 | 7595 | 27341.7813 | 3861 | 13899.4888 | Distributed from 923 Generation And Fuel | 2020
17917 | 2022 | NY | Philadlephia | 10197 | GEN1 |  | OP | HY | WAT | 3.6 | 0.022 | 707 | 2545.1796 | 296 | 1065.5915 | Distributed from 923 Generation And Fuel | 1986
17918 | 2022 | NY | Phillips Route 82 Solar LLC | 66583 | 05658 |  | OP | PV | SUN | 5 | 0.092 | 4013 | 14446.6844 | 2696 | 9705.5224 | Distributed from 923 Generation And Fuel | 2022
17919 | 2022 | NY | Phoenix Hydro Project | 54865 | 1-02 |  | OP | HY | WAT | 1.6 | 0.385 | 5402 | 19447.0444 | 2258.5 | 8130.535 | Distributed from 923 Generation And Fuel | 1991
17920 | 2022 | NY | Phoenix Hydro Project | 54865 | 2-01 |  | OP | HY | WAT | 1.6 | 0.385 | 5402 | 19447.0444 | 2258.5 | 8130.535 | Distributed from 923 Generation And Fuel | 1991
17921 | 2022 | NY | Piercefield | 2598 | 1 |  | OP | HY | WAT | 1.5 | 0.665 | 8732.778 | 31437.7493 | 3651.667 | 13145.896 | Distributed from 923 Generation And Fuel | 1957
17922 | 2022 | NY | Piercefield | 2598 | 2 |  | OP | HY | WAT | 0.6 | 0.665 | 3493.111 | 12575.099 | 1460.667 | 5258.3591 | Distributed from 923 Generation And Fuel | 1924
17923 | 2022 | NY | Piercefield | 2598 | 3 |  | OP | HY | WAT | 0.6 | 0.665 | 3493.111 | 12575.099 | 1460.667 | 5258.3591 | Distributed from 923 Generation And Fuel | 1924
17924 | 2022 | NY | Pinelawn Power LLC | 56188 | CTG |  | OP | CT | NG | 50 | 0.272 | 119109 | 428788.9697 | 97767 | 351958.3843 | EIA-923 Generator File | 2005
17925 | 2022 | NY | Pinelawn Power LLC | 56188 | STG | 1 | OP | CA | NG | 32 | 0.176 | 49271 | 177374.181 | 41953 | 151029.5918 | EIA-923 Generator File | 2005
17926 | 2022 | NY | Plant No 1 Freeport | 2678 | 2 |  | OP | IC | DFO | 2.9 | 0.001 | 14.5 | 52.1996 | 0 | 0 | Distributed from 923 Generation And Fuel | 1949
17927 | 2022 | NY | Plant No 1 Freeport | 2678 | 3 |  | OP | IC | DFO | 3.1 | 0.001 | 15.5 | 55.7996 | 0 | 0 | Distributed from 923 Generation And Fuel | 1954
17928 | 2022 | NY | Plant No 2 Freeport | 2679 | 3 |  | OP | GT | DFO | 18.1 | 0.081 | 12773.396 | 45983.8577 | 6760.327 | 24336.9825 | Distributed from 923 Generation And Fuel | 1973
17929 | 2022 | NY | Plant No 2 Freeport | 2679 | CT5 |  | OP | GT | NG | 60.5 | 0.081 | 42695.604 | 153702.9448 | 22596.673 | 81347.372 | Distributed from 923 Generation And Fuel | 2004
17930 | 2022 | NY | Podunk Road CSG | 62834 | 871 |  | OP | PV | SUN | 2.2 | 0.165 | 3179 | 11444.3084 | 1616 | 5817.5535 | Distributed from 923 Generation And Fuel | 2019
17931 | 2022 | NY | Podunque Road CSG | 64125 | TWNSD |  | OP | PV | SUN | 5 | 0.183 | 8000 | 28799.7696 | 4067 | 14641.0829 | Distributed from 923 Generation And Fuel | 2021
17932 | 2022 | NY | Pool Brook Rd Community Solar Farm | 62156 | 15 |  | OP | PV | SUN | 2 | 0.182 | 3197 | 11509.1079 | 1625 | 5849.9532 | Distributed from 923 Generation And Fuel | 2019
17933 | 2022 | NY | Port Jefferson | 2517 | 3 | 1 | OP | ST | NG | 188 | 0.135 | 222365 | 800507.5959 | 115414 | 415487.0761 | EIA-923 Generator File | 1958
17934 | 2022 | NY | Port Jefferson | 2517 | 4 | 1 | OP | ST | NG | 188 | 0.061 | 100716 | 362574.6994 | 94098 | 338750.09 | EIA-923 Generator File | 1960
17935 | 2022 | NY | Port Jefferson | 2517 | GT1 |  | OP | GT | DFO | 16 | 0.09 | 12630.951 | 45471.0598 | 10164.59 | 36592.2313 | Distributed from 923 Generation And Fuel | 1966
17936 | 2022 | NY | Port Jefferson | 2517 | GT2 |  | OP | GT | NG | 53 | 0.09 | 41840.025 | 150622.885 | 33670.205 | 121211.7683 | Distributed from 923 Generation And Fuel | 2002
17937 | 2022 | NY | Port Jefferson | 2517 | GT3 |  | OP | GT | NG | 53 | 0.09 | 41840.025 | 150622.885 | 33670.205 | 121211.7683 | Distributed from 923 Generation And Fuel | 2002
17938 | 2022 | NY | Port Leyden Hydroelectric Project | 10817 | GEN1 |  | OP | HY | WAT | 0.5 | 0.508 | 2226.5 | 8015.3359 | 931 | 3351.5732 | Distributed from 923 Generation And Fuel | 1985
17939 | 2022 | NY | Port Leyden Hydroelectric Project | 10817 | GEN2 |  | OP | HY | WAT | 0.5 | 0.508 | 2226.5 | 8015.3359 | 931 | 3351.5732 | Distributed from 923 Generation And Fuel | 1985
17940 | 2022 | NY | Port Richmond WWT Solar | 58647 | 1 |  | OP | PV | SUN | 1 | 0.177 | 1552 | 5587.1553 | 789 | 2840.3773 | Distributed from 923 Generation And Fuel | 2015
17941 | 2022 | NY | Pouch | 8053 | N01 |  | OP | GT | NG | 47 | 0.146 | 60080 | 216286.2697 | 33378 | 120159.8387 | Distributed from 923 Generation And Fuel | 2001
17942 | 2022 | NY | Prospect | 2599 | 1 |  | OP | HY | WAT | 19 | 0.441 | 73333 | 263996.688 | 30663 | 110385.9169 | Distributed from 923 Generation And Fuel | 1959
17943 | 2022 | NY | Pyrites Plant | 10547 | GEN1 |  | OP | HY | WAT | 1.2 | 0.4 | 4201.61 | 15125.675 | 1756.829 | 6324.5338 | Distributed from 923 Generation And Fuel | 1949
17944 | 2022 | NY | Pyrites Plant | 10547 | GEN2 |  | OP | HY | WAT | 3.5 | 0.4 | 12254.695 | 44116.5491 | 5124.085 | 18446.5584 | Distributed from 923 Generation And Fuel | 1985
17945 | 2022 | NY | Pyrites Plant | 10547 | GEN3 |  | OP | HY | WAT | 3.5 | 0.4 | 12254.695 | 44116.5491 | 5124.085 | 18446.5584 | Distributed from 923 Generation And Fuel | 1985
17946 | 2022 | NY | R E Ginna Nuclear Power Plant | 6122 | 1 | 1 | OP | ST | NUC | 614 | 0.937 | 5038588 | 18138771.6898 | 2087410 | 7514615.8831 | Distributed from 923 Generation And Fuel | 1970
17947 | 2022 | NY | Rainbow Falls Auscble | 6526 | 1 |  | OP | HY | WAT | 1.3 | 0.467 | 5321 | 19155.4468 | 2225 | 8009.9359 | Distributed from 923 Generation And Fuel | 1926
17948 | 2022 | NY | Rainbow Falls Auscble | 6526 | 2 |  | OP | HY | WAT | 1.3 | 0.467 | 5321 | 19155.4468 | 2225 | 8009.9359 | Distributed from 923 Generation And Fuel | 1927
17949 | 2022 | NY | Rainbow Falls Hydro | 2600 | 1 |  | OP | HY | WAT | 25 | 0.459 | 100507 | 361822.3054 | 42025 | 151288.7897 | Distributed from 923 Generation And Fuel | 1956
17950 | 2022 | NY | Ransomville Solar 1, LLC | 63012 | SWANN |  | OP | PV | SUN | 5 | 0.144 | 6298 | 22672.6186 | 3202 | 11527.1078 | Distributed from 923 Generation And Fuel | 2019
17951 | 2022 | NY | Ravenswood | 2500 | 1 | 1 | OP | ST | NG | 400 | 0.036 | 126902 | 456843.5453 | 104726 | 377010.5839 | EIA-923 Generator File | 1963
17952 | 2022 | NY | Ravenswood | 2500 | 2 | 1 | OP | ST | NG | 400 | 0.053 | 186313 | 670721.4342 | 116746 | 420282.2377 | EIA-923 Generator File | 1963
17953 | 2022 | NY | Ravenswood | 2500 | 3 | 1 | OP | ST | NG | 1027 | 0.018 | 162076 | 583468.9322 | 163712 | 589358.4851 | EIA-923 Generator File | 1965
17954 | 2022 | NY | Ravenswood | 2500 | 4 |  | OP | CT | NG | 181 | 0.969 | 1536378 | 5530916.5527 | 825071 | 2970231.8381 | EIA-923 Generator File | 2003
17955 | 2022 | NY | Ravenswood | 2500 | 4S | 1 | OP | CA | NG | 87.5 | 0 | 0 | 0 | 0 | 0 | EIA-923 Generator File | 2003
17956 | 2022 | NY | Ravenswood | 2500 | GT1 |  | OS | GT | NG | 16 | 0.007 | 990.061 | 3564.1911 | 448.242 | 1613.6583 | Distributed from 923 Generation And Fuel | 1967 | 2023
17957 | 2022 | NY | Ravenswood | 2500 | GT10 |  | OS | GT | NG | 25 | 0.007 | 1546.97 | 5569.0474 | 700.379 | 2521.3442 | Distributed from 923 Generation And Fuel | 1969 | 2023
17958 | 2022 | NY | Ravenswood | 2500 | GT11 |  | OP | GT | NG | 25 | 0.007 | 1546.97 | 5569.0474 | 700.379 | 2521.3442 | Distributed from 923 Generation And Fuel | 1969 | 2023
17959 | 2022 | NY | Raymondville | 2601 | 1 |  | OP | HY | WAT | 2 | 0.827 | 14486 | 52149.1828 | 6057 | 21805.0256 | Distributed from 923 Generation And Fuel | 1928
17960 | 2022 | NY | Redman North Community Solar | 64718 | RDMNN |  | OP | PV | SUN | 1.5 | 0.083 | 1090 | 3923.9686 | 582 | 2095.1832 | Distributed from 923 Generation And Fuel | 2022
17961 | 2022 | NY | Redman South Community Solar | 64722 | RDMNS |  | OP | PV | SUN | 5 | 0.176 | 7708 | 27748.578 | 4116 | 14817.4815 | Distributed from 923 Generation And Fuel | 2022
17962 | 2022 | NY | RED-Rochester, LLC | 10025 | 17TG | 12 | OP | ST | NG | 15 | 0.189 | 24854 | 89473.6842 | 8614 | 31010.1519 | EIA-923 Generator File | 1968
17963 | 2022 | NY | RED-Rochester, LLC | 10025 | 41TG | 7 | OP | ST | NG | 25.6 | 0 | 0 | 0 | 0 | 0 | EIA-923 Generator File | 1964
17964 | 2022 | NY | RED-Rochester, LLC | 10025 | 42TG | 7 | OP | ST | NG | 25.6 | 0.566 | 126906 | 456857.9451 | 50978 | 183519.3318 | EIA-923 Generator File | 1967
17965 | 2022 | NY | RED-Rochester, LLC | 10025 | 43TG | 7 | OP | ST | NG | 25.6 | 0.194 | 43605 | 156976.7442 | 4794 | 17258.2619 | EIA-923 Generator File | 1969
17966 | 2022 | NY | RED-Rochester, LLC | 10025 | 44TG | 7 | OP | ST | NG | 25.6 | 0.403 | 90317 | 325138.5989 | 49625 | 178648.5708 | EIA-923 Generator File | 1987
17967 | 2022 | NY | RED-Rochester, LLC | 10025 | 75TG | 9 | OP | ST | NG | 3 | 0.207 | 5434 | 19562.2435 | 3535 | 12725.8982 | EIA-923 Generator File | 2015
17968 | 2022 | NY | RED-Rochester, LLC | 10025 | KPR1 |  | OP | HY | WAT | 0.4 | 0 | 0 | 0 | 0 | 0 | Distributed from 923 Generation And Fuel | 1957
17969 | 2022 | NY | ReEnergy Black River | 10464 | GEN1 | 3 | OP | ST | WDS | 55.5 | 0.534 | 259476 | 934106.1272 | 96575 | 347667.2187 | EIA-923 Generator File | 1989
17970 | 2022 | NY | Regeneron Pharmaceuticals Inc. | 62423 | 735G1 |  | SB | IC | DFO | 1.5 | 0.001 | 8.87 | 31.9317 | 0.361 | 1.2996 | Distributed from 923 Generation And Fuel | 2009
17971 | 2022 | NY | Regeneron Pharmaceuticals Inc. | 62423 | 735G2 |  | SB | IC | DFO | 1 | 0.001 | 5.913 | 21.2866 | 0.24 | 0.86399 | Distributed from 923 Generation And Fuel | 2009
17972 | 2022 | NY | Regeneron Pharmaceuticals Inc. | 62423 | 745G1 |  | SB | IC | DFO | 2 | 0.001 | 11.827 | 42.5769 | 0.481 | 1.7316 | Distributed from 923 Generation And Fuel | 2016
17973 | 2022 | NY | Regeneron Pharmaceuticals Inc. | 62423 | 745G2 |  | SB | IC | DFO | 2 | 0.001 | 11.827 | 42.5769 | 0.481 | 1.7316 | Distributed from 923 Generation And Fuel | 2016
17974 | 2022 | NY | Regeneron Pharmaceuticals Inc. | 62423 | 765G1 |  | SB | IC | DFO | 2.5 | 0.001 | 14.784 | 53.222 | 0.601 | 2.1636 | Distributed from 923 Generation And Fuel | 2016
17975 | 2022 | NY | Regeneron Pharmaceuticals Inc. | 62423 | 765G2 |  | SB | IC | DFO | 2 | 0.001 | 11.827 | 42.5769 | 0.481 | 1.7316 | Distributed from 923 Generation And Fuel | 2020
17976 | 2022 | NY | Regeneron Pharmaceuticals Inc. | 62423 | 771NG |  | SB | IC | NG | 0.8 | 0.001 | 4.731 | 17.0315 | 0.192 | 0.69119 | Distributed from 923 Generation And Fuel | 2010
17977 | 2022 | NY | Regeneron Pharmaceuticals Inc. | 62423 | 777G1 |  | SB | IC | DFO | 1 | 0.001 | 5.913 | 21.2866 | 0.24 | 0.86399 | Distributed from 923 Generation And Fuel | 2013
17978 | 2022 | NY | Regeneron Pharmaceuticals Inc. | 62423 | 777G2 |  | SB | IC | DFO | 2.5 | 0.001 | 14.784 | 53.222 | 0.601 | 2.1636 | Distributed from 923 Generation And Fuel | 2020
17979 | 2022 | NY | Regeneron Pharmaceuticals Inc. | 62423 | 785G1 |  | SB | IC | DFO | 1.5 | 0.001 | 8.87 | 31.9317 | 0.361 | 1.2996 | Distributed from 923 Generation And Fuel | 2015
17980 | 2022 | NY | Regeneron Pharmaceuticals Inc. | 62423 | 795G1 |  | SB | IC | DFO | 2 | 0.001 | 11.827 | 42.5769 | 0.481 | 1.7316 | Distributed from 923 Generation And Fuel | 2015
17981 | 2022 | NY | Regeneron Pharmaceuticals Inc. | 62423 | 795G2 |  | SB | IC | DFO | 2 | 0.001 | 11.827 | 42.5769 | 0.481 | 1.7316 | Distributed from 923 Generation And Fuel | 2015
17982 | 2022 | NY | Regeneron Tarrytown | 62456 | RGP00 |  | OP | FC | NG | 1.5 | 0.676 | 8880 | 31967.7443 | 4476 | 16113.4711 | Distributed from 923 Generation And Fuel | 2018
17983 | 2022 | NY | Reid Solar | 66226 | 10991 |  | OP | PV | SUN | 4.8 | 0.179 | 7509 | 27032.1837 | 3817 | 13741.0901 | Distributed from 923 Generation And Fuel | 2021
17984 | 2022 | NY | Reisender Solar | 66227 | 10886 |  | OP | PV | SUN | 2 | 0.185 | 3248 | 11692.7065 | 1651 | 5943.5525 | Distributed from 923 Generation And Fuel | 2019
17985 | 2022 | NY | Rensselaer Cogen | 54034 | GEN1 |  | OP | CT | NG | 49.2 | 0.111 | 47684 | 171661.0267 | 15832 | 56994.744 | EIA-923 Generator File | 1994
17986 | 2022 | NY | Rensselaer Cogen | 54034 | GEN2 | 1 | OP | CA | NG | 39 | 0.07 | 23771 | 85574.9154 | 9563 | 34426.5246 | EIA-923 Generator File | 1994
17987 | 2022 | NY | Richard M Flynn | 7314 | NA1 |  | OP | CT | NG | 110 | 0.694 | 668301 | 2405864.3531 | 367999 | 1324785.8017 | EIA-923 Generator File | 1994
17988 | 2022 | NY | Richard M Flynn | 7314 | NA2 | 1 | OP | CA | NG | 60 | 0 | 0 | 0 | 0 | 0 | EIA-923 Generator File | 1994
17989 | 2022 | NY | Richmond University Medical Center | 63553 | CT200 |  | SB | IC | DFO | 0.2 |  | GENYRONL: 1986
17990 | 2022 | NY | Richmond University Medical Center | 63553 | CU600 |  | SB | IC | DFO | 0.6 |  | GENYRONL: 1978
17991 | 2022 | NY | Richmond University Medical Center | 63553 | CU750 |  | SB | IC | DFO | 0.8 |  | GENYRONL: 1986
17992 | 2022 | NY | Riley Road LLC | 63369 | RILE1 |  | OP | PV | SUN | 2 | 0.195 | 3423.5 | 12324.5014 | 1740.5 | 6265.7499 | Distributed from 923 Generation And Fuel | 2019
17993 | 2022 | NY | Riley Road LLC | 63369 | RILE2 |  | OP | PV | SUN | 2 | 0.195 | 3423.5 | 12324.5014 | 1740.5 | 6265.7499 | Distributed from 923 Generation And Fuel | 2019
17994 | 2022 | NY | Rio | 2631 | RIO |  | OP | HY | WAT | 10 | 0.307 | 26875 | 96749.226 | 11237.037 | 40453.0096 | Distributed from 923 Generation And Fuel | 1927
17995 | 2022 | NY | Rio | 2631 | RIO2 |  | OP | HY | WAT | 0.8 | 0.307 | 2150 | 7739.9381 | 898.963 | 3236.2409 | Distributed from 923 Generation And Fuel | 2013
17996 | 2022 | NY | RIT Henrietta Solar 1, LLC | 62810 | 13500 |  | OP | PV | SUN | 1.6 | 0.179 | 2514 | 9050.3276 | 1278 | 4600.7632 | Distributed from 923 Generation And Fuel | 2018
17997 | 2022 | NY | River Valley LLC (NY) (CSG) | 64557 | RV |  | OP | PV | SUN | 5 | 0.169 | 7403 | 26650.5868 | 3763 | 13546.6916 | Distributed from 923 Generation And Fuel | 2021
17998 | 2022 | NY | Riverbay | 52168 | GEN2 | 5 | OP | CA | NG | 16 | 0.303 | 42520.92 | 153074.0874 | 25222.91 | 90801.7496 | EIA-923 Generator File | 2011
17999 | 2022 | NY | Riverbay | 52168 | GEN3 |  | OP | CT | NG | 12.9 | 0.516 | 58364.9 | 210111.9591 | 25674.93 | 92429.0086 | EIA-923 Generator File | 2011
18000 | 2022 | NY | Riverbay | 52168 | GEN4 |  | OP | CT | NG | 12.9 | 0.648 | 73243.73 | 263675.3186 | 30592.83 | 110133.3069 | EIA-923 Generator File | 2011
18001 | 2022 | NY | Riverbay | 52168 | U0007 |  | OP | IC | DFO | 1.7 | 0.003 | 41.16 | 148.1748 | 0.526 | 1.8936 | Data from EIA-923 Generator File overwritten with distributed data from EIA-923 Generation and Fuel | 2011
18002 | 2022 | NY | Riverhead | 58789 | RVH1 |  | OP | PV | SUN | 1.5 | 0.139 | 1826 | 6573.5474 | 928 | 3340.7733 | Distributed from 923 Generation And Fuel | 2011
18003 | 2022 | NY | Riverhead Solar Farm | 62017 | RIV1 |  | OP | PV | SUN | 20 | 0.197 | 34472 | 124098.2072 | 17524 | 63085.8953 | Distributed from 923 Generation And Fuel | 2019
18004 | 2022 | NY | Roaring Brook, LLC | 61041 | WT1 |  | OP | WT | WND | 79.7 | 0.257 | 179236 | 645244.438 | 62586 | 225307.7975 | Distributed from 923 Generation And Fuel | 2021
18005 | 2022 | NY | Robert Moses Niagara | 2693 | 1 |  | OP | HY | WAT | 193.5 | 0.728 | 1234047.505 | 4442535.4777 | 503898.503 | 1814020.0986 | Distributed from 923 Generation And Fuel | 1961
18006 | 2022 | NY | Robert Moses Niagara | 2693 | 10 |  | OP | HY | WAT | 193.5 | 0.728 | 1234047.505 | 4442535.4777 | 503898.503 | 1814020.0986 | Distributed from 923 Generation And Fuel | 1961
18007 | 2022 | NY | Robert Moses Niagara | 2693 | 11 |  | OP | HY | WAT | 193.5 | 0.728 | 1234047.505 | 4442535.4777 | 503898.503 | 1814020.0986 | Distributed from 923 Generation And Fuel | 1962
18008 | 2022 | NY | Robert Moses Niagara | 2693 | 12 |  | OP | HY | WAT | 193.5 | 0.728 | 1234047.505 | 4442535.4777 | 503898.503 | 1814020.0986 | Distributed from 923 Generation And Fuel | 1962
18009 | 2022 | NY | Robert Moses Niagara | 2693 | 13 |  | OP | HY | WAT | 193.5 | 0.728 | 1234047.505 | 4442535.4777 | 503898.503 | 1814020.0986 | Distributed from 923 Generation And Fuel | 1962
18010 | 2022 | NY | Robert Moses Niagara | 2693 | 2 |  | OP | HY | WAT | 193.5 | 0.728 | 1234047.505 | 4442535.4777 | 503898.503 | 1814020.0986 | Distributed from 923 Generation And Fuel | 1962
18011 | 2022 | NY | Robert Moses Niagara | 2693 | 3 |  | OP | HY | WAT | 193.5 | 0.728 | 1234047.505 | 4442535.4777 | 503898.503 | 1814020.0986 | Distributed from 923 Generation And Fuel | 1961
18012 | 2022 | NY | Robert Moses Niagara | 2693 | 4 |  | OP | HY | WAT | 193.5 | 0.728 | 1234047.505 | 4442535.4777 | 503898.503 | 1814020.0986 | Distributed from 923 Generation And Fuel | 1961
18013 | 2022 | NY | Robert Moses Niagara | 2693 | 5 |  | OP | HY | WAT | 193.5 | 0.728 | 1234047.505 | 4442535.4777 | 503898.503 | 1814020.0986 | Distributed from 923 Generation And Fuel | 1961
18014 | 2022 | NY | Robert Moses Niagara | 2693 | 6 |  | OP | HY | WAT | 193.5 | 0.728 | 1234047.505 | 4442535.4777 | 503898.503 | 1814020.0986 | Distributed from 923 Generation And Fuel | 1961
18015 | 2022 | NY | Robert Moses Niagara | 2693 | 7 |  | OP | HY | WAT | 193.5 | 0.728 | 1234047.505 | 4442535.4777 | 503898.503 | 1814020.0986 | Distributed from 923 Generation And Fuel | 1961
18016 | 2022 | NY | Robert Moses Niagara | 2693 | 8 |  | OP | HY | WAT | 150.3 | 0.728 | 958539.225 | 3450713.6043 | 391400.233 | 1409029.5666 | Distributed from 923 Generation And Fuel | 1961
18017 | 2022 | NY | Robert Moses Niagara | 2693 | 9 |  | OP | HY | WAT | 150.3 | 0.728 | 958539.225 | 3450713.6043 | 391400.233 | 1409029.5666 | Distributed from 923 Generation And Fuel | 1961
18018 | 2022 | NY | Robert Moses Power Dam | 2694 | 17 |  | OP | HY | WAT | 57 | 0.914 | 456208.062 | 1642335.8845 | 201269.562 | 724564.6267 | Distributed from 923 Generation And Fuel | 1959
18019 | 2022 | NY | Robert Moses Power Dam | 2694 | 18 |  | OP | HY | WAT | 57 | 0.914 | 456208.062 | 1642335.8845 | 201269.562 | 724564.6267 | Distributed from 923 Generation And Fuel | 1959
18020 | 2022 | NY | Robert Moses Power Dam | 2694 | 19 |  | OP | HY | WAT | 57 | 0.914 | 456208.062 | 1642335.8845 | 201269.562 | 724564.6267 | Distributed from 923 Generation And Fuel | 1959
18021 | 2022 | NY | Robert Moses Power Dam | 2694 | 20 |  | OP | HY | WAT | 57 | 0.914 | 456208.062 | 1642335.8845 | 201269.562 | 724564.6267 | Distributed from 923 Generation And Fuel | 1959
18022 | 2022 | NY | Robert Moses Power Dam | 2694 | 21 |  | OP | HY | WAT | 57 | 0.914 | 456208.062 | 1642335.8845 | 201269.562 | 724564.6267 | Distributed from 923 Generation And Fuel | 1959
18023 | 2022 | NY | Robert Moses Power Dam | 2694 | 22 |  | OP | HY | WAT | 57 | 0.914 | 456208.062 | 1642335.8845 | 201269.562 | 724564.6267 | Distributed from 923 Generation And Fuel | 1959
18024 | 2022 | NY | Robert Moses Power Dam | 2694 | 23 |  | OP | HY | WAT | 57 | 0.914 | 456208.062 | 1642335.8845 | 201269.562 | 724564.6267 | Distributed from 923 Generation And Fuel | 1959
18025 | 2022 | NY | Robert Moses Power Dam | 2694 | 24 |  | OP | HY | WAT | 57 | 0.914 | 456208.062 | 1642335.8845 | 201269.562 | 724564.6267 | Distributed from 923 Generation And Fuel | 1958
18026 | 2022 | NY | Robert Moses Power Dam | 2694 | 25 |  | OP | HY | WAT | 57 | 0.914 | 456208.062 | 1642335.8845 | 201269.562 | 724564.6267 | Distributed from 923 Generation And Fuel | 1958
18027 | 2022 | NY | Robert Moses Power Dam | 2694 | 26 |  | OP | HY | WAT | 57 | 0.914 | 456208.062 | 1642335.8845 | 201269.562 | 724564.6267 | Distributed from 923 Generation And Fuel | 1958
18028 | 2022 | NY | Robert Moses Power Dam | 2694 | 27 |  | OP | HY | WAT | 57 | 0.914 | 456208.062 | 1642335.8845 | 201269.562 | 724564.6267 | Distributed from 923 Generation And Fuel | 1958
18029 | 2022 | NY | Robert Moses Power Dam | 2694 | 28 |  | OP | HY | WAT | 57 | 0.914 | 456208.062 | 1642335.8845 | 201269.562 | 724564.6267 | Distributed from 923 Generation And Fuel | 1958
18030 | 2022 | NY | Robert Moses Power Dam | 2694 | 29 |  | OP | HY | WAT | 57 | 0.914 | 456208.062 | 1642335.8845 | 201269.562 | 724564.6267 | Distributed from 923 Generation And Fuel | 1958
18031 | 2022 | NY | Robert Moses Power Dam | 2694 | 30 |  | OP | HY | WAT | 57 | 0.914 | 456208.062 | 1642335.8845 | 201269.562 | 724564.6267 | Distributed from 923 Generation And Fuel | 1958
18032 | 2022 | NY | Robert Moses Power Dam | 2694 | 31 |  | OP | HY | WAT | 57 | 0.914 | 456208.062 | 1642335.8845 | 201269.562 | 724564.6267 | Distributed from 923 Generation And Fuel | 1958
18033 | 2022 | NY | Robert Moses Power Dam | 2694 | 32 |  | OP | HY | WAT | 57 | 0.914 | 456208.062 | 1642335.8845 | 201269.562 | 724564.6267 | Distributed from 923 Generation And Fuel | 1958
18034 | 2022 | NY | Rochester 2 | 2639 | 1 |  | OS | HY | WAT | 8.5 |  | GENYRONL: 1960
18035 | 2022 | NY | Rochester 26 | 2638 | 1 |  | OP | HY | WAT | 3 | 0.301 | 7902 | 28446.9724 | 3304 | 11894.3048 | Distributed from 923 Generation And Fuel | 1952
18036 | 2022 | NY | Rochester 5 | 2641 | 2 |  | OS | HY | WAT | 12.8 | 0.036 | 3982.679 | 14337.5297 | 1665.174 | 5994.5784 | Distributed from 923 Generation And Fuel | 1918
18037 | 2022 | NY | Rochester 5 | 2641 | HY1 |  | OP | HY | WAT | 12.8 | 0.036 | 3982.679 | 14337.5297 | 1665.174 | 5994.5784 | Distributed from 923 Generation And Fuel | 1918
18038 | 2022 | NY | Rochester 5 | 2641 | HY3 |  | OS | HY | WAT | 18 | 0.036 | 5600.642 | 20162.1499 | 2341.651 | 8429.8762 | Distributed from 923 Generation And Fuel | 1927
18039 | 2022 | NY | Rock Island Road Solar Community Solar | 64964 | ROCKI |  | OP | PV | SUN | 3.5 | 0.093 | 2861 | 10299.5176 | 1728 | 6220.7502 | Distributed from 923 Generation And Fuel | 2022
18040 | 2022 | NY | Rockland Bakery Inc. | 62619 | CAT1 |  | SB | IC | NG | 0.3 | 0 | 0 | 0 | 0 | 0 | Distributed from 923 Generation And Fuel | 1996
18041 | 2022 | NY | Rockland Bakery Inc. | 62619 | CAT2 |  | SB | IC | NG | 0.3 | 0 | 0 | 0 | 0 | 0 | Distributed from 923 Generation And Fuel | 1996
18042 | 2022 | NY | Rockland Bakery Inc. | 62619 | CAT3 |  | SB | IC | NG | 0.3 | 0 | 0 | 0 | 0 | 0 | Distributed from 923 Generation And Fuel | 1996
18043 | 2022 | NY | Rockland Bakery Inc. | 62619 | CATE4 |  | SB | IC | DFO | 0.7 | 0 | 0 | 0 | 0 | 0 | Distributed from 923 Generation And Fuel | 1996
18044 | 2022 | NY | Rosemond Solar Community Solar | 64451 | 1583 |  | OP | PV | SUN | 2 | 0.206 | 3601 | 12963.4963 | 1831 | 6591.5473 | Distributed from 923 Generation And Fuel | 2021
18045 | 2022 | NY | Roseton Generating Facility | 8006 | 1 | 1 | OP | ST | RFO | 621 | 0.048 | 263334 | 947994.816 | 68257 | 245723.2342 | EIA-923 Generator File | 1974
18046 | 2022 | NY | Roseton Generating Facility | 8006 | 2 | 1 | OP | ST | NG | 621 | 0.039 | 214394 | 771812.2255 | 116042 | 417747.858 | EIA-923 Generator File | 1974
18047 | 2022 | NY | Route 14A CDG Solar North and South LLC | 62580 | 6081 |  | OP | PV | SUN | 4 | 0.189 | 6623 | 23842.6093 | 3367 | 12121.103 | Distributed from 923 Generation And Fuel | 2018
18048 | 2022 | NY | Route 19 #1 Community Solar Farm | 62500 | 1258 |  | OP | PV | SUN | 2 | 0.166 | 2900 | 10439.9165 | 1948 | 7012.7439 | Distributed from 923 Generation And Fuel | 2022
18049 | 2022 | NY | Route 19 #2 Community Solar Farm | 62502 | 1415 |  | OP | PV | SUN | 5 | 0.159 | 6969 | 25088.1993 | 4681 | 16851.4652 | Distributed from 923 Generation And Fuel | 2022
18050 | 2022 | NY | Route 22 Community Solar Farm CSG | 62524 | 1444 |  | OP | PV | SUN | 3.7 | 0.192 | 6230 | 22427.8206 | 3167 | 11401.1088 | Distributed from 923 Generation And Fuel | 2021
18051 | 2022 | NY | Rowe (CSG) | 64721 | RWEAV |  | OP | PV | SUN | 5 | 0.134 | 5881 | 21171.4306 | 2990 | 10763.9139 | Distributed from 923 Generation And Fuel | 2021
18052 | 2022 | NY | RT 52 Walden Solar 1, LLC Hybrid | 63000 | BESS |  | OP | BA | MWH | 4 | 0.007 | 249 | 896.3928 | 110 | 395.9968 | Distributed from 923 Generation And Fuel | 2020
18053 | 2022 | NY | RT 52 Walden Solar 1, LLC Hybrid | 63000 | WALDN |  | OP | PV | SUN | 5 | 0.163 | 7147 | 25728.9942 | 3633 | 13078.6954 | Distributed from 923 Generation And Fuel | 2019
18054 | 2022 | NY | RT32 Westerlo Solar 1 | 65587 | 7105 |  | OP | PV | SUN | 5 | 0.194 | 8483 | 30538.5557 | 4312 | 15523.0758 | Distributed from 923 Generation And Fuel | 2020
18055 | 2022 | NY | RT405 Westerlo Solar 2 | 65721 | 7104 |  | OP | PV | SUN | 5 | 0.201 | 8815 | 31733.7461 | 4481 | 16131.4709 | Distributed from 923 Generation And Fuel | 2020
18056 | 2022 | NY | S A Carlson | 2682 | 5 | 5 | OP | ST | NG | 24.5 | 0.004 | 951 | 3423.5726 | 418 | 1504.788 | EIA-923 Generator File | 1951
18057 | 2022 | NY | S A Carlson | 2682 | 6 | 5 | OP | ST | NG | 24.5 | 0.045 | 9628 | 34660.5227 | 7204 | 25934.1925 | EIA-923 Generator File | 1968
18058 | 2022 | NY | S A Carlson | 2682 | 7 |  | OP | GT | NG | 47.3 | 0.114 | 47204 | 169933.0405 | 21407 | 77064.5835 | Distributed from 923 Generation And Fuel | 2001
18059 | 2022 | NY | Sacket Lake Rd #1 Community Solar Farm | 62158 | 11 |  | OP | PV | SUN | 2 | 0.2 | 3509 | 12632.2989 | 1784 | 6422.3486 | Distributed from 923 Generation And Fuel | 2020
18060 | 2022 | NY | Sacket Lake Rd #2 Community Solar Farm | 62159 | 20 |  | OP | PV | SUN | 1.7 | 0.183 | 2726 | 9813.5215 | 1386 | 4989.5601 | Distributed from 923 Generation And Fuel | 2019
18061 | 2022 | NY | Saint Catherine of Siena Medical Center | 62003 | 5FPX4 |  | SB | IC | DFO | 0.8 | 0.001 | 5.091 | 18.3275 | 0 | 0 | Distributed from 923 Generation And Fuel | 1972
18062 | 2022 | NY | Saint Catherine of Siena Medical Center | 62003 | 855G3 |  | SB | IC | DFO | 0.4 | 0.001 | 2.545 | 9.1619 | 0 | 0 | Distributed from 923 Generation And Fuel | 2002
18063 | 2022 | NY | Saint Catherine of Siena Medical Center | 62003 | D400F |  | SB | IC | DFO | 0.4 | 0.001 | 2.545 | 9.1619 | 0 | 0 | Distributed from 923 Generation And Fuel | 1997
18064 | 2022 | NY | Saint Catherine of Siena Medical Center | 62003 | DFG65 |  | SB | IC | DFO | 0.2 | 0.001 | 1.273 | 4.5828 | 0 | 0 | Distributed from 923 Generation And Fuel | 2001
18065 | 2022 | NY | Saint Catherine of Siena Medical Center | 62003 | E4486 |  | SB | IC | DFO | 0.4 | 0.001 | 2.545 | 9.1619 | 0 | 0 | Distributed from 923 Generation And Fuel | 2002
18066 | 2022 | NY | Salt Point Solar (Hybrid) | 66228 | 10888 |  | OP | PV | SUN | 2 | 0.184 | 3228 | 11620.707 | 1641 | 5907.5527 | Distributed from 923 Generation And Fuel | 2021
18067 | 2022 | NY | Salt Point Solar (Hybrid) | 66228 | BAT |  | OP | BA | MWH | 2 | -0.002 | -35 | -125.999 | -15 | -53.9996 | Distributed from 923 Generation And Fuel | 2021
18068 | 2022 | NY | Sangerfield Solar CSG | 64372 | SNGFD |  | OP | PV | SUN | 5 | 0.139 | 6085 | 21905.8248 | 3093 | 11134.7109 | Distributed from 923 Generation And Fuel | 2021
18069 | 2022 | NY | Sangolqui Solar | 66229 | 10975 |  | OP | PV | SUN | 2 | 0.217 | 3794 | 13658.2907 | 1929 | 6944.3444 | Distributed from 923 Generation And Fuel | 2021
18070 | 2022 | NY | Saranac Facility | 54574 | GEN1 |  | OP | CT | NG | 95.2 | 0.061 | 50725 | 182608.5391 | 1656 | 5961.5523 | EIA-923 Generator File | 1994
18071 | 2022 | NY | Saranac Facility | 54574 | GEN2 |  | OP | CT | NG | 95.2 | 0.011 | 9173 | 33022.5358 | 2014 | 7250.342 | EIA-923 Generator File | 1994
18072 | 2022 | NY | Saranac Facility | 54574 | GEN3 | 2 | OP | CA | NG | 95.2 | 0.039 | 32720 | 117791.0577 | 2039 | 7340.3413 | EIA-923 Generator File | 1994
18073 | 2022 | NY | Saratoga Solar LLC | 63373 | SARAT |  | OP | PV | SUN | 5 | 0.178 | 7804 | 28094.1752 | 3967 | 14281.0858 | Distributed from 923 Generation And Fuel | 2019
18074 | 2022 | NY | SCH - (2A) 156 Barhydt Rd Glenville | 66764 | 3954 |  | OP | PV | SUN | 5 | 0 | 0 | 0 | 0 | 0 | Distributed from 923 Generation And Fuel | 2021
18075 | 2022 | NY | SCH - (2A) 156 Barhydt Rd Glenville | 66764 | 3954B |  | OP | PV | SUN | 2.5 | 0 | 0 | 0 | 0 | 0 | Distributed from 923 Generation And Fuel | 2021
18076 | 2022 | NY | SCH County - (1B) 10 Alice Wagner Way Ni | 66762 | P3599 |  | OP | PV | SUN | 3.5 | 0 | 0 | 0 | 0 | 0 | Distributed from 923 Generation And Fuel | 2020
18077 | 2022 | NY | SCH County - (1E) 398 Anthony St Schenec | 66763 | P3600 |  | OP | PV | SUN | 1 | 0 | 0 | 0 | 0 | 0 | Distributed from 923 Generation And Fuel | 2020
18078 | 2022 | NY | SCH County - (2B) 4982 Rynex Corners Rd | 66765 | 3595 |  | OP | PV | SUN | 2.5 | 0 | 0 | 0 | 0 | 0 | Distributed from 923 Generation And Fuel | 2020
18079 | 2022 | NY | SCH County - (2B) 4982 Rynex Corners Rd | 66765 | 3595B |  | OP | BA | MWH | 2.5 | 0 | 0 | 0 | 0 | 0 | Distributed from 923 Generation And Fuel | 2020
18080 | 2022 | NY | SCH County - (2D) 98 Cheltingham Ave Sch | 66766 | P3608 |  | OP | PV | SUN | 2.8 | 0 | 0 | 0 | 0 | 0 | Distributed from 923 Generation And Fuel | 2020
18081 | 2022 | NY | Schaghticoke | 2606 | 1 |  | OP | HY | WAT | 4 | 0.388 | 13598.75 | 48955.1084 | 5686 | 20469.4362 | Distributed from 923 Generation And Fuel | 1908
18082 | 2022 | NY | Schaghticoke | 2606 | 2 |  | OP | HY | WAT | 4 | 0.388 | 13598.75 | 48955.1084 | 5686 | 20469.4362 | Distributed from 923 Generation And Fuel | 1908
18083 | 2022 | NY | Schaghticoke | 2606 | 3 |  | OP | HY | WAT | 4 | 0.388 | 13598.75 | 48955.1084 | 5686 | 20469.4362 | Distributed from 923 Generation And Fuel | 1908
18084 | 2022 | NY | Schaghticoke | 2606 | 4 |  | OP | HY | WAT | 4 | 0.388 | 13598.75 | 48955.1084 | 5686 | 20469.4362 | Distributed from 923 Generation And Fuel | 1908
18085 | 2022 | NY | School Street | 2605 | 1 |  | OP | HY | WAT | 7.2 | 0.442 | 27849.526 | 100257.4915 | 11644.701 | 41920.5882 | Distributed from 923 Generation And Fuel | 1915
18086 | 2022 | NY | School Street | 2605 | 2 |  | OP | HY | WAT | 7.2 | 0.442 | 27849.526 | 100257.4915 | 11644.701 | 41920.5882 | Distributed from 923 Generation And Fuel | 1915
18087 | 2022 | NY | School Street | 2605 | 3 |  | OP | HY | WAT | 7.2 | 0.442 | 27849.526 | 100257.4915 | 11644.701 | 41920.5882 | Distributed from 923 Generation And Fuel | 1915
18088 | 2022 | NY | School Street | 2605 | 4 |  | OP | HY | WAT | 7.2 | 0.442 | 27849.526 | 100257.4915 | 11644.701 | 41920.5882 | Distributed from 923 Generation And Fuel | 1922
18089 | 2022 | NY | School Street | 2605 | 5 |  | OP | HY | WAT | 10 | 0.442 | 38679.897 | 139246.5152 | 16173.196 | 58223.0398 | Distributed from 923 Generation And Fuel | 1924
18090 | 2022 | NY | Schuylerville | 2607 | 1 |  | OP | HY | WAT | 2 | 0.419 | 7344 | 26438.1885 | 3071 | 11055.5116 | Distributed from 923 Generation And Fuel | 1919
18091 | 2022 | NY | SCS Penfield One 010750 Penfield, LLC | 66380 | 83022 |  | OP | PV | SUN | 5 | 0.025 | 1087 | 3913.1687 | 339 | 1220.3902 | Distributed from 923 Generation And Fuel | 2022
18092 | 2022 | NY | SDM000 Clarkson Fuel Cell | 63647 | SDM00 |  | OP | FC | NG | 1.8 | 0.778 | 12262 | 44142.8469 | 6181 | 22251.422 | Distributed from 923 Generation And Fuel | 2018
18093 | 2022 | NY | Selkirk Cogen | 10725 | GEN1 |  | OP | CT | NG | 95.2 | 0.05 | 42070 | 151450.7884 | 29500 | 106199.1504 | EIA-923 Generator File | 1992
18094 | 2022 | NY | Selkirk Cogen | 10725 | GEN2 | 1 | SB | CA | NG | 12 | 0 | 0 | 0 | 0 | 0 | Distributed from 923 Generation And Fuel | 1992
18095 | 2022 | NY | Selkirk Cogen | 10725 | GEN3 |  | OP | CT | NG | 95.2 | 0.13 | 108075 | 389066.8875 | 52289 | 188238.8941 | EIA-923 Generator File | 1994
18096 | 2022 | NY | Selkirk Cogen | 10725 | GEN4 |  | OP | CT | NG | 95.2 | 0.117 | 97877 | 352354.3812 | 46832 | 168593.8512 | EIA-923 Generator File | 1994
18097 | 2022 | NY | Selkirk Cogen | 10725 | GEN5 | 3 | OP | CA | NG | 148.4 | 0.07 | 91224 | 328403.7728 | 53183 | 191457.2683 | EIA-923 Generator File | 1994
18098 | 2022 | NY | Seneca Energy | 54782 | GE10 |  | OP | IC | LFG | 0.8 | 0.699 | 4900.318 | 17641.0037 | 2028.864 | 7303.852 | Distributed from 923 Generation And Fuel | 1998 | 2024
18099 | 2022 | NY | Seneca Energy | 54782 | GE11 |  | OP | IC | LFG | 0.8 | 0.699 | 4900.318 | 17641.0037 | 2028.864 | 7303.852 | Distributed from 923 Generation And Fuel | 1998 | 2024
18100 | 2022 | NY | Seneca Energy | 54782 | GE12 |  | OP | IC | LFG | 0.8 | 0.699 | 4900.318 | 17641.0037 | 2028.864 | 7303.852 | Distributed from 923 Generation And Fuel | 1998 | 2024
18101 | 2022 | NY | Seneca Energy | 54782 | GE13 |  | OP | IC | LFG | 0.8 | 0.699 | 4900.318 | 17641.0037 | 2028.864 | 7303.852 | Distributed from 923 Generation And Fuel | 1998 | 2024
18102 | 2022 | NY | Seneca Energy | 54782 | GE14 |  | OP | IC | LFG | 0.8 | 0.699 | 4900.318 | 17641.0037 | 2028.864 | 7303.852 | Distributed from 923 Generation And Fuel | 1998 | 2024
18103 | 2022 | NY | Seneca Energy | 54782 | GE15 |  | OP | IC | LFG | 1.6 | 0.699 | 9800.636 | 35282.0073 | 4057.727 | 14607.7003 | Distributed from 923 Generation And Fuel | 2007
18104 | 2022 | NY | Seneca Energy | 54782 | GE16 |  | OP | IC | LFG | 1.6 | 0.699 | 9800.636 | 35282.0073 | 4057.727 | 14607.7003 | Distributed from 923 Generation And Fuel | 2007
18105 | 2022 | NY | Seneca Energy | 54782 | GE17 |  | OP | IC | LFG | 1.6 | 0.699 | 9800.636 | 35282.0073 | 4057.727 | 14607.7003 | Distributed from 923 Generation And Fuel | 2007
18106 | 2022 | NY | Seneca Energy | 54782 | GE18 |  | OP | IC | LFG | 1.6 | 0.699 | 9800.636 | 35282.0073 | 4057.727 | 14607.7003 | Distributed from 923 Generation And Fuel | 2007
18107 | 2022 | NY | Seneca Energy | 54782 | GEN1 |  | OP | IC | LFG | 0.8 | 0.699 | 4900.318 | 17641.0037 | 2028.864 | 7303.852 | Distributed from 923 Generation And Fuel | 1996
18108 | 2022 | NY | Seneca Energy | 54782 | GEN2 |  | OP | IC | LFG | 0.8 | 0.699 | 4900.318 | 17641.0037 | 2028.864 | 7303.852 | Distributed from 923 Generation And Fuel | 1996
18109 | 2022 | NY | Seneca Energy | 54782 | GEN3 |  | OP | IC | LFG | 0.8 | 0.699 | 4900.318 | 17641.0037 | 2028.864 | 7303.852 | Distributed from 923 Generation And Fuel | 1996
18110 | 2022 | NY | Seneca Energy | 54782 | GEN4 |  | OP | IC | LFG | 0.8 | 0.699 | 4900.318 | 17641.0037 | 2028.864 | 7303.852 | Distributed from 923 Generation And Fuel | 1996
18111 | 2022 | NY | Seneca Energy | 54782 | GEN5 |  | OP | IC | LFG | 0.8 | 0.699 | 4900.318 | 17641.0037 | 2028.864 | 7303.852 | Distributed from 923 Generation And Fuel | 1996 | 2024
18112 | 2022 | NY | Seneca Energy | 54782 | GEN6 |  | OP | IC | LFG | 0.8 | 0.699 | 4900.318 | 17641.0037 | 2028.864 | 7303.852 | Distributed from 923 Generation And Fuel | 1997 | 2024
18113 | 2022 | NY | Seneca Energy | 54782 | GEN7 |  | OP | IC | LFG | 0.8 | 0.699 | 4900.318 | 17641.0037 | 2028.864 | 7303.852 | Distributed from 923 Generation And Fuel | 1997 | 2024
18114 | 2022 | NY | Seneca Energy | 54782 | GEN8 |  | OP | IC | LFG | 0.8 | 0.699 | 4900.318 | 17641.0037 | 2028.864 | 7303.852 | Distributed from 923 Generation And Fuel | 1998 | 2024
18115 | 2022 | NY | Seneca Energy | 54782 | GEN9 |  | OP | IC | LFG | 0.8 | 0.699 | 4900.318 | 17641.0037 | 2028.864 | 7303.852 | Distributed from 923 Generation And Fuel | 1998 | 2024
18116 | 2022 | NY | Seneca Falls Hydroelectric Project | 61641 | 23 |  | OP | HY | WAT | 1.7 | 0.233 | 3462.667 | 12465.5015 | 1448 | 5212.7583 | Distributed from 923 Generation And Fuel | 1917
18117 | 2022 | NY | Seneca Falls Hydroelectric Project | 61641 | 24 |  | OP | HY | WAT | 1.7 | 0.233 | 3462.667 | 12465.5015 | 1448 | 5212.7583 | Distributed from 923 Generation And Fuel | 1917
18118 | 2022 | NY | Seneca Falls Hydroelectric Project | 61641 | 25 |  | OP | HY | WAT | 1.7 | 0.233 | 3462.667 | 12465.5015 | 1448 | 5212.7583 | Distributed from 923 Generation And Fuel | 1917
18119 | 2022 | NY | Seneca Nation Cattaraugus Wind Turbine | 61734 | 1 |  | OP | WT | WND | 1.5 | 0.199 | 2615 | 9413.9247 | 794 | 2858.3771 | Distributed from 923 Generation And Fuel | 2017
18120 | 2022 | NY | Sewalls | 2608 | 1 |  | OP | HY | WAT | 1 | 0.831 | 7278 | 26200.5904 | 3043 | 10954.7124 | Distributed from 923 Generation And Fuel | 1925
18121 | 2022 | NY | Sewalls | 2608 | 2 |  | OP | HY | WAT | 1 | 0.831 | 7278 | 26200.5904 | 3043 | 10954.7124 | Distributed from 923 Generation And Fuel | 1925
18122 | 2022 | NY | Sharon Springs | 61903 | 10116 |  | OP | PV | SUN | 2 | 0.176 | 3075 | 11069.9114 | 1563 | 5626.755 | Distributed from 923 Generation And Fuel | 2018
18123 | 2022 | NY | Sherman Island | 2609 | 1 |  | OP | HY | WAT | 7 | 0.476 | 29211.405 | 105160.2167 | 12214.132 | 43970.5234 | Distributed from 923 Generation And Fuel | 2009
18124 | 2022 | NY | Sherman Island | 2609 | 2 |  | OP | HY | WAT | 7 | 0.476 | 29211.405 | 105160.2167 | 12214.132 | 43970.5234 | Distributed from 923 Generation And Fuel | 1923
18125 | 2022 | NY | Sherman Island | 2609 | 3 |  | OP | HY | WAT | 7 | 0.476 | 29211.405 | 105160.2167 | 12214.132 | 43970.5234 | Distributed from 923 Generation And Fuel | 1923
18126 | 2022 | NY | Sherman Island | 2609 | 4 |  | OP | HY | WAT | 7 | 0.476 | 29211.405 | 105160.2167 | 12214.132 | 43970.5234 | Distributed from 923 Generation And Fuel | 1923
18127 | 2022 | NY | Sherman Island | 2609 | 5 |  | OP | HY | WAT | 7 | 0.476 | 29211.405 | 105160.2167 | 12214.132 | 43970.5234 | Distributed from 923 Generation And Fuel | 1923
18128 | 2022 | NY | Sherman Island | 2609 | 6 |  | OP | HY | WAT | 1.3 | 0.476 | 5424.975 | 19529.7538 | 2268.339 | 8165.9551 | Distributed from 923 Generation And Fuel | 2009
18129 | 2022 | NY | Shoemaker | 2632 | SHOE |  | OP | GT | NG | 41.9 | 0.001 | 408 | 1468.7882 | 142 | 511.1959 | Distributed from 923 Generation And Fuel | 1972
18130 | 2022 | NY | Shoreham Energy LLC | 55787 | CT01 |  | OP | GT | KER | 50 | 0.023 | 10248.5 | 36894.3048 | 2876.5 | 10355.3172 | Distributed from 923 Generation And Fuel | 2002
18131 | 2022 | NY | Shoreham Energy LLC | 55787 | CT02 |  | OP | GT | KER | 50 | 0.023 | 10248.5 | 36894.3048 | 2876.5 | 10355.3172 | Distributed from 923 Generation And Fuel | 2002
18132 | 2022 | NY | Shoreham Solar Commons | 60045 | GEN1 |  | OP | PV | SUN | 24.9 | 0.253 | 55088 | 198315.2135 | 27877 | 100356.3971 | Distributed from 923 Generation And Fuel | 2018
18133 | 2022 | NY | Sissonville Hydro | 10220 | HY1 |  | OP | HY | WAT | 3 | 0.57 | 14977 | 53916.7687 | 6262 | 22543.0197 | Distributed from 923 Generation And Fuel | 1990
18134 | 2022 | NY | Sithe Independence Station | 54547 | 1 |  | OP | CT | NG | 169.2 | 0.423 | 627519.19 | 2259051.0116 | 257367.19 | 926514.4719 | EIA-923 Generator File | 1994
18135 | 2022 | NY | Sithe Independence Station | 54547 | 2 |  | OP | CT | NG | 169.2 | 0.457 | 677891.29 | 2440389.1209 | 293932.31 | 1058147.8508 | EIA-923 Generator File | 1994
18136 | 2022 | NY | Sithe Independence Station | 54547 | 3 |  | OP | CT | NG | 169.2 | 0.333 | 493644.64 | 1777106.4871 | 180520.88 | 649869.969 | EIA-923 Generator File | 1994
18137 | 2022 | NY | Sithe Independence Station | 54547 | 4 |  | OP | CT | NG | 169.5 | 0.358 | 531980.01 | 1915112.7151 | 201048.02 | 723767.0819 | EIA-923 Generator File | 1994
18138 | 2022 | NY | Sithe Independence Station | 54547 | 5 | 2 | OP | CA | NG | 204.5 | 0.417 | 746129.82 | 2686045.8636 | 322280.56 | 1160200.7344 | EIA-923 Generator File | 1994
18139 | 2022 | NY | Sithe Independence Station | 54547 | 6 | 2 | OP | CA | NG | 204.5 | 0.338 | 606267.46 | 2182545.3956 | 231379.92 | 832961.0483 | EIA-923 Generator File | 1994
18140 | 2022 | NY | Skidmore College | 60425 | SO049 |  | OP | PV | SUN | 1.8 | 0.153 | 2414 | 8690.3305 | 1227 | 4417.1647 | Distributed from 923 Generation And Fuel | 2014
18141 | 2022 | NY | SL Babylon | 61487 | SLBAB |  | OP | PV | SUN | 9 | 0.163 | 12836 | 46209.2303 | 6525 | 23489.8121 | Distributed from 923 Generation And Fuel | 2017
18142 | 2022 | NY | Slate Hill(CSG) | 64578 | SLT |  | OP | PV | SUN | 2 | 0.209 | 3658 | 13168.6947 | 1860 | 6695.9464 | Distributed from 923 Generation And Fuel | 2021
18143 | 2022 | NY | Soft Maple | 2610 | 1 |  | OP | HY | WAT | 8 | 0.27 | 18900 | 68039.4557 | 7902.5 | 28448.7724 | Distributed from 923 Generation And Fuel | 1925
18144 | 2022 | NY | Soft Maple | 2610 | 2 |  | OP | HY | WAT | 8 | 0.27 | 18900 | 68039.4557 | 7902.5 | 28448.7724 | Distributed from 923 Generation And Fuel | 1925
18145 | 2022 | NY | Solean Solar Project | 61898 | SOLEA |  | OP | PV | SUN | 4 | 0.133 | 4653 | 16750.666 | 2365 | 8513.9319 | Distributed from 923 Generation And Fuel | 2016
18146 | 2022 | NY | Source Power Company - Richland | 66767 | 4725 |  | OP | PV | SUN | 2 | 0 | 0 | 0 | 0 | 0 | Distributed from 923 Generation And Fuel | 2021
18147 | 2022 | NY | Source Power Company - Richland | 66767 | 4725B |  | OP | BA | MWH | 2.5 | 0 | 0 | 0 | 0 | 0 | Distributed from 923 Generation And Fuel | 2021
18148 | 2022 | NY | Source Power Company - Silver Creek | 66769 | P4468 |  | OP | PV | SUN | 5 | 0 | 0 | 0 | 0 | 0 | Distributed from 923 Generation And Fuel | 2021
18149 | 2022 | NY | South Cairo | 2485 | GT1 |  | OP | GT | KER | 21.3 | 0.008 | 1425 | 5129.959 | 18 | 64.7995 | Distributed from 923 Generation And Fuel | 1970
18150 | 2022 | NY | South Colton | 2611 | 1 |  | OP | HY | WAT | 21 | 0.444 | 81605 | 293775.6498 | 34121 | 122834.6173 | Distributed from 923 Generation And Fuel | 1954
18151 | 2022 | NY | South Edwards | 2604 | 1 |  | OP | HY | WAT | 1 | 0.49 | 4290.25 | 15444.7764 | 1793.75 | 6457.4483 | Distributed from 923 Generation And Fuel | 1912
18152 | 2022 | NY | South Edwards | 2604 | 2 |  | OP | HY | WAT | 1 | 0.49 | 4290.25 | 15444.7764 | 1793.75 | 6457.4483 | Distributed from 923 Generation And Fuel | 1912
18153 | 2022 | NY | South Edwards | 2604 | 3 |  | OP | HY | WAT | 1 | 0.49 | 4290.25 | 15444.7764 | 1793.75 | 6457.4483 | Distributed from 923 Generation And Fuel | 1921
18154 | 2022 | NY | South Edwards | 2604 | 4 |  | OP | HY | WAT | 1 | 0.49 | 4290.25 | 15444.7764 | 1793.75 | 6457.4483 | Distributed from 923 Generation And Fuel | 1994
18155 | 2022 | NY | South Glens Falls Hydroelectric | 54772 | GEN1 |  | OP | HY | WAT | 6.9 | 0.603 | 36440.5 | 131184.7505 | 15237 | 54852.7612 | Distributed from 923 Generation And Fuel | 1994
18156 | 2022 | NY | South Glens Falls Hydroelectric | 54772 | GEN2 |  | OP | HY | WAT | 6.9 | 0.603 | 36440.5 | 131184.7505 | 15237 | 54852.7612 | Distributed from 923 Generation And Fuel | 1994
18157 | 2022 | NY | South Goshen Community Solar | 65217 | BESS |  | OP | BA | MWH | 4.5 | -0.001 | -46 | -165.5987 | -20 | -71.9994 | Distributed from 923 Generation And Fuel | 2021
18158 | 2022 | NY | South Goshen Community Solar | 65217 | SGOSH |  | OP | PV | SUN | 5 | 0.137 | 6018 | 21664.6267 | 3059 | 11012.3119 | Distributed from 923 Generation And Fuel | 2021
18159 | 2022 | NY | South Hampton | 2519 | 1 |  | OP | GT | DFO | 11.5 | 0.002 | 215 | 773.9938 | 3 | 10.7999 | Distributed from 923 Generation And Fuel | 1963
18160 | 2022 | NY | South Oaks Hospital | 50136 | CG1 |  | OP | IC | NG | 0.2 | 0.718 | 1257.6 | 4527.3238 | 633.8 | 2281.6617 | Distributed from 923 Generation And Fuel | 2008
18161 | 2022 | NY | South Oaks Hospital | 50136 | CG2 |  | OP | IC | NG | 0.2 | 0.718 | 1257.6 | 4527.3238 | 633.8 | 2281.6617 | Distributed from 923 Generation And Fuel | 2008
18162 | 2022 | NY | South Oaks Hospital | 50136 | CG3 |  | OP | IC | NG | 0.2 | 0.718 | 1257.6 | 4527.3238 | 633.8 | 2281.6617 | Distributed from 923 Generation And Fuel | 2008
18163 | 2022 | NY | South Oaks Hospital | 50136 | CG4 |  | OP | IC | NG | 0.2 | 0.718 | 1257.6 | 4527.3238 | 633.8 | 2281.6617 | Distributed from 923 Generation And Fuel | 2008
18164 | 2022 | NY | South Oaks Hospital | 50136 | CG5 |  | OP | IC | NG | 0.2 | 0.718 | 1257.6 | 4527.3238 | 633.8 | 2281.6617 | Distributed from 923 Generation And Fuel | 2008
18165 | 2022 | NY | Southold | 2520 | 1 |  | OP | GT | DFO | 14 | 0.007 | 834 | 3002.376 | 11 | 39.5997 | Distributed from 923 Generation And Fuel | 1964
18166 | 2022 | NY | Spier Falls | 2612 | 8 |  | OP | HY | WAT | 9 | 0.375 | 29568.696 | 106446.454 | 12363.429 | 44507.9883 | Distributed from 923 Generation And Fuel | 1924
18167 | 2022 | NY | Spier Falls | 2612 | 9 |  | OP | HY | WAT | 47 | 0.375 | 154414.304 | 555887.0473 | 64564.571 | 232430.5962 | Distributed from 923 Generation And Fuel | 1930
18168 | 2022 | NY | St Johns Riverside Hospital | 62051 | EG650 |  | SB | IC | DFO | 0.7 | 0 | 2.333 | 8.3987 | 0 | 0 | Distributed from 923 Generation And Fuel | 2000
18169 | 2022 | NY | St Johns Riverside Hospital | 62051 | EG750 |  | SB | IC | DFO | 0.8 | 0 | 2.667 | 9.6011 | 0 | 0 | Distributed from 923 Generation And Fuel | 1968
18170 | 2022 | NY | St. Johns Episcopal Hospital | 62450 | CT205 |  | SB | IC | DFO | 0.2 | 0.002 | 3.667 | 13.2011 | 0 | 0 | Distributed from 923 Generation And Fuel | 2010
18171 | 2022 | NY | St. Johns Episcopal Hospital | 62450 | F1040 |  | SB | IC | DFO | 1 | 0.002 | 18.333 | 65.9983 | 0 | 0 | Distributed from 923 Generation And Fuel | 1995
18172 | 2022 | NY | St. Joseph Hospital | 62452 | CT250 |  | SB | IC | DFO | 0.3 | 0.001 | 3 | 10.7999 | 0 | 0 | Distributed from 923 Generation And Fuel | 1960
18173 | 2022 | NY | St. Joseph Hospital | 62452 | CT750 |  | SB | IC | DFO | 0.8 | 0.001 | 8 | 28.7998 | 0 | 0 | Distributed from 923 Generation And Fuel | 1978
18174 | 2022 | NY | St. Lawrence University - Sutton | 61579 | SUT01 |  | OP | PV | SUN | 2 | 0.135 | 2365 | 8513.9319 | 1202 | 4327.1654 | Distributed from 923 Generation And Fuel | 2018
18175 | 2022 | NY | St. Luke's Cornwall Hospital | 63546 | GEN1 |  | SB | IC | DFO | 1.5 |  | GENYRONL: 2010
18176 | 2022 | NY | St. Luke's Cornwall Hospital | 63546 | GEN2 |  | SB | IC | DFO | 0.2 |  | GENYRONL: 2010
18177 | 2022 | NY | St. Luke's Cornwall Hospital | 63546 | GEN3 |  | SB | IC | DFO | 1.5 |  | GENYRONL: 2010
18178 | 2022 | NY | St. Mary's Hospital For Children | 63669 | CHP |  | OP | IC | NG | 0.3 | 0.006 | 16.435 | 59.1655 | 7.304 | 26.2942 | Distributed from 923 Generation And Fuel | 2020
18179 | 2022 | NY | St. Mary's Hospital For Children | 63669 | CU1 |  | SB | IC | DFO | 0.5 | 0.006 | 27.391 | 98.6068 | 12.174 | 43.826 | Distributed from 923 Generation And Fuel | 2018
18180 | 2022 | NY | St. Mary's Hospital For Children | 63669 | CU2 |  | SB | IC | DFO | 1.5 | 0.006 | 82.174 | 295.824 | 36.522 | 131.4781 | Distributed from 923 Generation And Fuel | 2011
18181 | 2022 | NY | Stanford | 66483 | SNFRD |  | OP | PV | SUN | 5 | 0.215 | 9436 | 33969.3282 | 4797 | 17269.0618 | Distributed from 923 Generation And Fuel | 2021
18182 | 2022 | NY | Stark | 2613 | 1 |  | OP | HY | WAT | 26 | 0.419 | 95463 | 343664.0507 | 39916 | 143696.4504 | Distributed from 923 Generation And Fuel | 1957
18183 | 2022 | NY | State Highway 17B Solar | 66231 | 10988 |  | OP | PV | SUN | 4.4 | 0.165 | 6350 | 22859.8171 | 3228 | 11620.707 | Distributed from 923 Generation And Fuel | 2021
18184 | 2022 | NY | State Route 14A Solar | 66230 | 10997 |  | OP | PV | SUN | 5 | 0.153 | 6689 | 24080.2074 | 3400 | 12239.9021 | Distributed from 923 Generation And Fuel | 2021
18185 | 2022 | NY | Steel Sun | 59705 | SSUN2 |  | OP | PV | SUN | 2 | 0.278 | 4866 | 17517.4599 | 2773 | 9982.7201 | Distributed from 923 Generation And Fuel | 2016
18186 | 2022 | NY | Steel Sun 2: 2303-III-2 Hamburg Tpke | 62723 | SS22 |  | OP | PV | SUN | 2 | 0.278 | 4874 | 17546.2596 | 2478 | 8920.7286 | Distributed from 923 Generation And Fuel | 2019
18187 | 2022 | NY | Steel Sun 2: 2303-III-4 Hamburg Tpke | 62722 | SS24 |  | OP | PV | SUN | 2 | 0.277 | 4854 | 17474.2602 | 2468 | 8884.7289 | Distributed from 923 Generation And Fuel | 2019
18188 | 2022 | NY | Steel Sun 2: 2303-III-9 Hamburg Tpke | 62721 | SS29 |  | OP | PV | SUN | 2 | 0.278 | 4864 | 17510.2599 | 2473 | 8902.7288 | Distributed from 923 Generation And Fuel | 2019
18189 | 2022 | NY | Steel Winds II | 57078 | 1 |  | OP | WT | WND | 15 | 0.509 | 66911 | 240877.673 | 20320 | 73151.4148 | Distributed from 923 Generation And Fuel | 2012
18190 | 2022 | NY | Steel Winds Wind Farm | 56575 | 1 |  | OP | WT | WND | 20 | 0.254 | 44473 | 160101.5192 | 13506 | 48621.211 | Distributed from 923 Generation And Fuel | 2007
18191 | 2022 | NY | Stephentown Spindle | 57710 | SRS1 |  | OP | FW | MWH | 20 | -0.049 | -8626 | -31053.3516 | -3807 | -13705.0904 | Distributed from 923 Generation And Fuel | 2011
18192 | 2022 | NY | Sterling Power Plant | 50744 | GEN1 |  | OP | CT | NG | 47.7 | 0.006 | 2673 | 9622.723 | 1513 | 5446.7564 | EIA-923 Generator File | 1991
18193 | 2022 | NY | Sterling Power Plant | 50744 | GEN2 | 1 | OP | CA | NG | 16.5 | 0.008 | 1105 | 3977.9682 | 625 | 2249.982 | EIA-923 Generator File | 1991
18194 | 2022 | NY | Sterling Power Plant | 50744 | GEN3 |  | OP | IC | DFO | 1.1 | 0.001 | 12 | 43.1997 | 0 | 0 | Distributed from 923 Generation And Fuel | 1991
18195 | 2022 | NY | Sterlington Greenworks LLC | 59275 | STERG |  | OP | PV | SUN | 1.3 | 0.155 | 1762 | 6343.1493 | 896 | 3225.5742 | Distributed from 923 Generation And Fuel | 2015
18196 | 2022 | NY | Stewarts Bridge | 2614 | 1 |  | OP | HY | WAT | 36 | 0.346 | 109197.818 | 393108.9999 | 45658.286 | 164368.5147 | Distributed from 923 Generation And Fuel | 1952
18197 | 2022 | NY | Stewarts Bridge | 2614 | 2 |  | OP | HY | WAT | 2.5 | 0.346 | 7583.182 | 27299.2368 | 3170.714 | 11414.4791 | Distributed from 923 Generation And Fuel | 2013
18198 | 2022 | NY | Stillwater Hydro Electric Project | 54395 | 1 |  | OP | HY | WAT | 1.7 | 0.429 | 6383 | 22978.6162 | 2669 | 9608.3231 | Distributed from 923 Generation And Fuel | 1993
18199 | 2022 | NY | Stillwater Hydro Electric Project | 54395 | 2 |  | OP | HY | WAT | 1.7 | 0.429 | 6383 | 22978.6162 | 2669 | 9608.3231 | Distributed from 923 Generation And Fuel | 1993
18200 | 2022 | NY | Stillwater Reservoir Hydro | 50513 | GEN1 |  | OP | HY | WAT | 1.8 | 0.405 | 6390 | 23003.816 | 2672 | 9619.123 | Distributed from 923 Generation And Fuel | 1987
18201 | 2022 | NY | Stony Brook Cogen Plant | 54149 | GEN1 |  | OP | GT | NG | 47 | 0.684 | 281817 | 1014533.0837 | 116020 | 417668.6587 | Distributed from 923 Generation And Fuel | 1995
18202 | 2022 | NY | Stony Creek Wind Farm NY | 58088 | 1 |  | OP | WT | WND | 94.4 | 0.284 | 234745 | 845075.2394 | 71290 | 256641.9469 | Distributed from 923 Generation And Fuel | 2013
18203 | 2022 | NY | Strauss CSG | 63108 | 30 |  | OP | PV | SUN | 2 | 0.206 | 3604 | 12974.2962 | 1832 | 6595.1472 | Distributed from 923 Generation And Fuel | 2019
18204 | 2022 | NY | Sturgeon | 2486 | H1 |  | OP | HY | WAT | 4.8 | 0.33 | 13886.333 | 49990.3989 | 5806.333 | 20902.6316 | Distributed from 923 Generation And Fuel | 1924
18205 | 2022 | NY | Sturgeon | 2486 | H2 |  | OP | HY | WAT | 4.8 | 0.33 | 13886.333 | 49990.3989 | 5806.333 | 20902.6316 | Distributed from 923 Generation And Fuel | 1924
18206 | 2022 | NY | Sturgeon | 2486 | H3 |  | OP | HY | WAT | 4.8 | 0.33 | 13886.333 | 49990.3989 | 5806.333 | 20902.6316 | Distributed from 923 Generation And Fuel | 1924
18207 | 2022 | NY | Stuyvesant Falls | 58873 | UNIT1 |  | OP | HY | WAT | 3 | 0.265 | 6966.5 | 25079.1994 | 2913 | 10486.7161 | Distributed from 923 Generation And Fuel | 2012
18208 | 2022 | NY | Stuyvesant Falls | 58873 | UNIT2 |  | OP | HY | WAT | 3 | 0.265 | 6966.5 | 25079.1994 | 2913 | 10486.7161 | Distributed from 923 Generation And Fuel | 2012
18209 | 2022 | NY | Sugar Hill Solar 1 | 66034 | 19826 |  | OP | PV | SUN | 5 | 0.193 | 8453 | 30430.5566 | 4297 | 15469.0762 | Distributed from 923 Generation And Fuel | 2020
18210 | 2022 | NY | Sugar Island | 2616 | 1 |  | OP | HY | WAT | 2 | 0.843 | 14766 | 53157.1747 | 6174 | 22226.2222 | Distributed from 923 Generation And Fuel | 1924
18211 | 2022 | NY | Sugar Island | 2616 | 2 |  | OP | HY | WAT | 2 | 0.843 | 14766 | 53157.1747 | 6174 | 22226.2222 | Distributed from 923 Generation And Fuel | 1924
18212 | 2022 | NY | Sugarhill Road - Solitude Solar CSG | 62788 | X0040 |  | OP | PV | SUN | 4.7 | 0.203 | 8375 | 30149.7588 | 4257 | 15325.0774 | Distributed from 923 Generation And Fuel | 2019
18213 | 2022 | NY | Sullivan County - Adult Care Solar | 60817 | PV1 |  | OP | PV | SUN | 2 | 0.147 | 2572 | 9259.1259 | 1307 | 4705.1624 | Distributed from 923 Generation And Fuel | 2017
18214 | 2022 | NY | Sunlight Beacon | 61922 | BEACO |  | OP | PV | SUN | 2 | 0.212 | 3722 | 13399.0928 | 1892 | 6811.1455 | Distributed from 923 Generation And Fuel | 2018
18215 | 2022 | NY | Sunvestment Energy Group NY 63 LLC | 64421 | DEWIT |  | OP | PV | SUN | 2 | 0.183 | 3209 | 11552.3076 | 1631 | 5871.553 | Distributed from 923 Generation And Fuel | 2020
18216 | 2022 | NY | SUNY Old Westbury College | 58156 | GE |  | OA | IC | NG | 1.8 | 0.047 | 745 | 2681.9785 | 0 | 0 | Distributed from 923 Generation And Fuel | 2007
18217 | 2022 | NY | Sutter Greenworks LLC | 59274 | SUTTG |  | OP | PV | SUN | 5 | 0.188 | 8251 | 29703.3624 | 4194 | 15098.2792 | Distributed from 923 Generation And Fuel | 2015
18218 | 2022 | NY | Svenski Solar (Hybrid) | 66232 | 10894 |  | OP | PV | SUN | 2 | 0.109 | 1915 | 6893.9448 | 1206 | 4341.5653 | Distributed from 923 Generation And Fuel | 2022
18219 | 2022 | NY | Svenski Solar (Hybrid) | 66232 | BAT |  | OP | BA | MWH | 2 | -0.001 | -17 | -61.1995 | -10 | -35.9997 | Distributed from 923 Generation And Fuel | 2022
18220 | 2022 | NY | Swinging Bridge 2 | 2634 | SWI2 |  | OP | HY | WAT | 6.8 | 0.224 | 13367.1 | 48121.175 | 5588.75 | 20119.339 | Distributed from 923 Generation And Fuel | 1939
18221 | 2022 | NY | Swinging Bridge 2 | 2634 | SWI3 |  | OP | HY | WAT | 1.2 | 0.224 | 2358.9 | 8491.9721 | 986.25 | 3550.4716 | Distributed from 923 Generation And Fuel | 2019
18222 | 2022 | NY | SWM Fuel Cell | 63661 | SWM-1 |  | OP | FC | NG | 2.8 | 0.804 | 19718 | 70984.2321 | 9939 | 35780.1138 | Distributed from 923 Generation And Fuel | 2021
18223 | 2022 | NY | SWM Fuel Cell | 63661 | SWM-2 |  | OP | FC | NG | 2.8 | 0.804 | 19718 | 70984.2321 | 9939 | 35780.1138 | Distributed from 923 Generation And Fuel | 2021
18224 | 2022 | NY | SWM Fuel Cell | 63661 | SWM-3 |  | OP | FC | NG | 2.8 | 0.804 | 19718 | 70984.2321 | 9939 | 35780.1138 | Distributed from 923 Generation And Fuel | 2021
18225 | 2022 | NY | Synergy Biogas | 58399 | 1 |  | OA | IC | OBG | 1.4 | 0 | 0 | 0 | 0 | 0 | Distributed from 923 Generation And Fuel | 2011
18226 | 2022 | NY | Talcville | 7583 | 1 |  | OP | HY | WAT | 1 | 0.322 | 2820 | 10151.9188 | 1179.091 | 4244.6936 | Distributed from 923 Generation And Fuel | 1986
18227 | 2022 | NY | Talcville | 7583 | 2 |  | OP | HY | WAT | 0.1 | 0.322 | 282 | 1015.1919 | 117.909 | 424.469 | Distributed from 923 Generation And Fuel | 1986
18228 | 2022 | NY | Tannery Island Power | 50416 | GEN1 |  | OP | HY | WAT | 0.3 | 0.41 | 1077.8 | 3880.049 | 450.6 | 1622.147 | Distributed from 923 Generation And Fuel | 1986
18229 | 2022 | NY | Tannery Island Power | 50416 | GEN2 |  | OP | HY | WAT | 0.3 | 0.41 | 1077.8 | 3880.049 | 450.6 | 1622.147 | Distributed from 923 Generation And Fuel | 1986
18230 | 2022 | NY | Tannery Island Power | 50416 | GEN3 |  | OP | HY | WAT | 0.3 | 0.41 | 1077.8 | 3880.049 | 450.6 | 1622.147 | Distributed from 923 Generation And Fuel | 1986
18231 | 2022 | NY | Tannery Island Power | 50416 | GEN4 |  | OP | HY | WAT | 0.3 | 0.41 | 1077.8 | 3880.049 | 450.6 | 1622.147 | Distributed from 923 Generation And Fuel | 1986
18232 | 2022 | NY | Tannery Island Power | 50416 | GEN5 |  | OP | HY | WAT | 0.3 | 0.41 | 1077.8 | 3880.049 | 450.6 | 1622.147 | Distributed from 923 Generation And Fuel | 1986
18233 | 2022 | NY | Tannery Road Landfill | 60677 | TRSP |  | OP | PV | SUN | 2 | 0.162 | 2835 | 10205.9184 | 1566 | 5637.5549 | Distributed from 923 Generation And Fuel | 2016
18234 | 2022 | NY | Taylorville | 2617 | 1 |  | OP | HY | WAT | 1 | 0.661 | 5792.75 | 20853.7332 | 2422 | 8719.1302 | Distributed from 923 Generation And Fuel | 1913
18235 | 2022 | NY | Taylorville | 2617 | 2 |  | OP | HY | WAT | 1 | 0.661 | 5792.75 | 20853.7332 | 2422 | 8719.1302 | Distributed from 923 Generation And Fuel | 1913
18236 | 2022 | NY | Taylorville | 2617 | 3 |  | OP | HY | WAT | 1 | 0.661 | 5792.75 | 20853.7332 | 2422 | 8719.1302 | Distributed from 923 Generation And Fuel | 1913
18237 | 2022 | NY | Taylorville | 2617 | 4 |  | OP | HY | WAT | 1 | 0.661 | 5792.75 | 20853.7332 | 2422 | 8719.1302 | Distributed from 923 Generation And Fuel | 1927
18238 | 2022 | NY | Telegraph Rd #1 Community Solar Farm | 62496 | 1268 |  | OP | PV | SUN | 3.8 | 0.169 | 5623 | 20242.6381 | 2858 | 10288.7177 | Distributed from 923 Generation And Fuel | 2021
18239 | 2022 | NY | Telegraph Rd #2 Community Solar Farm | 62498 | 1413 |  | OP | PV | SUN | 2 | 0.166 | 2905 | 10457.9163 | 1477 | 5317.1575 | Distributed from 923 Generation And Fuel | 2021
18240 | 2022 | NY | The Allen Hospital | 61568 | EGEN1 |  | SB | IC | DFO | 1 | 0.027 | 234 | 842.3933 | 3 | 10.7999 | Distributed from 923 Generation And Fuel | 2009
18241 | 2022 | NY | The Bank of New York | 62001 | 6087K |  | SB | IC | DFO | 1.2 | 0.001 | 7.167 | 25.801 | 0.167 | 0.6012 | Distributed from 923 Generation And Fuel | 1983
18242 | 2022 | NY | The Bank of New York | 62001 | 6187H |  | SB | IC | DFO | 1.2 | 0.001 | 7.167 | 25.801 | 0.167 | 0.6012 | Distributed from 923 Generation And Fuel | 1983
18243 | 2022 | NY | The Bank of New York | 62001 | 6287P |  | SB | IC | DFO | 1.2 | 0.001 | 7.167 | 25.801 | 0.167 | 0.6012 | Distributed from 923 Generation And Fuel | 1983
18244 | 2022 | NY | The Bank of New York | 62001 | 8587X |  | SB | IC | DFO | 1.2 | 0.001 | 7.167 | 25.801 | 0.167 | 0.6012 | Distributed from 923 Generation And Fuel | 1983
18245 | 2022 | NY | The Bank of New York | 62001 | 8687N |  | SB | IC | DFO | 1.2 | 0.001 | 7.167 | 25.801 | 0.167 | 0.6012 | Distributed from 923 Generation And Fuel | 1983
18246 | 2022 | NY | The Bank of New York | 62001 | 8887H |  | SB | IC | DFO | 1.2 | 0.001 | 7.167 | 25.801 | 0.167 | 0.6012 | Distributed from 923 Generation And Fuel | 1983
18247 | 2022 | NY | Theresa Plant | 10539 | GEN1 |  | OP | HY | WAT | 1 | 0.046 | 400 | 1439.9885 | 166.923 | 600.918 | Distributed from 923 Generation And Fuel | 1929
18248 | 2022 | NY | Theresa Plant | 10539 | GEN2 |  | OP | HY | WAT | 0.3 | 0.046 | 120 | 431.9965 | 50.077 | 180.2758 | Distributed from 923 Generation And Fuel | 1927
18249 | 2022 | NY | Ticonderoga Mill | 54099 | GEN1 | 2 | OP | ST | NG | 42.1 | 0.538 | 198262.27 | 713738.4621 | 64446.138 | 232004.2408 | EIA-923 Generator File | 1970
18250 | 2022 | NY | Time Warner Cable - Knowles | 60904 | PV1 |  | OP | PV | SUN | 2 | 0.168 | 2950 | 10619.915 | 1500 | 5399.9568 | Distributed from 923 Generation And Fuel | 2018
18251 | 2022 | NY | Time Warner Cable Enterprises - Martino | 61577 | MRT01 |  | OP | PV | SUN | 2 | 0.175 | 3061 | 11019.5118 | 1556 | 5601.5552 | Distributed from 923 Generation And Fuel | 2018
18252 | 2022 | NY | Tioga Solar North(CSG) | 64561 | TSN |  | OP | PV | SUN | 5 | 0.14 | 6137 | 22093.0233 | 3120 | 11231.9101 | Distributed from 923 Generation And Fuel | 2021
18253 | 2022 | NY | Tioga Solar South(CSG) | 64560 | TSS |  | OP | PV | SUN | 5 | 0.14 | 6137 | 22093.0233 | 3120 | 11231.9101 | Distributed from 923 Generation And Fuel | 2021
18254 | 2022 | NY | Tompkins Cortland Community College | 60431 | TC3 |  | OP | PV | SUN | 2 | 0.084 | 1466 | 5277.5578 | 745 | 2681.9785 | Distributed from 923 Generation And Fuel | 2015
18255 | 2022 | NY | Town of Halfmoon | 60115 | PV1 |  | OP | PV | SUN | 1 | 0.179 | 1571 | 5655.5548 | 799 | 2876.377 | Distributed from 923 Generation And Fuel | 2017
18256 | 2022 | NY | Town of Williamson Landfill PV | 59613 | TWLL |  | OP | PV | SUN | 1.2 | 0.16 | 1682 | 6055.1516 | 1036 | 3729.5702 | Distributed from 923 Generation And Fuel | 2014
18257 | 2022 | NY | Townline Community Solar | 64724 | TWNLN |  | OP | PV | SUN | 5 | 0.134 | 5877 | 21157.0307 | 3139 | 11300.3096 | Distributed from 923 Generation And Fuel | 2022
18258 | 2022 | NY | Townsend Road(CSG) | 64127 | PODNQ |  | OP | PV | SUN | 3.7 | 0.191 | 6200 | 22319.8214 | 3152 | 11347.1092 | Distributed from 923 Generation And Fuel | 2021
18259 | 2022 | NY | Trenton Falls | 2619 | 5 |  | OP | HY | WAT | 6.8 | 0.743 | 44257.753 | 159326.6362 | 18505.315 | 66618.6011 | Distributed from 923 Generation And Fuel | 1919
18260 | 2022 | NY | Trenton Falls | 2619 | 6 |  | OP | HY | WAT | 6.4 | 0.743 | 41654.356 | 149954.482 | 17416.767 | 62699.8596 | Distributed from 923 Generation And Fuel | 1919
18261 | 2022 | NY | Trenton Falls | 2619 | 7 |  | OP | HY | WAT | 8.7 | 0.743 | 56623.89 | 203844.3732 | 23675.918 | 85232.6229 | Distributed from 923 Generation And Fuel | 1919
18262 | 2022 | NY | Troupsburg | 64525 | TB1 |  | OP | PV | SUN | 7 | 0.136 | 8364 | 30110.1591 | 4252 | 15307.0775 | Distributed from 923 Generation And Fuel | 2020
18263 | 2022 | NY | Turner Rd Community Solar Project | 62160 | 300 |  | OP | PV | SUN | 2 | 0.182 | 3192 | 11491.1081 | 1623 | 5842.7533 | Distributed from 923 Generation And Fuel | 2019
18264 | 2022 | NY | Ulster County Solar | 62777 | ULSTE |  | OP | PV | SUN | 1.4 | 0.176 | 2156 | 7761.5379 | 1096 | 3945.5684 | Distributed from 923 Generation And Fuel | 2018
18265 | 2022 | NY | Underhill | 63751 | UND |  | OP | PV | SUN | 2 | 0.2 | 3512 | 12643.0989 | 1785 | 6425.9486 | Distributed from 923 Generation And Fuel | 2019
18266 | 2022 | NY | Union Falls | 50176 | GEN1 |  | OP | HY | WAT | 1.3 | 0.498 | 5671.5 | 20417.2367 | 2371.5 | 8537.3317 | Distributed from 923 Generation And Fuel | 1987
18267 | 2022 | NY | Union Falls | 50176 | GEN2 |  | OP | HY | WAT | 1.3 | 0.498 | 5671.5 | 20417.2367 | 2371.5 | 8537.3317 | Distributed from 923 Generation And Fuel | 1987
18268 | 2022 | NY | Union Springs 40 | 65624 | US40 |  | OP | PV | SUN | 5 | 0.194 | 8519 | 30668.1547 | 4549 | 16376.269 | Distributed from 923 Generation And Fuel | 2022
18269 | 2022 | NY | Union Springs 963 | 65625 | US963 |  | OP | PV | SUN | 5 | 0.139 | 6093 | 21934.6245 | 3097 | 11149.1108 | Distributed from 923 Generation And Fuel | 2022
18270 | 2022 | NY | Union Vale | 66481 | UVALE |  | OP | PV | SUN | 1.7 | 0.187 | 2788 | 10036.7197 | 1417 | 5101.1592 | Distributed from 923 Generation And Fuel | 2021
18271 | 2022 | NY | Unionville Hydro Project 2499 NY | 50269 | HY1 |  | OP | HY | WAT | 3 | 0.52 | 13677 | 49236.8061 | 5719 | 20588.2353 | Distributed from 923 Generation And Fuel | 1984
18272 | 2022 | NY | University of Rochester | 58157 | HP | 1 | OP | ST | NG | 18.2 | 0.227 | 36179 | 130243.3581 | 17635 | 63485.4921 | EIA-923 Generator File | 2005
18273 | 2022 | NY | University of Rochester | 58157 | LP | 4 | OP | ST | NG | 7.2 | 0.212 | 13341 | 48027.2158 | 5789 | 20840.2333 | EIA-923 Generator File | 2005
18274 | 2022 | NY | Upper Beaver Falls Project | 10490 | 1G |  | OP | HY | WAT | 1.5 | 0.626 | 8221 | 29595.3632 | 3437 | 12373.101 | Distributed from 923 Generation And Fuel | 1985
18275 | 2022 | NY | Upper Mechanicville | 625 | 1 |  | OP | HY | WAT | 8.2 | 0.289 | 20766.5 | 74758.8019 | 8683 | 31258.5499 | Distributed from 923 Generation And Fuel | 1983
18276 | 2022 | NY | Upper Mechanicville | 625 | 2 |  | OP | HY | WAT | 8.2 | 0.289 | 20766.5 | 74758.8019 | 8683 | 31258.5499 | Distributed from 923 Generation And Fuel | 1983
18277 | 2022 | NY | Upper Newton Falls | 58679 | 2 |  | OP | HY | WAT | 0.6 | 0.49 | 2574.4 | 9267.7659 | 1076.4 | 3875.009 | Distributed from 923 Generation And Fuel | 1927
18278 | 2022 | NY | Upper Newton Falls | 58679 | 3 |  | OP | HY | WAT | 0.6 | 0.49 | 2574.4 | 9267.7659 | 1076.4 | 3875.009 | Distributed from 923 Generation And Fuel | 1927
18279 | 2022 | NY | Upper Newton Falls | 58679 | 4 |  | OP | HY | WAT | 0.3 | 0.49 | 1287.2 | 4633.8829 | 538.2 | 1937.5045 | Distributed from 923 Generation And Fuel | 1927
18280 | 2022 | NY | US Gypsum Oakfield | 50203 | GEN1 |  | OP | GT | NG | 5.8 | 0.537 | 27297 | 98268.4139 | 13759 | 49532.0037 | Distributed from 923 Generation And Fuel | 1986
18281 | 2022 | NY | Valley Falls Hydroelectric Facility | 50034 | GEN1 |  | OP | HY | WAT | 2.5 | 0.266 | 5826 | 20973.4322 | 2436 | 8769.5298 | Distributed from 923 Generation And Fuel | 1985
18282 | 2022 | NY | Van Epps Solar | 66207 | VEPSO |  | OP | PV | SUN | 5 | 0.014 | 619 | 2228.3822 | 315 | 1133.9909 | Distributed from 923 Generation And Fuel | 2021
18283 | 2022 | NY | Varick | 2621 | 2 |  | OP | HY | WAT | 2 | 0.225 | 3949.25 | 14217.1863 | 1651.25 | 5944.4524 | Distributed from 923 Generation And Fuel | 1926
18284 | 2022 | NY | Varick | 2621 | 3 |  | OP | HY | WAT | 2 | 0.225 | 3949.25 | 14217.1863 | 1651.25 | 5944.4524 | Distributed from 923 Generation And Fuel | 1926
18285 | 2022 | NY | Varick | 2621 | 4 |  | OP | HY | WAT | 2 | 0.225 | 3949.25 | 14217.1863 | 1651.25 | 5944.4524 | Distributed from 923 Generation And Fuel | 1926
18286 | 2022 | NY | Varick | 2621 | 5 |  | OP | HY | WAT | 2 | 0.225 | 3949.25 | 14217.1863 | 1651.25 | 5944.4524 | Distributed from 923 Generation And Fuel | 1926
18287 | 2022 | NY | Vassar Brothers Medical Center | 63550 | AR-01 |  | SB | IC | DFO | 0.3 |  | GENYRONL: 1998
18288 | 2022 | NY | Vassar Brothers Medical Center | 63550 | CO-14 |  | SB | IC | DFO | 0.3 |  | GENYRONL: 2000
18289 | 2022 | NY | Vassar Brothers Medical Center | 63550 | FP-01 |  | SB | IC | DFO | 0.1 |  | GENYRONL: 2000
18290 | 2022 | NY | Vassar Brothers Medical Center | 63550 | HS-01 |  | SB | IC | DFO | 0.4 |  | GENYRONL: 2000
18291 | 2022 | NY | Vassar Brothers Medical Center | 63550 | MB-01 |  | SB | IC | DFO | 0.6 |  | GENYRONL: 2012
18292 | 2022 | NY | Vassar Brothers Medical Center | 63550 | MM-01 |  | SB | IC | DFO | 0.4 |  | GENYRONL: 2000
18293 | 2022 | NY | Vassar Brothers Medical Center | 63550 | PG-01 |  | SB | IC | DFO | 0.2 |  | GENYRONL: 2012
18294 | 2022 | NY | Vassar Brothers Medical Center | 63550 | SC-67 |  | SB | IC | DFO | 0.3 |  | GENYRONL: 2006
18295 | 2022 | NY | Vassar Brothers Medical Center | 63550 | SO-01 |  | SB | IC | DFO | 0.8 |  | GENYRONL: 2000
18296 | 2022 | NY | Vassar Brothers Medical Center | 63550 | WW-01 |  | SB | IC | DFO | 0.6 |  | GENYRONL: 1998
18297 | 2022 | NY | Vernon Boulevard | 7909 | VG02 |  | OP | GT | NG | 47 | 0.149 | 61501 | 221401.8288 | 41483 | 149337.6053 | Distributed from 923 Generation And Fuel | 2001
18298 | 2022 | NY | Vernon Boulevard | 7909 | VG03 |  | OP | GT | NG | 47 | 0.149 | 61501 | 221401.8288 | 41483 | 149337.6053 | Distributed from 923 Generation And Fuel | 2001
18299 | 2022 | NY | Victory Mills | 10902 | GEN1 |  | OP | HY | WAT | 1.7 | 0.266 | 3967 | 14281.0858 | 1659 | 5972.3522 | Distributed from 923 Generation And Fuel | 1986
18300 | 2022 | NY | Villa Roma Rd #1 | 62525 | 40 |  | OP | PV | SUN | 2 | 0.176 | 3076 | 11073.5114 | 1564 | 5630.355 | Distributed from 923 Generation And Fuel | 2020
18301 | 2022 | NY | Villa Roma Rd #2 | 62526 | 41 |  | OP | PV | SUN | 2 | 0.168 | 2948 | 10612.7151 | 1499 | 5396.3568 | Distributed from 923 Generation And Fuel | 2020
18302 | 2022 | NY | Villa Roma Rd #3 CSG | 62527 | 390 |  | OP | PV | SUN | 2 | 0.124 | 2172 | 7819.1374 | 1104 | 3974.3682 | Distributed from 923 Generation And Fuel | 2019
18303 | 2022 | NY | Villa Roma Rd #4 CSG | 62528 | 391 |  | OP | PV | SUN | 2 | 0.152 | 2667 | 9601.1232 | 1356 | 4881.5609 | Distributed from 923 Generation And Fuel | 2019
18304 | 2022 | NY | Vischer Ferry | 2686 | 1 |  | OP | HY | WAT | 2.8 | 0.475 | 11646.793 | 41928.1194 | 4869.828 | 17531.2406 | Distributed from 923 Generation And Fuel | 1924
18305 | 2022 | NY | Vischer Ferry | 2686 | 2 |  | OP | HY | WAT | 2.8 | 0.475 | 11646.793 | 41928.1194 | 4869.828 | 17531.2406 | Distributed from 923 Generation And Fuel | 1924
18306 | 2022 | NY | Vischer Ferry | 2686 | 3 |  | OP | HY | WAT | 3 | 0.475 | 12478.707 | 44922.9858 | 5217.672 | 18783.4689 | Distributed from 923 Generation And Fuel | 1991
18307 | 2022 | NY | Vischer Ferry | 2686 | 4 |  | OP | HY | WAT | 3 | 0.475 | 12478.707 | 44922.9858 | 5217.672 | 18783.4689 | Distributed from 923 Generation And Fuel | 1991
18308 | 2022 | NY | Volney II | 64453 | VOLES |  | OP | BA | MWH | 3 | 0 | -1 | -3.6 | 0 | 0 | Distributed from 923 Generation And Fuel | 2021
18309 | 2022 | NY | Volney II | 64453 | VOLNE |  | OP | PV | SUN | 1.5 | 0.356 | 4681 | 16851.4652 | 2380 | 8567.9315 | Distributed from 923 Generation And Fuel | 2021
18310 | 2022 | NY | Vulcraft Solar | 60365 | VULC |  | OP | PV | SUN | 1.6 | 0.122 | 1716 | 6177.5506 | 872 | 3139.1749 | Distributed from 923 Generation And Fuel | 2013
18311 | 2022 | NY | Wading River Facility | 7146 | GT1 |  | OP | GT | DFO | 52.9 | 0.001 | 634.8 | 2285.2617 | 8.138 | 29.2966 | Distributed from 923 Generation And Fuel | 1971
18312 | 2022 | NY | Wading River Facility | 7146 | GT2 |  | OP | GT | DFO | 18.6 | 0.001 | 223.2 | 803.5136 | 2.862 | 10.3031 | Distributed from 923 Generation And Fuel | 1966
18313 | 2022 | NY | Wading River Facility | 7146 | 02 |  | OP | GT | DFO | 79.5 | 0.01 | 6771 | 24375.405 | 2787 | 10033.1197 | Distributed from 923 Generation And Fuel | 1989
18314 | 2022 | NY | Wading River Facility | 7146 | 03 |  | OP | GT | DFO | 79.5 | 0.01 | 6771 | 24375.405 | 2787 | 10033.1197 | Distributed from 923 Generation And Fuel | 1989
18315 | 2022 | NY | Wading River Facility | 7146 | 1 |  | OP | GT | DFO | 79.5 | 0.01 | 6771 | 24375.405 | 2787 | 10033.1197 | Distributed from 923 Generation And Fuel | 1989
18316 | 2022 | NY | Walden | 10848 | GEN1 |  | OP | HY | WAT | 1.2 | 0.055 | 582.5 | 2096.9832 | 243.5 | 876.593 | Distributed from 923 Generation And Fuel | 1986
18317 | 2022 | NY | Walden | 10848 | GEN2 |  | OP | HY | WAT | 0.8 | 0.055 | 388.333 | 1397.9876 | 162.333 | 584.3941 | Distributed from 923 Generation And Fuel | 1986
18318 | 2022 | NY | Walden | 10848 | GEN3 |  | OP | HY | WAT | 0.4 | 0.055 | 194.167 | 698.9956 | 81.167 | 292.1989 | Distributed from 923 Generation And Fuel | 1986
18319 | 2022 | NY | Walden NY 1 | 63855 | 8175E |  | OP | PV | SUN | 2 | 0.162 | 2842 | 10231.1182 | 1445 | 5201.9584 | Distributed from 923 Generation And Fuel | 2020
18320 | 2022 | NY | Wappinger 9D Solar | 64041 | 4683 |  | OP | PV | SUN | 2 | 0.147 | 2578 | 9280.7258 | 1311 | 4719.5622 | Distributed from 923 Generation And Fuel | 2019
18321 | 2022 | NY | Wappinger Falls Hydroelectric | 54573 | 1 |  | OP | HY | WAT | 1 | 0.408 | 3573 | 12862.6971 | 1494 | 5378.357 | Distributed from 923 Generation And Fuel | 1988
18322 | 2022 | NY | Wappinger Falls Hydroelectric | 54573 | 2 |  | SB | HY | WAT | 1 | 0.408 | 3573 | 12862.6971 | 1494 | 5378.357 | Distributed from 923 Generation And Fuel | 1988
18323 | 2022 | NY | Warrensburg Hydroelectric | 10218 | HY1 |  | OP | HY | WAT | 2.9 | 0.359 | 9128 | 32860.5371 | 3817 | 13741.0901 | Distributed from 923 Generation And Fuel | 1988
18324 | 2022 | NY | Washington Avenue Solar, LLC | 65487 | WASH |  | OP | PV | SUN | 4.6 | 0.102 | 4116 | 14817.4815 | 2092 | 7531.1398 | Distributed from 923 Generation And Fuel | 2020
18325 | 2022 | NY | Washington St Community Solar Farm #1 | 62472 | 617 |  | OP | PV | SUN | 2.2 | 0.162 | 3125 | 11249.91 | 1589 | 5720.3542 | Distributed from 923 Generation And Fuel | 2020
18326 | 2022 | NY | Washington St Community Solar Farm #3 | 62473 | 1035 |  | OP | PV | SUN | 2.5 | 0.103 | 2266 | 8157.5347 | 1152 | 4147.1668 | Distributed from 923 Generation And Fuel | 2020
18327 | 2022 | NY | Washington St Community Solar Farm #4 | 62471 | 1034 |  | OP | PV | SUN | 2.5 | 0.179 | 3920 | 14111.8871 | 1993 | 7174.7426 | Distributed from 923 Generation And Fuel | 2020
18328 | 2022 | NY | Washingtonville(CSG) | 64562 | WAS |  | OP | PV | SUN | 2 | 0.118 | 2073 | 7462.7403 | 1054 | 3794.3696 | Distributed from 923 Generation And Fuel | 2021
18329 | 2022 | NY | Waste Management Madison County LFGTE | 57021 | GEN1 |  | RE | IC | LFG | 1.6 | 0 | 0 | 0 | 0 | 0 | Distributed from 923 Generation And Fuel | 2009 | 2022
18330 | 2022 | NY | Watchtower Educational Center | 55619 | GEN1 |  | SB | IC | NG | 0.7 |  | GENYRONL: 1996
18331 | 2022 | NY | Watchtower Educational Center | 55619 | GEN2 |  | SB | IC | DFO | 0.7 |  | GENYRONL: 1993
18332 | 2022 | NY | Watchtower Educational Center | 55619 | GEN3 |  | SB | IC | NG | 0.7 |  | GENYRONL: 2000
18333 | 2022 | NY | Waterloo Hydroelectric Project | 61642 | 10 |  | OP | HY | WAT | 0.5 | 0.235 | 1030.667 | 3710.3715 | 431 | 1551.5876 | Distributed from 923 Generation And Fuel | 1915
18334 | 2022 | NY | Waterloo Hydroelectric Project | 61642 | 11 |  | OP | HY | WAT | 0.5 | 0.235 | 1030.667 | 3710.3715 | 431 | 1551.5876 | Distributed from 923 Generation And Fuel | 1915
18335 | 2022 | NY | Waterloo Hydroelectric Project | 61642 | 12 |  | OP | HY | WAT | 0.5 | 0.235 | 1030.667 | 3710.3715 | 431 | 1551.5876 | Distributed from 923 Generation And Fuel | 1915
18336 | 2022 | NY | Waterport | 2623 | 1 |  | OP | HY | WAT | 2 | 0.356 | 6235 | 22445.8204 | 2607 | 9385.1249 | Distributed from 923 Generation And Fuel | 1921
18337 | 2022 | NY | Waterport | 2623 | 2 |  | OP | HY | WAT | 2 | 0.356 | 6235 | 22445.8204 | 2607 | 9385.1249 | Distributed from 923 Generation And Fuel | 1921
18338 | 2022 | NY | Watertown | 2700 | 1 |  | OP | HY | WAT | 2.7 | 0.32 | 7568.333 | 27245.7808 | 3164.667 | 11392.7101 | Distributed from 923 Generation And Fuel | 1924
18339 | 2022 | NY | Watertown | 2700 | 2 |  | OP | HY | WAT | 2.7 | 0.32 | 7568.333 | 27245.7808 | 3164.667 | 11392.7101 | Distributed from 923 Generation And Fuel | 1924
18340 | 2022 | NY | Watertown | 2700 | 3 |  | OP | HY | WAT | 2.7 | 0.32 | 7568.333 | 27245.7808 | 3164.667 | 11392.7101 | Distributed from 923 Generation And Fuel | 1924
18341 | 2022 | NY | West Babylon | 2521 | 4 |  | SB | GT | DFO | 52.4 |  | GENYRONL: 1971
18342 | 2022 | NY | West Coxsackie | 2487 | GT1 |  | OP | GT | NG | 21.3 | 0.021 | 3944 | 14198.2864 | 1128 | 4060.7675 | Distributed from 923 Generation And Fuel | 1969
18343 | 2022 | NY | West Creek Solar | 66233 | 10995 |  | OP | PV | SUN | 5 | 0.205 | 8984 | 32342.1413 | 4567 | 16441.0685 | Distributed from 923 Generation And Fuel | 2021
18344 | 2022 | NY | West Delaware Tunnel Plant | 51033 | GEN1 |  | OP | HY | WAT | 7.5 | 0.307 | 20151 | 72543.0197 | 8426 | 30333.3573 | Distributed from 923 Generation And Fuel | 1988
18345 | 2022 | NY | West End Dam Hydroelectric Project | 50759 | GEN1 |  | OP | HY | WAT | 2.2 | 0.447 | 8617 | 31020.9518 | 3603 | 12970.6962 | Distributed from 923 Generation And Fuel | 1985
18346 | 2022 | NY | West End Dam Hydroelectric Project | 50759 | GEN2 |  | OP | HY | WAT | 2.2 | 0.447 | 8617 | 31020.9518 | 3603 | 12970.6962 | Distributed from 923 Generation And Fuel | 1985
18347 | 2022 | NY | West Valley East | 62738 | WVE |  | OP | PV | SUN | 5 | 0.048 | 2089 | 7520.3398 | 0 | 0 | Distributed from 923 Generation And Fuel | 2022 | 2057
18348 | 2022 | NY | West Valley Solar | 66065 | WVS1 |  | OP | PV | SUN | 5 | 0.065 | 2840 | 10223.9182 | 1907.5 | 6866.9451 | Distributed from 923 Generation And Fuel | 2022
18349 | 2022 | NY | West Valley Solar | 66065 | WVS2 |  | OP | PV | SUN | 5 | 0.065 | 2840 | 10223.9182 | 1907.5 | 6866.9451 | Distributed from 923 Generation And Fuel | 2022
18350 | 2022 | NY | West Valley West | 62737 | WVW |  | OP | PV | SUN | 5 | 0.048 | 2100 | 7559.9395 | 0 | 0 | Distributed from 923 Generation And Fuel | 2022 | 2057
18351 | 2022 | NY | Westchester County Medical Center | 62270 | CAT04 |  | SB | IC | DFO | 0.7 | 0 | 2.726 | 9.8135 | 0 | 0 | Distributed from 923 Generation And Fuel | 2000
18352 | 2022 | NY | Westchester County Medical Center | 62270 | CAT2C |  | SB | IC | DFO | 1.5 | 0 | 5.842 | 21.031 | 0 | 0 | Distributed from 923 Generation And Fuel | 2019
18353 | 2022 | NY | Westchester County Medical Center | 62270 | CATH1 |  | SB | IC | DFO | 1.3 | 0 | 5.063 | 18.2267 | 0 | 0 | Distributed from 923 Generation And Fuel | 2002
18354 | 2022 | NY | Westchester County Medical Center | 62270 | CATH2 |  | SB | IC | DFO | 1.3 | 0 | 5.063 | 18.2267 | 0 | 0 | Distributed from 923 Generation And Fuel | 2002
18355 | 2022 | NY | Westchester County Medical Center | 62270 | CATN1 |  | SB | IC | DFO | 0.7 | 0 | 2.726 | 9.8135 | 0 | 0 | Distributed from 923 Generation And Fuel | 1974
18356 | 2022 | NY | Westchester County Medical Center | 62270 | CATN2 |  | SB | IC | DFO | 0.7 | 0 | 2.726 | 9.8135 | 0 | 0 | Distributed from 923 Generation And Fuel | 1974
18357 | 2022 | NY | Westchester County Medical Center | 62270 | CATN3 |  | SB | IC | DFO | 0.7 | 0 | 2.726 | 9.8135 | 0 | 0 | Distributed from 923 Generation And Fuel | 1996
18358 | 2022 | NY | Westchester County Medical Center | 62270 | CATR3 |  | SB | IC | DFO | 0.6 | 0 | 2.337 | 8.4131 | 0 | 0 | Distributed from 923 Generation And Fuel | 2013
18359 | 2022 | NY | Westchester County Medical Center | 62270 | CATR4 |  | SB | IC | DFO | 0.3 | 0 | 1.168 | 4.2048 | 0 | 0 | Distributed from 923 Generation And Fuel | 1980
18360 | 2022 | NY | Westchester County Medical Center | 62270 | CUM37 |  | SB | IC | DFO | 0.4 | 0 | 1.558 | 5.6088 | 0 | 0 | Distributed from 923 Generation And Fuel | 2000
18361 | 2022 | NY | Westchester County Medical Center | 62270 | DT080 |  | SB | IC | DFO | 0.5 | 0 | 1.947 | 7.0091 | 0 | 0 | Distributed from 923 Generation And Fuel | 2002
18362 | 2022 | NY | Westchester County Medical Center | 62270 | DT250 |  | SB | IC | DFO | 0.3 | 0 | 1.168 | 4.2048 | 0 | 0 | Distributed from 923 Generation And Fuel | 2000
18363 | 2022 | NY | Westchester County Medical Center | 62270 | DT500 |  | SB | IC | DFO | 0.5 | 0 | 1.947 | 7.0091 | 0 | 0 | Distributed from 923 Generation And Fuel | 2000
18364 | 2022 | NY | Westerlo NY 1 | 63858 | 8175A |  | OP | PV | SUN | 2 | 0.194 | 3406 | 12261.5019 | 1731 | 6231.5501 | Distributed from 923 Generation And Fuel | 2020
18365 | 2022 | NY | Westtown CSG | 62764 | WT |  | OP | PV | SUN | 2 | 0.195 | 3425 | 12329.9014 | 1741 | 6267.5499 | Distributed from 923 Generation And Fuel | 2019
18366 | 2022 | NY | Westtown NY 2 | 63856 | 8175D |  | OP | PV | SUN | 2 | 0.19 | 3328 | 11980.7042 | 1692 | 6091.1513 | Distributed from 923 Generation And Fuel | 2020
18367 | 2022 | NY | Wethersfield | 56902 | 1 |  | OP | WT | WND | 126 | 0.176 | 193907 | 698059.6155 | 58888 | 211995.104 | Distributed from 923 Generation And Fuel | 2009
18368 | 2022 | NY | Wethersfield Wind Farm | 55368 | V47 |  | OP | WT | WND | 6.6 | 0 | 0 | 0 | 0 | 0 | Distributed from 923 Generation And Fuel | 2000
18369 | 2022 | NY | Wheatland 2A Solar | 66234 | 10971 |  | OP | PV | SUN | 4.5 | 0.193 | 7621 | 27435.3805 | 3874 | 13946.2884 | Distributed from 923 Generation And Fuel | 2021
18370 | 2022 | NY | Wheatland 2B Solar | 66235 | 10961 |  | OP | PV | SUN | 4.5 | 0.195 | 7684 | 27662.1787 | 3906 | 14061.4875 | Distributed from 923 Generation And Fuel | 2021
18371 | 2022 | NY | Wheelabrator Hudson Falls | 10503 | GEN1 | 2 | OP | ST | MSW | 14.4 | 0.523 | 66032 | 237713.2983 | 26808 | 96508.0279 | EIA-923 Generator File | 1991
18372 | 2022 | NY | Wheelabrator Westchester | 50882 | GEN1 | 3 | OP | ST | MSW | 59.7 | 0.703 | 367438 | 1322766.2179 | 160233 | 576834.1853 | EIA-923 Generator File | 1984
18373 | 2022 | NY | White Plains Hospital Medical Center | 64440 | EGEN3 |  | SB | IC | DFO | 1.2 |  | GENYRONL: 2017
18374 | 2022 | NY | White Plains Hospital Medical Center | 64440 | ENG1A |  | SB | IC | DFO | 0.5 |  | GENYRONL: 2022
18375 | 2022 | NY | White Plains Hospital Medical Center | 64440 | ENGN2 |  | SB | IC | DFO | 0.5 |  | GENYRONL: 2010
18376 | 2022 | NY | White Plains Hospital Medical Center | 64440 | ENGN4 |  | SB | IC | DFO | 0.8 |  | GENYRONL: 1996
18377 | 2022 | NY | White Plains Hospital Medical Center | 64440 | ENGN5 |  | SB | IC | DFO | 0.4 |  | GENYRONL: 2015
18378 | 2022 | NY | White Plains Hospital Medical Center | 64440 | ENGN6 |  | SB | IC | DFO | 1 |  | GENYRONL: 2021
18379 | 2022 | NY | White Plains Hospital Medical Center | 64440 | ENGN7 |  | SB | IC | DFO | 1.8 |  | GENYRONL: 2022
18380 | 2022 | NY | Whittier | 63408 | 300 |  | OP | PV | SUN | 2 | 0.149 | 2608 | 9388.7249 | 1326 | 4773.5618 | Distributed from 923 Generation And Fuel | 2019
18381 | 2022 | NY | Wildflower Way Solar | 66236 | 10982 |  | OP | PV | SUN | 5 | 0.202 | 8867 | 31920.9446 | 4508 | 16228.6702 | Distributed from 923 Generation And Fuel | 2021
18382 | 2022 | NY | William Floyd School District | 58167 | GEN1 |  | OP | IC | NG | 1.3 | 0.114 | 1302.333 | 4688.3613 | 656.333 | 2362.7799 | Distributed from 923 Generation And Fuel | 2004
18383 | 2022 | NY | William Floyd School District | 58167 | GEN2 |  | OP | IC | NG | 1.3 | 0.114 | 1302.333 | 4688.3613 | 656.333 | 2362.7799 | Distributed from 923 Generation And Fuel | 2004
18384 | 2022 | NY | William Floyd School District | 58167 | GEN3 |  | SB | IC | DFO | 1.3 | 0.114 | 1302.333 | 4688.3613 | 656.333 | 2362.7799 | Distributed from 923 Generation And Fuel | 2004
18385 | 2022 | NY | Williams Rd | 64725 | WLMRD |  | OP | PV | SUN | 4 | 0.185 | 6467 | 23281.0138 | 3288 | 11836.7053 | Distributed from 923 Generation And Fuel | 2021
18386 | 2022 | NY | Williamson | 63409 | 100 |  | OP | PV | SUN | 2 | 0.103 | 1810 | 6515.9479 | 920 | 3311.9735 | Distributed from 923 Generation And Fuel | 2019
18387 | 2022 | NY | Wiscoy 170 | 2646 | 1 |  | OS | HY | WAT | 0.6 |  | GENYRONL: 1922
18388 | 2022 | NY | Wiscoy 170 | 2646 | 2 |  | OS | HY | WAT | 0.4 |  | GENYRONL: 1922
18389 | 2022 | NY | Woodhull Hospital | 61567 | EGEN1 |  | SB | IC | DFO | 1.5 | 0.002 | 24.375 | 87.7493 | 0.375 | 1.35 | Distributed from 923 Generation And Fuel | 1972
18390 | 2022 | NY | Woodhull Hospital | 61567 | EGEN2 |  | SB | IC | DFO | 1.5 | 0.002 | 24.375 | 87.7493 | 0.375 | 1.35 | Distributed from 923 Generation And Fuel | 1972
18391 | 2022 | NY | Woodhull Hospital | 61567 | EGEN3 |  | SB | IC | DFO | 2 | 0.002 | 32.5 | 116.9991 | 0.5 | 1.8 | Distributed from 923 Generation And Fuel | 2001
18392 | 2022 | NY | Woodhull Hospital | 61567 | EGEN4 |  | SB | IC | DFO | 2 | 0.002 | 32.5 | 116.9991 | 0.5 | 1.8 | Distributed from 923 Generation And Fuel | 2001
18393 | 2022 | NY | Woodhull Hospital | 61567 | EGEN5 |  | SB | IC | DFO | 1 | 0.002 | 16.25 | 58.4995 | 0.25 | 0.89999 | Distributed from 923 Generation And Fuel | 2001
18394 | 2022 | NY | Woodoak Drive Community Solar Farm CSG | 62479 | 175 |  | OP | PV | SUN | 2 | 0.187 | 3274 | 11786.3057 | 1664 | 5990.3521 | Distributed from 923 Generation And Fuel | 2019
18395 | 2022 | NY | Wyckoff Heights Medical Center | 63644 | CT800 |  | SB | IC | DFO | 0.8 |  | GENYRONL: 1994
18396 | 2022 | NY | Wyckoff Heights Medical Center | 63644 | KT800 |  | SB | IC | DFO | 0.8 |  | GENYRONL: 1986
18397 | 2022 | NY | Yaleville | 2624 | 1 |  | OP | HY | WAT | 1 | 0.21 | 1840 | 6623.947 | 769.5 | 2770.1778 | Distributed from 923 Generation And Fuel | 1940
18398 | 2022 | NY | Yaleville | 2624 | 2 |  | OP | HY | WAT | 1 | 0.21 | 1840 | 6623.947 | 769.5 | 2770.1778 | Distributed from 923 Generation And Fuel | 1940
18399 | 2022 | NY | Yellow Mills Rd #1 Community Solar Farm | 62517 | 1142 |  | OP | PV | SUN | 2.3 | 0.002 | 37 | 133.1989 | 0 | 0 | Distributed from 923 Generation And Fuel | 2022
18400 | 2022 | NY | Yellow Mills Rd #2 Community Solar Farm | 62518 | 1181 |  | OP | PV | SUN | 2.3 | 0.002 | 36 | 129.599 | 0 | 0 | Distributed from 923 Generation And Fuel | 2022
18401 | 2022 | NY | Yellow Mills Rd #3 Community Solar Farm | 62519 | 1244 |  | OP | PV | SUN | 2.3 | 0.001 | 24 | 86.3993 | 0 | 0 | Distributed from 923 Generation And Fuel | 2022
18402 | 2022 | OH | Akron Recycle Energy Plant | 54265 | 1 |  | RE | ST | NG | 2 |  | GENYRONL: 1979; GENYRRET: 2022
18403 | 2022 | OH | Akron Recycle Energy Plant | 54265 | 2 |  | RE | ST | NG | 2 |  | GENYRONL: 1979; GENYRRET: 2022
18404 | 2022 | OH | Akron WRF | 58980 | 2G-1 |  | OP | IC | OBG | 0.6 | 0.467 | 2452.667 | 8829.5306 | 946 | 3405.5728 | Distributed from 923 Generation And Fuel | 2014
18405 | 2022 | OH | Akron WRF | 58980 | 2G-2 |  | OP | IC | OBG | 0.6 | 0.467 | 2452.667 | 8829.5306 | 946 | 3405.5728 | Distributed from 923 Generation And Fuel | 2014
18406 | 2022 | OH | Akron WRF | 58980 | 2G-3 |  | OP | IC | OBG | 0.6 | 0.467 | 2452.667 | 8829.5306 | 946 | 3405.5728 | Distributed from 923 Generation And Fuel | 2014
18407 | 2022 | OH | AMP Napoleon Solar Facility | 58082 | NSF1 |  | OP | PV | SUN | 3.5 | 0.153 | 4676 | 16833.4653 | 2716 | 9777.5218 | Distributed from 923 Generation And Fuel | 2012
18408 | 2022 | OH | Anadarko | 2945 | 10 |  | SB | IC | DFO | 1.2 | 0.001 | 8.615 | 31.0138 | 3.385 | 12.1859 | Distributed from 923 Generation And Fuel | 1983
18409 | 2022 | OH | Anadarko | 2945 | 11 |  | SB | IC | DFO | 1.2 | 0.001 | 8.615 | 31.0138 | 3.385 | 12.1859 | Distributed from 923 Generation And Fuel | 1983
18410 | 2022 | OH | Anadarko | 2945 | 6 |  | SB | IC | DFO | 0.6 | 0.001 | 4.308 | 15.5087 | 1.692 | 6.0912 | Distributed from 923 Generation And Fuel | 1949
18411 | 2022 | OH | Anadarko | 2945 | 7 |  | SB | IC | DFO | 1.2 | 0.001 | 8.615 | 31.0138 | 3.385 | 12.1859 | Distributed from 923 Generation And Fuel | 1957
18412 | 2022 | OH | Anadarko | 2945 | 8 |  | SB | IC | DFO | 1.5 | 0.001 | 10.769 | 38.7681 | 4.231 | 15.2315 | Distributed from 923 Generation And Fuel | 1965
18413 | 2022 | OH | Anadarko | 2945 | 9 |  | SB | IC | DFO | 2.1 | 0.001 | 15.077 | 54.2768 | 5.923 | 21.3226 | Distributed from 923 Generation And Fuel | 1971
18414 | 2022 | OH | Anthony Wayne Solar #1 | 59489 | AWS1 |  | OP | PV | SUN | 1.7 | 0.109 | 1617 | 5821.1534 | 939 | 3380.373 | Distributed from 923 Generation And Fuel | 2014
18415 | 2022 | OH | Arcanum | 2902 | 1 |  | RE | IC | DFO | 0.7 | 0 | 0 | 0 | 0 | 0 | Distributed from 923 Generation And Fuel | 1951 | 2022
18416 | 2022 | OH | Arcanum | 2902 | 2 |  | RE | IC | DFO | 0.5 | 0 | 0 | 0 | 0 | 0 | Distributed from 923 Generation And Fuel | 1946 | 2022
18417 | 2022 | OH | Arcanum Peaking | 7781 | 1 |  | OP | IC | DFO | 1.8 | 0.002 | 29 | 104.3992 | 12 | 43.1997 | Distributed from 923 Generation And Fuel | 1999
18418 | 2022 | OH | Arcelormittal Cleveland Inc | 10398 | GEN3 | 4 | OP | ST | BFG | 10 | 0 | 0 | 0 | 0 | 0 | EIA-923 Generator File | 1965 | 2023
18419 | 2022 | OH | Arcelormittal Cleveland Inc | 10398 | GEN5 | 4 | OP | ST | BFG | 10 | 0.224 | 19601 | 70563.0355 | 6697 | 24109.0071 | EIA-923 Generator File | 1965 | 2023
18420 | 2022 | OH | Arcelormittal Cleveland Inc | 10398 | GENA | 4 | OP | ST | BFG | 15 | 0 | 0 | 0 | 0 | 0 | Distributed from 923 Generation And Fuel | 1950 | 2023
18421 | 2022 | OH | Arcelormittal Cleveland Inc | 10398 | GENB | 4 | OP | ST | BFG | 10 | 0.199 | 17399 | 62635.8989 | 1018 | 3664.7707 | EIA-923 Generator File | 1965
18422 | 2022 | OH | Arcelormittal Cleveland Inc | 10398 | GENC | 4 | OP | ST | BFG | 22 | 0.402 | 77393 | 278612.5711 | 19697 | 70908.6327 | EIA-923 Generator File | 2010
18423 | 2022 | OH | Arcelormittal Cleveland Inc | 10398 | GENG | 4 | OP | ST | BFG | 70 | 0 | 0 | 0 | 0 | 0 | Distributed from 923 Generation And Fuel | 2022
18424 | 2022 | OH | Ashtabula | 55990 | 1 |  | OP | CT | NG | 4.9 | 0.296 | 12712 | 45762.8339 | 7613 | 27406.5807 | EIA-923 Generator File | 2001
18425 | 2022 | OH | Ashtabula | 55990 | 2 |  | OP | CT | NG | 4.9 | 0.852 | 36584 | 131701.3464 | 15209 | 54751.962 | EIA-923 Generator File | 2001
18426 | 2022 | OH | Ashtabula | 55990 | 3 |  | OP | CT | NG | 4.9 | 0.854 | 36660 | 131974.9442 | 14884 | 53581.9713 | EIA-923 Generator File | 2001
18427 | 2022 | OH | Ashtabula | 55990 | 4 |  | OP | CT | NG | 4.9 | 0.867 | 37213 | 133965.7283 | 15415 | 55493.5561 | EIA-923 Generator File | 2001
18428 | 2022 | OH | Ashtabula | 55990 | 5 |  | OP | CT | NG | 4.9 | 0.852 | 36585 | 131704.9464 | 15349 | 55255.958 | EIA-923 Generator File | 2001
18429 | 2022 | OH | Ashtabula | 55990 | 6 | 5 | OP | CA | NG | 0.8 | 0.204 | 1427 | 5137.1589 | 740 | 2663.9787 | EIA-923 Generator File | 2001
18430 | 2022 | OH | Ashtabula | 55990 | 7 | 5 | OP | CA | NG | 0.8 | 0.077 | 537 | 1933.1845 | 106 | 381.5969 | EIA-923 Generator File | 2001
18431 | 2022 | OH | Auglaize Hydro | 7657 | 1 |  | OP | HY | WAT | 0.7 | 0.268 | 1644.806 | 5921.2542 | 695.333 | 2503.1788 | Distributed from 923 Generation And Fuel | 1986
18432 | 2022 | OH | Auglaize Hydro | 7657 | 2A |  | OP | HY | WAT | 0.9 | 0.268 | 2114.75 | 7613.0391 | 894 | 3218.3743 | Distributed from 923 Generation And Fuel | 2004
18433 | 2022 | OH | Auglaize Hydro | 7657 | 3A |  | OP | HY | WAT | 0.9 | 0.268 | 2114.75 | 7613.0391 | 894 | 3218.3743 | Distributed from 923 Generation And Fuel | 2004
18434 | 2022 | OH | Auglaize Hydro | 7657 | 4 |  | OP | HY | WAT | 0.5 | 0.268 | 1174.861 | 4229.4658 | 496.667 | 1787.9869 | Distributed from 923 Generation And Fuel | 1987
18435 | 2022 | OH | Auglaize Hydro | 7657 | 5 |  | OP | HY | WAT | 0.5 | 0.268 | 1174.861 | 4229.4658 | 496.667 | 1787.9869 | Distributed from 923 Generation And Fuel | 1988
18436 | 2022 | OH | Auglaize Hydro | 7657 | 6 |  | OP | HY | WAT | 0.1 | 0.268 | 234.972 | 845.8924 | 99.333 | 357.5959 | Distributed from 923 Generation And Fuel | 2004
18437 | 2022 | OH | Avon Lake | 2836 | 10 |  | RE | GT | DFO | 32.1 | 0.004 | 1040 | 3743.97 | 0 | 0 | Distributed from 923 Generation And Fuel | 1968 | 2022
18438 | 2022 | OH | Avon Lake | 2836 | 9 | 1 | RE | ST | BIT | 680 | 0.082 | 489117 | 1760807.1135 | 0 | 0 | EIA-923 Generator File | 1970 | 2022
18439 | 2022 | OH | Battery Utility of Ohio | 58475 | BOU |  | OA | BA | MWH | 4 | 0 | -7 | -25.1998 | 0 | 0 | Distributed from 923 Generation And Fuel | 2014
18440 | 2022 | OH | Bay View Backup Power Facility | 58269 | G1 |  | SB | IC | DFO | 2 | 0.001 | 15.333 | 55.1984 | 6.167 | 22.201 | Distributed from 923 Generation And Fuel | 2007
18441 | 2022 | OH | Bay View Backup Power Facility | 58269 | G2 |  | SB | IC | NG | 2 | 0.001 | 15.333 | 55.1984 | 6.167 | 22.201 | Distributed from 923 Generation And Fuel | 2007
18442 | 2022 | OH | Bay View Backup Power Facility | 58269 | G3 |  | SB | IC | NG | 2 | 0.001 | 15.333 | 55.1984 | 6.167 | 22.201 | Distributed from 923 Generation And Fuel | 2007
18443 | 2022 | OH | Bay View Backup Power Facility | 58269 | G4 |  | SB | IC | NG | 2 | 0.001 | 15.333 | 55.1984 | 6.167 | 22.201 | Distributed from 923 Generation And Fuel | 2007
18444 | 2022 | OH | Bay View Backup Power Facility | 58269 | G5 |  | SB | IC | NG | 2 | 0.001 | 15.333 | 55.1984 | 6.167 | 22.201 | Distributed from 923 Generation And Fuel | 2007
18445 | 2022 | OH | Bay View Backup Power Facility | 58269 | G6 |  | SB | IC | NG | 2 | 0.001 | 15.333 | 55.1984 | 6.167 | 22.201 | Distributed from 923 Generation And Fuel | 2007
18446 | 2022 | OH | Bay View Cogeneration Facility | 58263 | GTG |  | OS | GT | LFG | 5.5 |  | GENYRONL: 2010
18447 | 2022 | OH | Bay View Cogeneration Facility | 58263 | STG |  | OS | ST | LFG | 6.5 |  | GENYRONL: 2011
18448 | 2022 | OH | Blue Creek Wind Project | 57449 | 1 |  | OP | WT | WND | 302 | 0.325 | 859532 | 3094290.4457 | 232344 | 836431.7085 | Distributed from 923 Generation And Fuel | 2011
18449 | 2022 | OH | Bowling Green Generating Station | 55262 | CT1 |  | OP | GT | NG | 33 | 0.003 | 972 | 3499.172 | 416.667 | 1499.9892 | Distributed from 923 Generation And Fuel | 2000
18450 | 2022 | OH | Bowling Green Generating Station | 55262 | CT2 |  | OP | GT | NG | 16.5 | 0.003 | 486 | 1749.586 | 208.333 | 749.9928 | Distributed from 923 Generation And Fuel | 2000
18451 | 2022 | OH | Bowling Green Peaking | 7783 | 1 |  | OP | GT | NG | 32 | 0.003 | 961 | 3459.5723 | 945 | 3401.9728 | Distributed from 923 Generation And Fuel | 2000
18452 | 2022 | OH | Bowling Green Wind | 56226 | 1 |  | OP | WT | WND | 1.8 | 0.081 | 1277 | 4597.1632 | 349.25 | 1257.2899 | Distributed from 923 Generation And Fuel | 2004
18453 | 2022 | OH | Bowling Green Wind | 56226 | 2 |  | OP | WT | WND | 1.8 | 0.081 | 1277 | 4597.1632 | 349.25 | 1257.2899 | Distributed from 923 Generation And Fuel | 2003
18454 | 2022 | OH | Bowling Green Wind | 56226 | 3 |  | OP | WT | WND | 1.8 | 0.081 | 1277 | 4597.1632 | 349.25 | 1257.2899 | Distributed from 923 Generation And Fuel | 2003
18455 | 2022 | OH | Bowling Green Wind | 56226 | 4 |  | OP | WT | WND | 1.8 | 0.081 | 1277 | 4597.1632 | 349.25 | 1257.2899 | Distributed from 923 Generation And Fuel | 2004
18456 | 2022 | OH | Broshco Fabricated Products | 59373 | 1 |  | OP | GT | NG | 1.2 | 0.06 | 627.574 | 2259.2483 | 297.191 | 1069.879 | Distributed from 923 Generation And Fuel | 2001
18457 | 2022 | OH | Broshco Fabricated Products | 59373 | 2 |  | OP | GT | NG | 1.2 | 0.06 | 627.574 | 2259.2483 | 297.191 | 1069.879 | Distributed from 923 Generation And Fuel | 2001
18458 | 2022 | OH | Broshco Fabricated Products | 59373 | 3 |  | OP | GT | NG | 1.2 | 0.06 | 627.574 | 2259.2483 | 297.191 | 1069.879 | Distributed from 923 Generation And Fuel | 2001
18459 | 2022 | OH | Broshco Fabricated Products | 59373 | 4 |  | OP | GT | NG | 1.1 | 0.06 | 575.277 | 2070.9806 | 272.426 | 980.7258 | Distributed from 923 Generation And Fuel | 2005
18460 | 2022 | OH | Brown County LFGTE Power Station | 61145 | GM01 |  | OP | IC | LFG | 1.6 | 0.593 | 8309 | 29912.1607 | 3399.333 | 12237.5009 | Distributed from 923 Generation And Fuel | 2017
18461 | 2022 | OH | Brown County LFGTE Power Station | 61145 | GM02 |  | OP | IC | LFG | 1.6 | 0.593 | 8309 | 29912.1607 | 3399.333 | 12237.5009 | Distributed from 923 Generation And Fuel | 2017
18462 | 2022 | OH | Brown County LFGTE Power Station | 61145 | GM03 |  | OP | IC | LFG | 1.6 | 0.593 | 8309 | 29912.1607 | 3399.333 | 12237.5009 | Distributed from 923 Generation And Fuel | 2017
18463 | 2022 | OH | Bryan (OH) | 2903 | 1 |  | OP | GT | NG | 15.8 | 0.008 | 1116.734 | 4020.2102 | 479.152 | 1724.9334 | Distributed from 923 Generation And Fuel | 1970
18464 | 2022 | OH | Bryan (OH) | 2903 | 2 |  | OP | GT | NG | 16 | 0.008 | 1130.87 | 4071.0994 | 485.217 | 1746.7672 | Distributed from 923 Generation And Fuel | 1988
18465 | 2022 | OH | Bryan (OH) | 2903 | 5 |  | OP | IC | DFO | 2.5 | 0.007 | 155 | 557.9955 | 62 | 223.1982 | Distributed from 923 Generation And Fuel | 1948
18466 | 2022 | OH | Bryan (OH) | 2903 | 6 |  | OP | GT | NG | 5 | 0.008 | 353.397 | 1272.219 | 151.63 | 545.8636 | Distributed from 923 Generation And Fuel | 1963
18467 | 2022 | OH | Bryan Peaking | 7779 | 1 |  | OP | IC | DFO | 1.8 | 0.006 | 93 | 334.7973 | 37 | 133.1989 | Distributed from 923 Generation And Fuel | 1999
18468 | 2022 | OH | Bryan Peaking | 7779 | 2 |  | OP | IC | DFO | 1.8 | 0.006 | 93 | 334.7973 | 37 | 133.1989 | Distributed from 923 Generation And Fuel | 1999
18469 | 2022 | OH | Bryan Peaking | 7779 | 3 |  | OP | IC | DFO | 1.8 | 0.006 | 93 | 334.7973 | 37 | 133.1989 | Distributed from 923 Generation And Fuel | 1999
18470 | 2022 | OH | Bryan Peaking | 7779 | 4 |  | OP | IC | DFO | 1.8 | 0.006 | 93 | 334.7973 | 37 | 133.1989 | Distributed from 923 Generation And Fuel | 1999
18471 | 2022 | OH | Bryan Peaking | 7779 | 5 |  | OP | IC | DFO | 1.8 | 0.006 | 93 | 334.7973 | 37 | 133.1989 | Distributed from 923 Generation And Fuel | 1999
18472 | 2022 | OH | Bryan Peaking | 7779 | 6 |  | OP | IC | DFO | 1.8 | 0.006 | 93 | 334.7973 | 37 | 133.1989 | Distributed from 923 Generation And Fuel | 1999
18473 | 2022 | OH | Bryan Solar Field | 58381 | 1 |  | OP | PV | SUN | 2.1 | 0.14 | 2579 | 9284.3257 | 1498 | 5392.7569 | Distributed from 923 Generation And Fuel | 2012
18474 | 2022 | OH | Carbon Limestone | 56868 | 1 |  | RE | IC | LFG | 1.4 | 0.3 | 3680.688 | 13250.3708 | 1684.32 | 6063.5035 | Distributed from 923 Generation And Fuel | 2001 | 2022
18475 | 2022 | OH | Carbon Limestone | 56868 | 10 |  | RE | IC | LFG | 1.4 | 0.3 | 3680.688 | 13250.3708 | 1684.32 | 6063.5035 | Distributed from 923 Generation And Fuel | 2001 | 2022
18476 | 2022 | OH | Carbon Limestone | 56868 | 11 |  | RE | IC | LFG | 1.4 | 0.3 | 3680.688 | 13250.3708 | 1684.32 | 6063.5035 | Distributed from 923 Generation And Fuel | 2001 | 2022
18477 | 2022 | OH | Carbon Limestone | 56868 | 12 |  | RE | IC | LFG | 1.4 | 0.3 | 3680.688 | 13250.3708 | 1684.32 | 6063.5035 | Distributed from 923 Generation And Fuel | 2003 | 2022
18478 | 2022 | OH | Carbon Limestone | 56868 | 13 |  | RE | IC | LFG | 1.4 | 0.3 | 3680.688 | 13250.3708 | 1684.32 | 6063.5035 | Distributed from 923 Generation And Fuel | 2003 | 2022
18479 | 2022 | OH | Carbon Limestone | 56868 | 14 |  | RE | IC | LFG | 1.4 | 0.3 | 3680.688 | 13250.3708 | 1684.32 | 6063.5035 | Distributed from 923 Generation And Fuel | 2006 | 2022
18480 | 2022 | OH | Carbon Limestone | 56868 | 15 |  | RE | IC | LFG | 1.4 | 0.3 | 3680.688 | 13250.3708 | 1684.32 | 6063.5035 | Distributed from 923 Generation And Fuel | 2011 | 2022
18481 | 2022 | OH | Carbon Limestone | 56868 | 16 |  | RE | IC | LFG | 1.4 | 0.3 | 3680.688 | 13250.3708 | 1684.32 | 6063.5035 | Distributed from 923 Generation And Fuel | 2011 | 2022
18482 | 2022 | OH | Carbon Limestone | 56868 | 17 |  | RE | IC | LFG | 1.6 | 0.3 | 4206.5 | 15143.2789 | 1924.938 | 6929.7214 | Distributed from 923 Generation And Fuel | 2012 | 2022
18483 | 2022 | OH | Carbon Limestone | 56868 | 18 |  | RE | IC | LFG | 1.6 | 0.3 | 4206.5 | 15143.2789 | 1924.938 | 6929.7214 | Distributed from 923 Generation And Fuel | 2012 | 2022
18484 | 2022 | OH | Carbon Limestone | 56868 | 2 |  | RE | IC | LFG | 1.4 | 0.3 | 3680.688 | 13250.3708 | 1684.32 | 6063.5035 | Distributed from 923 Generation And Fuel | 2001 | 2022
18485 | 2022 | OH | Carbon Limestone | 56868 | 3 |  | RE | IC | LFG | 1.4 | 0.3 | 3680.688 | 13250.3708 | 1684.32 | 6063.5035 | Distributed from 923 Generation And Fuel | 2001 | 2022
18486 | 2022 | OH | Carbon Limestone | 56868 | 4 |  | RE | IC | LFG | 1.4 | 0.3 | 3680.688 | 13250.3708 | 1684.32 | 6063.5035 | Distributed from 923 Generation And Fuel | 2001 | 2022
18487 | 2022 | OH | Carbon Limestone | 56868 | 5 |  | RE | IC | LFG | 1.4 | 0.3 | 3680.688 | 13250.3708 | 1684.32 | 6063.5035 | Distributed from 923 Generation And Fuel | 2001 | 2022
18488 | 2022 | OH | Carbon Limestone | 56868 | 6 |  | RE | IC | LFG | 1.4 | 0.3 | 3680.688 | 13250.3708 | 1684.32 | 6063.5035 | Distributed from 923 Generation And Fuel | 2001 | 2022
18489 | 2022 | OH | Carbon Limestone | 56868 | 7 |  | RE | IC | LFG | 1.4 | 0.3 | 3680.688 | 13250.3708 | 1684.32 | 6063.5035 | Distributed from 923 Generation And Fuel | 2001 | 2022
18490 | 2022 | OH | Carbon Limestone | 56868 | 8 |  | RE | IC | LFG | 1.4 | 0.3 | 3680.688 | 13250.3708 | 1684.32 | 6063.5035 | Distributed from 923 Generation And Fuel | 2001 | 2022
18491 | 2022 | OH | Carbon Limestone | 56868 | 9 |  | RE | IC | LFG | 1.4 | 0.3 | 3680.688 | 13250.3708 | 1684.32 | 6063.5035 | Distributed from 923 Generation And Fuel | 2001 | 2022
18492 | 2022 | OH | Cardinal | 2828 | 1 | 1 | OP | ST | BIT | 615.2 | 0.7 | 3770521 | 13573767.0099 | 1526265 | 5494510.0439 | EIA-923 Generator File | 1967
18493 | 2022 | OH | Cardinal | 2828 | 2 | 1 | OP | ST | BIT | 615.2 | 0.71 | 3826949 | 13776906.1848 | 1868002 | 6724753.402 | EIA-923 Generator File | 1967
18494 | 2022 | OH | Cardinal | 2828 | 3 | 1 | OP | ST | BIT | 650 | 0.555 | 3158412 | 11370192.2385 | 1314450 | 4731982.1441 | EIA-923 Generator File | 1977 | 2028
18495 | 2022 | OH | Carroll County Energy | 59773 | CGT1 |  | OP | CT | NG | 235.5 | 0.792 | 1634203 | 5883083.7353 | 683003 | 2458791.1297 | EIA-923 Generator File | 2017
18496 | 2022 | OH | Carroll County Energy | 59773 | CGT2 |  | OP | CT | NG | 235.5 | 0.783 | 1615181 | 5814605.0832 | 673846 | 2425826.1934 | EIA-923 Generator File | 2017
18497 | 2022 | OH | Carroll County Energy | 59773 | SGT1 | 2 | OP | CA | NG | 361.3 | 0.658 | 2081139 | 7492040.4637 | 890966 | 3207451.9404 | EIA-923 Generator File | 2017
18498 | 2022 | OH | Celina Solar Project #1, LLC | 58665 | CSP1 |  | OP | PV | SUN | 4 | 0.184 | 6445 | 23201.8144 | 3744 | 13478.2922 | Distributed from 923 Generation And Fuel | 2012
18499 | 2022 | OH | Central Utility Plant Cincinnati | 57908 | CTG1 |  | OP | CT | NG | 11.9 | 0.86 | 89635.76 | 322686.1545 | 42194.03 | 151897.2928 | EIA-923 Generator File | 2004
18500 | 2022 | OH | Central Utility Plant Cincinnati | 57908 | CTG2 |  | OP | CT | NG | 11.9 | 0.89 | 92745.58 | 333881.4169 | 43139.78 | 155301.9656 | EIA-923 Generator File | 2004
18501 | 2022 | OH | Central Utility Plant Cincinnati | 57908 | P005 |  | OP | IC | DFO | 1.9 | 0.008 | 140 | 503.996 | 126 | 453.5964 | Distributed from 923 Generation And Fuel | 2004
18502 | 2022 | OH | Central Utility Plant Cincinnati | 57908 | STG | 2 | OP | CA | NG | 21.5 | 0.127 | 23826.11 | 85773.3098 | 22770.75 | 81974.0442 | EIA-923 Generator File | 2004
18503 | 2022 | OH | Clean Energy Future-Lordstown, LLC | 60376 | CTG1 |  | OP | CT | NG | 311 | 0.734 | 2000076 | 7200215.9983 | 872032 | 3139290.0857 | EIA-923 Generator File | 2018
18504 | 2022 | OH | Clean Energy Future-Lordstown, LLC | 60376 | CTG2 |  | OP | CT | NG | 311 | 0.756 | 2060746 | 7418626.251 | 922668 | 3321578.2274 | EIA-923 Generator File | 2018
18505 | 2022 | OH | Clean Energy Future-Lordstown, LLC | 60376 | STG1 | 2 | OP | CA | NG | 340 | 0.774 | 2305501 | 8299737.2021 | 1037346 | 3734415.7247 | EIA-923 Generator File | 2018
18506 | 2022 | OH | Cleveland Peaking | 7774 | 1 |  | OP | IC | DFO | 1.8 | 0.001 | 11 | 39.5997 | 4.333 | 15.5987 | Distributed from 923 Generation And Fuel | 2000
18507 | 2022 | OH | Cleveland Peaking | 7774 | 2 |  | OP | IC | DFO | 1.8 | 0.001 | 11 | 39.5997 | 4.333 | 15.5987 | Distributed from 923 Generation And Fuel | 2000
18508 | 2022 | OH | Cleveland Peaking | 7774 | 3 |  | OP | IC | DFO | 1.8 | 0.001 | 11 | 39.5997 | 4.333 | 15.5987 | Distributed from 923 Generation And Fuel | 2000
18509 | 2022 | OH | Cleveland Peaking | 7774 | 4 |  | OP | IC | DFO | 1.8 | 0.001 | 11 | 39.5997 | 4.333 | 15.5987 | Distributed from 923 Generation And Fuel | 2000
18510 | 2022 | OH | Cleveland Peaking | 7774 | 5 |  | OP | IC | DFO | 1.8 | 0.001 | 11 | 39.5997 | 4.333 | 15.5987 | Distributed from 923 Generation And Fuel | 2000
18511 | 2022 | OH | Cleveland Peaking | 7774 | 6 |  | OP | IC | DFO | 1.8 | 0.001 | 11 | 39.5997 | 4.333 | 15.5987 | Distributed from 923 Generation And Fuel | 2000
18512 | 2022 | OH | Cleveland Thermal | 61838 | ST1 |  | OP | ST | NG | 0.5 | 0.168 | 738 | 2656.7787 | 291.491 | 1049.3592 | EIA-923 Generator File | 2017
18513 | 2022 | OH | Cleveland Thermal | 61838 | ST2 |  | OP | ST | NG | 0.5 | 0.142 | 621 | 2235.5821 | 291.491 | 1049.3592 | EIA-923 Generator File | 2017
18514 | 2022 | OH | Clevelandcliffs Warren | 54207 | GEN1 | 1 | OP | ST | OG | 3 | 0.457 | 12011 | 43239.2541 | 6292 | 22651.0188 | EIA-923 Generator File | 1934
18515 | 2022 | OH | Clevelandcliffs Warren | 54207 | GEN2 | 1 | OP | ST | OG | 7.5 | 0 | 0 | 0 | 0 | 0 | EIA-923 Generator File | 1940
18516 | 2022 | OH | Clevelandcliffs Warren | 54207 | GEN3 | 1 | OP | ST | OG | 10 | 0.455 | 39871 | 143534.4517 | 14453 | 52030.3838 | EIA-923 Generator File | 1981
18517 | 2022 | OH | Clinton Battery | 60297 | 1 |  | OP | BA | MWH | 10 | -0.035 | -3025 | -10889.9129 | -1316 | -4737.5621 | Distributed from 923 Generation And Fuel | 2016 | 2026
18518 | 2022 | OH | Clyde Peaking Engine | 64157 | CPG |  | OP | IC | NG | 10 | 0.065 | 5671 | 20415.4367 | 2433 | 8758.7299 | Distributed from 923 Generation And Fuel | 2020
18519 | 2022 | OH | Clyde Solar Array | 60923 | PV1 |  | OP | PV | SUN | 2.8 | 0.179 | 4385 | 15785.8737 | 2613 | 9406.7247 | Distributed from 923 Generation And Fuel | 2016
18520 | 2022 | OH | Collinwood | 2906 | 3 |  | OS | GT | DFO | 16 |  | GENYRONL: 1971
18521 | 2022 | OH | Collinwood BioEnergy Facility | 58439 | CBE01 |  | OP | IC | OBG | 1 | 0.302 | 2647 | 9529.1238 | 1083 | 3898.7688 | Distributed from 923 Generation And Fuel | 2011 | 2025
18522 | 2022 | OH | Cooper Farms VW Project | 57570 | WTG |  | OP | WT | WND | 4.5 | 0.356 | 14053 | 50590.3953 | 3844 | 13838.2893 | Distributed from 923 Generation And Fuel | 2012
18523 | 2022 | OH | CU Solar Plant | 58386 | CU |  | OP | PV | SUN | 1.8 | 0.103 | 1626 | 5853.5532 | 945 | 3401.9728 | Distributed from 923 Generation And Fuel | 2013
18524 | 2022 | OH | Cuyahoga County Landfill | 62041 | CCBO1 |  | OP | PV | SUN | 3.7 | 0.134 | 4341 | 15627.475 | 2522 | 9079.1274 | Distributed from 923 Generation And Fuel | 2018
18525 | 2022 | OH | Cuyahoga Falls 1 | 62658 | CF2-1 |  | OP | IC | DFO | 1.8 | 0.004 | 63.375 | 228.1482 | 25.25 | 90.8993 | Distributed from 923 Generation And Fuel | 2020
18526 | 2022 | OH | Cuyahoga Falls 1 | 62658 | CF2-2 |  | OP | IC | DFO | 1.8 | 0.004 | 63.375 | 228.1482 | 25.25 | 90.8993 | Distributed from 923 Generation And Fuel | 2020
18527 | 2022 | OH | Cuyahoga Falls 1 | 62658 | CF2-3 |  | OP | IC | DFO | 1.8 | 0.004 | 63.375 | 228.1482 | 25.25 | 90.8993 | Distributed from 923 Generation And Fuel | 2020
18528 | 2022 | OH | Cuyahoga Falls 1 | 62658 | P001 |  | OP | IC | DFO | 1.5 | 0.004 | 52.812 | 190.1217 | 21.042 | 75.7506 | Distributed from 923 Generation And Fuel | 2018
18529 | 2022 | OH | Cuyahoga Falls 1 | 62658 | P002 |  | OP | IC | DFO | 1.5 | 0.004 | 52.812 | 190.1217 | 21.042 | 75.7506 | Distributed from 923 Generation And Fuel | 2018
18530 | 2022 | OH | Cuyahoga Falls 1 | 62658 | P003 |  | OP | IC | DFO | 1.5 | 0.004 | 52.812 | 190.1217 | 21.042 | 75.7506 | Distributed from 923 Generation And Fuel | 2018
18531 | 2022 | OH | Cuyahoga Falls 1 | 62658 | P004 |  | OP | IC | DFO | 1.5 | 0.004 | 52.812 | 190.1217 | 21.042 | 75.7506 | Distributed from 923 Generation And Fuel | 2018
18532 | 2022 | OH | Cuyahoga Falls 1 | 62658 | P005 |  | OP | IC | DFO | 1.5 | 0.004 | 52.812 | 190.1217 | 21.042 | 75.7506 | Distributed from 923 Generation And Fuel | 2018
18533 | 2022 | OH | Cuyahoga Falls 1 | 62658 | P006 |  | OP | IC | DFO | 1.5 | 0.004 | 52.812 | 190.1217 | 21.042 | 75.7506 | Distributed from 923 Generation And Fuel | 2018
18534 | 2022 | OH | Darby Power, LLC | 55247 | GT1 |  | OP | GT | NG | 94 | 0.07 | 57455.667 | 206838.7465 | 45726.667 | 164614.6843 | Distributed from 923 Generation And Fuel | 2001
18535 | 2022 | OH | Darby Power, LLC | 55247 | GT2 |  | OP | GT | NG | 94 | 0.07 | 57455.667 | 206838.7465 | 45726.667 | 164614.6843 | Distributed from 923 Generation And Fuel | 2001
18536 | 2022 | OH | Darby Power, LLC | 55247 | GT3 |  | OP | GT | NG | 94 | 0.07 | 57455.667 | 206838.7465 | 45726.667 | 164614.6843 | Distributed from 923 Generation And Fuel | 2001
18537 | 2022 | OH | Darby Power, LLC | 55247 | GT4 |  | OP | GT | NG | 94 | 0.07 | 57455.667 | 206838.7465 | 45726.667 | 164614.6843 | Distributed from 923 Generation And Fuel | 2001
18538 | 2022 | OH | Darby Power, LLC | 55247 | GT5 |  | OP | GT | NG | 94 | 0.07 | 57455.667 | 206838.7465 | 45726.667 | 164614.6843 | Distributed from 923 Generation And Fuel | 2002
18539 | 2022 | OH | Darby Power, LLC | 55247 | GT6 |  | OP | GT | NG | 94 | 0.07 | 57455.667 | 206838.7465 | 45726.667 | 164614.6843 | Distributed from 923 Generation And Fuel | 2002
18540 | 2022 | OH | Davis Besse | 6149 | 1 | 1 | OP | ST | NUC | 925.2 | 0.801 | 6492333 | 23372211.8223 | 3306417 | 11903005.976 | Distributed from 923 Generation And Fuel | 1977
18541 | 2022 | OH | Denison Solar Array | 61637 | PV1 |  | OP | PV | SUN | 1.9 | 0.136 | 2262 | 8143.1349 | 1122 | 4039.1677 | Distributed from 923 Generation And Fuel | 2017
18542 | 2022 | OH | DG AMP 1048 Wadsworth | 62942 | A1048 |  | OP | PV | SUN | 6.3 | 0.198 | 10949 | 39416.0847 | 6360 | 22895.8168 | Distributed from 923 Generation And Fuel | 2019
18543 | 2022 | OH | DG AMP Rittman Rd | 62941 | AMPRR |  | OP | PV | SUN | 2.6 | 0.149 | 3389 | 12200.3024 | 1969 | 7088.3433 | Distributed from 923 Generation And Fuel | 2020
18544 | 2022 | OH | DG AMP Solar Bowling Green | 60622 | AMPBG |  | OP | PV | SUN | 20 | 0.232 | 40618 | 146223.6302 | 23594 | 84937.7205 | Distributed from 923 Generation And Fuel | 2017
18545 | 2022 | OH | DG AMP Solar Brewster | 61818 | AMPBR |  | OP | PV | SUN | 1.9 | 0.139 | 2319 | 8348.3332 | 1347 | 4849.1612 | Distributed from 923 Generation And Fuel | 2018
18546 | 2022 | OH | DG AMP Solar Jackson Center | 61438 | AMPJC |  | OP | PV | SUN | 1.6 | 0.205 | 2868 | 10324.7174 | 1666 | 5997.552 | Distributed from 923 Generation And Fuel | 2018
18547 | 2022 | OH | DG AMP Solar Orrville 3 | 61436 | AMPO3 |  | OP | PV | SUN | 2.3 | 0.161 | 3253 | 11710.7063 | 1890 | 6803.9456 | Distributed from 923 Generation And Fuel | 2018
18548 | 2022 | OH | DG AMP Solar Piqua Manier | 62792 | AMPPM |  | OP | PV | SUN | 12.6 | 0.202 | 22346 | 80444.9564 | 12981 | 46731.2262 | Distributed from 923 Generation And Fuel | 2019
18549 | 2022 | OH | DG AMP Solar Piqua Staunton | 61805 | AMPPS |  | OP | PV | SUN | 1.8 | 0.172 | 2715 | 9773.9218 | 1577 | 5677.1546 | Distributed from 923 Generation And Fuel | 2018
18550 | 2022 | OH | DG AMP Solar Versailles | 61437 | AMPVS |  | OP | PV | SUN | 1.8 | 0.174 | 2751 | 9903.5208 | 1598 | 5752.754 | Distributed from 923 Generation And Fuel | 2018
18551 | 2022 | OH | Dicks Creek | 2831 | 1 |  | OP | GT | NG | 100 | 0.008 | 7158.391 | 25770.0014 | 3071.025 | 11055.6016 | Distributed from 923 Generation And Fuel | 1965
18552 | 2022 | OH | Dicks Creek | 2831 | 3 |  | OP | GT | NG | 16.5 | 0.008 | 1181.135 | 4252.052 | 506.719 | 1824.1738 | Distributed from 923 Generation And Fuel | 1969
18553 | 2022 | OH | Dicks Creek | 2831 | 4 |  | OP | GT | NG | 21.3 | 0.008 | 1524.737 | 5489.0093 | 654.128 | 2354.842 | Distributed from 923 Generation And Fuel | 1969
18554 | 2022 | OH | Dicks Creek | 2831 | 5 |  | OP | GT | NG | 21.3 | 0.008 | 1524.737 | 5489.0093 | 654.128 | 2354.842 | Distributed from 923 Generation And Fuel | 1969
18555 | 2022 | OH | Dodge Park Engine No 1 | 56423 | 0007 |  | SB | IC | DFO | 2 | 0 | 4.9 | 17.6399 | 1.952 | 7.0271 | Data from EIA-923 Generator File overwritten with distributed data from EIA-923 Generation and Fuel | 2008
18556 | 2022 | OH | Dover | 2914 | 3 | 1 | SB | ST | BIT | 8 | 0 | 0 | 0 | 0 | 0 | EIA-923 Generator File | 1954
18557 | 2022 | OH | Dover | 2914 | 4 | 1 | OP | ST | BIT | 19.5 | 0.455 | 77738 | 279854.5612 | 36191 | 130286.5577 | EIA-923 Generator File | 1968
18558 | 2022 | OH | Dover | 2914 | 5 |  | OP | IC | DFO | 2.6 | 0 | 0 | 0 | 0 | 0 | Distributed from 923 Generation And Fuel | 1966
18559 | 2022 | OH | Dover | 2914 | 6 |  | OP | GT | NG | 19.5 | 0.002 | 292 | 1051.1916 | 125 | 449.9964 | Distributed from 923 Generation And Fuel | 1992
18560 | 2022 | OH | Dover Peaking | 7777 | 1 |  | OP | IC | DFO | 1.8 | 0.005 | 78.5 | 282.5977 | 31.333 | 112.7979 | Distributed from 923 Generation And Fuel | 1999
18561 | 2022 | OH | Dover Peaking | 7777 | 2 |  | OP | IC | DFO | 1.8 | 0.005 | 78.5 | 282.5977 | 31.333 | 112.7979 | Distributed from 923 Generation And Fuel | 1999
18562 | 2022 | OH | Dover Peaking | 7777 | 3 |  | OP | IC | DFO | 1.8 | 0.005 | 78.5 | 282.5977 | 31.333 | 112.7979 | Distributed from 923 Generation And Fuel | 1999
18563 | 2022 | OH | Dover Peaking | 7777 | 4 |  | OP | IC | DFO | 1.8 | 0.005 | 78.5 | 282.5977 | 31.333 | 112.7979 | Distributed from 923 Generation And Fuel | 1999
18564 | 2022 | OH | Dover Peaking | 7777 | 5 |  | OP | IC | DFO | 1.8 | 0.005 | 78.5 | 282.5977 | 31.333 | 112.7979 | Distributed from 923 Generation And Fuel | 1999
18565 | 2022 | OH | Dover Peaking | 7777 | 6 |  | OP | IC | DFO | 1.8 | 0.005 | 78.5 | 282.5977 | 31.333 | 112.7979 | Distributed from 923 Generation And Fuel | 1999
18566 | 2022 | OH | Dresden Energy Facility | 55350 | 1 |  | OP | CT | NG | 198.9 | 0.813 | 1415936 | 5097328.8214 | 536147 | 1930113.7591 | EIA-923 Generator File | 2012
18567 | 2022 | OH | Dresden Energy Facility | 55350 | 2 |  | OP | CT | NG | 198.9 | 0.815 | 1419401 | 5109802.7216 | 530988 | 1911541.5077 | EIA-923 Generator File | 2012
18568 | 2022 | OH | Dresden Energy Facility | 55350 | 3 | 2 | OP | CA | NG | 280.5 | 0.664 | 1631400 | 5872993.0161 | 657814 | 2368111.4551 | EIA-923 Generator File | 2012
18569 | 2022 | OH | East Campus Utility Plant | 57929 | P007 |  | OP | IC | DFO | 2 | 0.004 | 66 | 237.5981 | 44.333 | 159.5975 | Distributed from 923 Generation And Fuel | 2006
18570 | 2022 | OH | East Campus Utility Plant | 57929 | P008 |  | OP | IC | DFO | 1.5 | 0.004 | 49.5 | 178.1986 | 33.25 | 119.699 | Distributed from 923 Generation And Fuel | 2006
18571 | 2022 | OH | East Campus Utility Plant | 57929 | P058 |  | OP | IC | DFO | 2.5 | 0.004 | 82.5 | 296.9976 | 55.417 | 199.4996 | Distributed from 923 Generation And Fuel | 2022
18572 | 2022 | OH | East Campus Utility Plant | 57929 | STG |  | OS | ST | NG | 1.3 | 0 | 0 | 0 | 0 | 0 | EIA-923 Generator File | 2010
18573 | 2022 | OH | Edgerton | 7874 | 1 |  | OP | IC | DFO | 1.8 | 0.006 | 88 | 316.7975 | 35 | 125.999 | Distributed from 923 Generation And Fuel | 2000
18574 | 2022 | OH | Edgerton | 7874 | 2 |  | OP | IC | DFO | 1.8 | 0.006 | 88 | 316.7975 | 35 | 125.999 | Distributed from 923 Generation And Fuel | 2000
18575 | 2022 | OH | Euclid Farm, Stamco N-54 | 59024 | N-54 |  | OP | WT | WND | 1 | 0.058 | 510 | 1835.9853 | 140 | 503.996 | Distributed from 923 Generation And Fuel | 2012
18576 | 2022 | OH | Findlay Wind Farm | 60015 | WNDW1 |  | OP | WT | WND | 3 | 0.317 | 8321 | 29955.3604 | 2276 | 8193.5345 | Distributed from 923 Generation And Fuel | 2015
18577 | 2022 | OH | FirstEnergy Bay Shore | 2878 | 1 | 1 | OP | ST | PC | 171 | 0.603 | 902576 | 3249247.606 | 337676 | 1215623.875 | EIA-923 Generator File | 1955
18578 | 2022 | OH | FirstEnergy Bay Shore | 2878 | CT |  | OP | GT | DFO | 16 | 0.001 | 103 | 370.797 | 41 | 147.5988 | Distributed from 923 Generation And Fuel | 1967
18579 | 2022 | OH | Fremont Energy Center | 55701 | CA01 | 2 | OP | CA | NG | 358.7 | 0.518 | 1627534 | 5859075.5274 | 776962 | 2797040.8237 | EIA-923 Generator File | 2012
18580 | 2022 | OH | Fremont Energy Center | 55701 | CT01 |  | OP | CT | NG | 190.4 | 0.709 | 1182803 | 4258056.7355 | 496018 | 1785650.5148 | EIA-923 Generator File | 2012
18581 | 2022 | OH | Fremont Energy Center | 55701 | CT02 |  | OP | CT | NG | 190.4 | 0.698 | 1163459 | 4188418.8926 | 492010 | 1771221.8302 | EIA-923 Generator File | 2012
18582 | 2022 | OH | Galion | 7918 | 1 |  | OP | IC | DFO | 1.8 | 0.003 | 54.333 | 195.5972 | 21.667 | 78.0006 | Distributed from 923 Generation And Fuel | 2001
18583 | 2022 | OH | Galion | 7918 | 2 |  | OP | IC | DFO | 1.8 | 0.003 | 54.333 | 195.5972 | 21.667 | 78.0006 | Distributed from 923 Generation And Fuel | 2001
18584 | 2022 | OH | Galion | 7918 | 3 |  | OP | IC | DFO | 1.8 | 0.003 | 54.333 | 195.5972 | 21.667 | 78.0006 | Distributed from 923 Generation And Fuel | 2001
18585 | 2022 | OH | Galion Generating Station | 55263 | CT1 |  | OP | GT | NG | 33 | 0.003 | 1001.333 | 3604.77 | 429.333 | 1545.5864 | Distributed from 923 Generation And Fuel | 2000
18586 | 2022 | OH | Galion Generating Station | 55263 | CT2 |  | OP | GT | NG | 16.5 | 0.003 | 500.667 | 1802.3868 | 214.667 | 772.795 | Distributed from 923 Generation And Fuel | 2000
18587 | 2022 | OH | Gavin Power, LLC | 8102 | 1 | 1 | OP | ST | BIT | 1300 | 0.535 | 6091682 | 21929879.761 | 2170803 | 7814828.2814 | EIA-923 Generator File | 1974
18588 | 2022 | OH | Gavin Power, LLC | 8102 | 2 | 1 | OP | ST | BIT | 1300 | 0.519 | 5910619 | 21278058.1755 | 3512274 | 12644085.2473 | EIA-923 Generator File | 1975
18589 | 2022 | OH | Geneva | 57410 | GEN1 |  | OP | IC | LFG | 0.8 | 0.555 | 3889.4 | 14001.728 | 1591.2 | 5728.2742 | Distributed from 923 Generation And Fuel | 2013
18590 | 2022 | OH | Geneva | 57410 | GEN2 |  | OP | IC | LFG | 0.8 | 0.555 | 3889.4 | 14001.728 | 1591.2 | 5728.2742 | Distributed from 923 Generation And Fuel | 2013
18591 | 2022 | OH | Geneva | 57410 | GEN3 |  | OP | IC | LFG | 0.8 | 0.555 | 3889.4 | 14001.728 | 1591.2 | 5728.2742 | Distributed from 923 Generation And Fuel | 2013
18592 | 2022 | OH | Geneva | 57410 | GEN4 |  | OP | IC | LFG | 0.8 | 0.555 | 3889.4 | 14001.728 | 1591.2 | 5728.2742 | Distributed from 923 Generation And Fuel | 2013
18593 | 2022 | OH | Geneva | 57410 | GEN5 |  | OP | IC | LFG | 0.8 | 0.555 | 3889.4 | 14001.728 | 1591.2 | 5728.2742 | Distributed from 923 Generation And Fuel | 2013
18594 | 2022 | OH | Genoa Diesel Generating Station | 56181 | 1 |  | OP | IC | DFO | 2 | 0.002 | 42.667 | 153.6 | 17 | 61.1995 | Distributed from 923 Generation And Fuel | 2004
18595 | 2022 | OH | Genoa Diesel Generating Station | 56181 | 2 |  | OP | IC | DFO | 2 | 0.002 | 42.667 | 153.6 | 17 | 61.1995 | Distributed from 923 Generation And Fuel | 2004
18596 | 2022 | OH | Genoa Diesel Generating Station | 56181 | 3 |  | OP | IC | DFO | 2 | 0.002 | 42.667 | 153.6 | 17 | 61.1995 | Distributed from 923 Generation And Fuel | 2004
18597 | 2022 | OH | Greenup Hydro | 4258 | 1 |  | OP | HY | WAT | 23.4 | 0.5 | 102554.333 | 369192.6453 | 43358.667 | 156089.9525 | Distributed from 923 Generation And Fuel | 1982
18598 | 2022 | OH | Greenup Hydro | 4258 | 2 |  | OP | HY | WAT | 23.4 | 0.5 | 102554.333 | 369192.6453 | 43358.667 | 156089.9525 | Distributed from 923 Generation And Fuel | 1982
18599 | 2022 | OH | Greenup Hydro | 4258 | 3 |  | OP | HY | WAT | 23.4 | 0.5 | 102554.333 | 369192.6453 | 43358.667 | 156089.9525 | Distributed from 923 Generation And Fuel | 1982
18600 | 2022 | OH | Greenville Electric Generating Station | 55228 | GT1 |  | OP | GT | NG | 59 | 0.097 | 50021.5 | 180075.9594 | 32884.25 | 118382.3529 | Distributed from 923 Generation And Fuel | 2000
18601 | 2022 | OH | Greenville Electric Generating Station | 55228 | GT2 |  | OP | GT | NG | 59 | 0.097 | 50021.5 | 180075.9594 | 32884.25 | 118382.3529 | Distributed from 923 Generation And Fuel | 2000
18602 | 2022 | OH | Greenville Electric Generating Station | 55228 | GT3 |  | OP | GT | NG | 59 | 0.097 | 50021.5 | 180075.9594 | 32884.25 | 118382.3529 | Distributed from 923 Generation And Fuel | 2000
18603 | 2022 | OH | Greenville Electric Generating Station | 55228 | GT4 |  | OP | GT | NG | 59 | 0.097 | 50021.5 | 180075.9594 | 32884.25 | 118382.3529 | Distributed from 923 Generation And Fuel | 2000
18604 | 2022 | OH | Hamilton (OH) | 2917 | GT2 |  | OP | GT | NG | 16.3 | 0.005 | 727 | 2617.1791 | 312 | 1123.191 | Distributed from 923 Generation And Fuel | 1971
18605 | 2022 | OH | Hamilton Hydro | 7807 | 3 |  | OP | HY | WAT | 1.1 | 0.318 | 3068.5 | 11046.5116 | 1297.5 | 4670.9626 | Distributed from 923 Generation And Fuel | 1994
18606 | 2022 | OH | Hamilton Hydro | 7807 | 4 |  | OP | HY | WAT | 1.1 | 0.318 | 3068.5 | 11046.5116 | 1297.5 | 4670.9626 | Distributed from 923 Generation And Fuel | 1994
18607 | 2022 | OH | Hamilton Peaking | 7782 | 1 |  | OP | GT | NG | 32 | 0.004 | 1258 | 4528.7638 | 1091 | 3927.5686 | Distributed from 923 Generation And Fuel | 2000
18608 | 2022 | OH | Hanging Rock Energy Facility | 55736 | 1GT1 |  | OP | CT | NG | 198.9 | 0.856 | 1492202 | 5371884.2249 | 619738 | 2231038.9517 | EIA-923 Generator File | 2003
18609 | 2022 | OH | Hanging Rock Energy Facility | 55736 | 1GT2 |  | OP | CT | NG | 198.9 | 0.85 | 1480172 | 5328576.5714 | 625093 | 2250316.7975 | EIA-923 Generator File | 2003
18610 | 2022 | OH | Hanging Rock Energy Facility | 55736 | 1ST | 2 | OP | CA | NG | 317.1 | 0.73 | 2027929 | 7300485.9961 | 863348 | 3108027.9358 | EIA-923 Generator File | 2003
18611 | 2022 | OH | Hanging Rock Energy Facility | 55736 | 2GT1 |  | OP | CT | NG | 198.9 | 0.851 | 1483374 | 5340103.6792 | 601499 | 2165379.077 | EIA-923 Generator File | 2003
18612 | 2022 | OH | Hanging Rock Energy Facility | 55736 | 2GT2 |  | OP | CT | NG | 198.9 | 0.835 | 1454688 | 5236834.9053 | 590294 | 2125041.3997 | EIA-923 Generator File | 2003
18613 | 2022 | OH | Hanging Rock Energy Facility | 55736 | 2ST | 2 | OP | CA | NG | 317.1 | 0.735 | 2041010 | 7347577.2194 | 828058 | 2980984.9521 | EIA-923 Generator File | 2003
18614 | 2022 | OH | Hardin Solar Energy LLC | 63029 | GEN1 |  | OP | PV | SUN | 150 | 0.236 | 310341 | 1117218.6623 | 180890 | 651198.7904 | Distributed from 923 Generation And Fuel | 2021
18615 | 2022 | OH | Harpster Wind | 60126 | H1 |  | OP | WT | WND | 1.5 | 0.277 | 3641 | 13107.4951 | 929 | 3344.3732 | Distributed from 923 Generation And Fuel | 2016
18616 | 2022 | OH | Haverhill North Cogeneration Facility | 56848 | SCKG1 | 6 | OP | ST | OG | 67 | 0.547 | 320766 | 1154748.362 | 134044 | 482554.5396 | EIA-923 Generator File | 2008
18617 | 2022 | OH | Haviland Plastic Products | 58220 | WTGA |  | OP | WT | WND | 1.5 | 0.342 | 4494 | 16178.2706 | 1229.333 | 4425.5634 | Distributed from 923 Generation And Fuel | 2013
18618 | 2022 | OH | Haviland Plastic Products | 58220 | WTGB |  | OP | WT | WND | 1.5 | 0.342 | 4494 | 16178.2706 | 1229.333 | 4425.5634 | Distributed from 923 Generation And Fuel | 2013
18619 | 2022 | OH | Haviland Plastic Products | 58220 | WTGC |  | OP | WT | WND | 1.5 | 0.342 | 4494 | 16178.2706 | 1229.333 | 4425.5634 | Distributed from 923 Generation And Fuel | 2013
18620 | 2022 | OH | Hillcrest Solar | 62200 | HILLC |  | OP | PV | SUN | 200 | 0.232 | 406880 | 1464756.2819 | 237060 | 853409.1727 | Distributed from 923 Generation And Fuel | 2021
18621 | 2022 | OH | HMV Minster Energy Storage System | 60299 | MIN02 |  | OS | BA | MWH | 7 | 0 | 0 | 0 | 0 | 0 | Distributed from 923 Generation And Fuel | 2016
18622 | 2022 | OH | HMW Minster PV I | 60190 | MIN01 |  | OP | PV | SUN | 3 | 0.321 | 8447 | 30408.9567 | 4907 | 17665.0587 | Distributed from 923 Generation And Fuel | 2015
18623 | 2022 | OH | Hog Creek Wind Project | 61330 | WT1 |  | OP | WT | WND | 66 | 0.372 | 215169 | 774602.2032 | 60246 | 216883.8649 | Distributed from 923 Generation And Fuel | 2017
18624 | 2022 | OH | Jackson Cntr Peaking | 7780 | 1 |  | OP | IC | DFO | 1.8 | 0.004 | 70 | 251.998 | 28 | 100.7992 | Distributed from 923 Generation And Fuel | 1999
18625 | 2022 | OH | KSU Trumbull | 65691 | TRUMB |  | OP | PV | SUN | 1 | 0.183 | 1604 | 5774.3538 | 932 | 3355.1732 | Distributed from 923 Generation And Fuel | 2021
18626 | 2022 | OH | Kyger Creek | 2876 | 1 | 1 | OP | ST | BIT | 217.3 | 0.561 | 1068557 | 3846774.4258 | 439760 | 1583123.335 | EIA-923 Generator File | 1955
18627 | 2022 | OH | Kyger Creek | 2876 | 2 | 1 | OP | ST | BIT | 217.3 | 0.669 | 1274143 | 4586878.105 | 457183 | 1645845.6332 | EIA-923 Generator File | 1955
18628 | 2022 | OH | Kyger Creek | 2876 | 3 | 1 | OP | ST | BIT | 217.3 | 0.565 | 1075410 | 3871445.0284 | 503776 | 1813579.0914 | EIA-923 Generator File | 1955
18629 | 2022 | OH | Kyger Creek | 2876 | 4 | 1 | OP | ST | BIT | 217.3 | 0.424 | 807925 | 2908506.7319 | 530538 | 1909921.5206 | EIA-923 Generator File | 1955
18630 | 2022 | OH | Kyger Creek | 2876 | 5 | 1 | OP | ST | BIT | 217.3 | 0.527 | 1003411 | 3612250.702 | 509799 | 1835261.7179 | EIA-923 Generator File | 1955
18631 | 2022 | OH | LafargeHolcim - Paulding Wind Project | 62752 | L1 |  | OP | WT | WND | 1.5 | 0.33 | 4334.333 | 15603.474 | 1185.667 | 4268.3671 | Distributed from 923 Generation And Fuel | 2020
18632 | 2022 | OH | LafargeHolcim - Paulding Wind Project | 62752 | L2 |  | OP | WT | WND | 1.5 | 0.33 | 4334.333 | 15603.474 | 1185.667 | 4268.3671 | Distributed from 923 Generation And Fuel | 2020
18633 | 2022 | OH | LafargeHolcim - Paulding Wind Project | 62752 | L3 |  | OP | WT | WND | 1.5 | 0.33 | 4334.333 | 15603.474 | 1185.667 | 4268.3671 | Distributed from 923 Generation And Fuel | 2020
18634 | 2022 | OH | LE Wind Turbine 1 | 57613 | WTG1 |  | OP | WT | WND | 2.5 | 0.23 | 5040 | 18143.8548 | 1379 | 4964.3603 | Distributed from 923 Generation And Fuel | 2011
18635 | 2022 | OH | Long Ridge Energy Generation | 61322 | HPPP1 | 1 | OP | CS | NG | 521.9 | 0.283 | 1296078.983 | 4665847.012 | 862469.5 | 3104865.3611 | Data from EIA-923 Generator File overwritten with distributed data from EIA-923 Generation and Fuel | 2021
18636 | 2022 | OH | Long Ridge Energy Generation | 61322 | HPPP1 | 1 | OP | CS | NG | 521.9 | 0.283 | 1296078.983 | 4665847.012 | 862469.5 | 3104865.3611 | Data from EIA-923 Generator File overwritten with distributed data from EIA-923 Generation and Fuel
18637 | 2022 | OH | Loraine County Project | 56869 | 1 |  | OP | IC | LFG | 1.4 | 0.481 | 5901 | 21243.4301 | 2552.684 | 9189.5889 | Distributed from 923 Generation And Fuel | 2001 | 2023
18638 | 2022 | OH | Loraine County Project | 56869 | 10 |  | OP | IC | LFG | 1.6 | 0.481 | 6744 | 24278.2058 | 2917.353 | 10502.3868 | Distributed from 923 Generation And Fuel | 2012 | 2023
18639 | 2022 | OH | Loraine County Project | 56869 | 11 |  | OP | IC | LFG | 1.6 | 0.481 | 6744 | 24278.2058 | 2917.353 | 10502.3868 | Distributed from 923 Generation And Fuel | 2012 | 2023
18640 | 2022 | OH | Loraine County Project | 56869 | 12 |  | OP | IC | LFG | 1.6 | 0.481 | 6744 | 24278.2058 | 2917.353 | 10502.3868 | Distributed from 923 Generation And Fuel | 2012 | 2023
18641 | 2022 | OH | Loraine County Project | 56869 | 13 |  | OP | IC | LFG | 1.6 | 0.481 | 6744 | 24278.2058 | 2917.353 | 10502.3868 | Distributed from 923 Generation And Fuel | 2012 | 2023
18642 | 2022 | OH | Loraine County Project | 56869 | 14 |  | OP | IC | LFG | 1.6 | 0.481 | 6744 | 24278.2058 | 2917.353 | 10502.3868 | Distributed from 923 Generation And Fuel | 2012 | 2023
18643 | 2022 | OH | Loraine County Project | 56869 | 15 |  | OP | IC | LFG | 1.6 | 0.481 | 6744 | 24278.2058 | 2917.353 | 10502.3868 | Distributed from 923 Generation And Fuel | 2012 | 2023
18644 | 2022 | OH | Loraine County Project | 56869 | 16 |  | OP | IC | LFG | 1.6 | 0.481 | 6744 | 24278.2058 | 2917.353 | 10502.3868 | Distributed from 923 Generation And Fuel | 2012 | 2023
18645 | 2022 | OH | Loraine County Project | 56869 | 17 |  | OP | IC | LFG | 1.6 | 0.481 | 6744 | 24278.2058 | 2917.353 | 10502.3868 | Distributed from 923 Generation And Fuel | 2012 | 2023
18646 | 2022 | OH | Loraine County Project | 56869 | 18 |  | OP | IC | LFG | 1.6 | 0.481 | 6744 | 24278.2058 | 2917.353 | 10502.3868 | Distributed from 923 Generation And Fuel | 2012 | 2023
18647 | 2022 | OH | Loraine County Project | 56869 | 2 |  | OP | IC | LFG | 1.4 | 0.481 | 5901 | 21243.4301 | 2552.684 | 9189.5889 | Distributed from 923 Generation And Fuel | 2001 | 2023
18648 | 2022 | OH | Loraine County Project | 56869 | 3 |  | OP | IC | LFG | 1.4 | 0.481 | 5901 | 21243.4301 | 2552.684 | 9189.5889 | Distributed from 923 Generation And Fuel | 2001 | 2023
18649 | 2022 | OH | Loraine County Project | 56869 | 4 |  | OP | IC | LFG | 1.4 | 0.481 | 5901 | 21243.4301 | 2552.684 | 9189.5889 | Distributed from 923 Generation And Fuel | 2001 | 2023
18650 | 2022 | OH | Loraine County Project | 56869 | 5 |  | OP | IC | LFG | 1.4 | 0.481 | 5901 | 21243.4301 | 2552.684 | 9189.5889 | Distributed from 923 Generation And Fuel | 2001 | 2023
18651 | 2022 | OH | Loraine County Project | 56869 | 6 |  | OP | IC | LFG | 1.4 | 0.481 | 5901 | 21243.4301 | 2552.684 | 9189.5889 | Distributed from 923 Generation And Fuel | 2001 | 2023
18652 | 2022 | OH | Loraine County Project | 56869 | 7 |  | OP | IC | LFG | 1.4 | 0.481 | 5901 | 21243.4301 | 2552.684 | 9189.5889 | Distributed from 923 Generation And Fuel | 2003 | 2023
18653 | 2022 | OH | Loraine County Project | 56869 | 8 |  | OP | IC | LFG | 1.4 | 0.481 | 5901 | 21243.4301 | 2552.684 | 9189.5889 | Distributed from 923 Generation And Fuel | 2003 | 2023
18654 | 2022 | OH | Loraine County Project | 56869 | 9 |  | OP | IC | LFG | 1.6 | 0.481 | 6744 | 24278.2058 | 2917.353 | 10502.3868 | Distributed from 923 Generation And Fuel | 2012 | 2023
18655 | 2022 | OH | Lordstown Motor Corp | 59683 | 12345 |  | OP | PV | SUN | 2.2 | 0.069 | 1337 | 4813.1615 | 777 | 2797.1776 | Distributed from 923 Generation And Fuel | 2015
18656 | 2022 | OH | Madison | 55110 | CT1 |  | OP | GT | NG | 86.5 | 0.106 | 80658.75 | 290369.177 | 46793.875 | 168456.6023 | Distributed from 923 Generation And Fuel | 2000
18657 | 2022 | OH | Madison | 55110 | CT2 |  | OP | GT | NG | 86.5 | 0.106 | 80658.75 | 290369.177 | 46793.875 | 168456.6023 | Distributed from 923 Generation And Fuel | 2000
18658 | 2022 | OH | Madison | 55110 | CT3 |  | OP | GT | NG | 86.5 | 0.106 | 80658.75 | 290369.177 | 46793.875 | 168456.6023 | Distributed from 923 Generation And Fuel | 2000
18659 | 2022 | OH | Madison | 55110 | CT4 |  | OP | GT | NG | 86.5 | 0.106 | 80658.75 | 290369.177 | 46793.875 | 168456.6023 | Distributed from 923 Generation And Fuel | 2000
18660 | 2022 | OH | Madison | 55110 | CT5 |  | OP | GT | NG | 86.5 | 0.106 | 80658.75 | 290369.177 | 46793.875 | 168456.6023 | Distributed from 923 Generation And Fuel | 2000
18661 | 2022 | OH | Madison | 55110 | CT6 |  | OP | GT | NG | 86.5 | 0.106 | 80658.75 | 290369.177 | 46793.875 | 168456.6023 | Distributed from 923 Generation And Fuel | 2000
18662 | 2022 | OH | Madison | 55110 | CT7 |  | OP | GT | NG | 86.5 | 0.106 | 80658.75 | 290369.177 | 46793.875 | 168456.6023 | Distributed from 923 Generation And Fuel | 2000
18663 | 2022 | OH | Madison | 55110 | CT8 |  | OP | GT | NG | 86.5 | 0.106 | 80658.75 | 290369.177 | 46793.875 | 168456.6023 | Distributed from 923 Generation And Fuel | 2000
18664 | 2022 | OH | Mahoning | 57411 | GEN1 |  | OP | IC | LFG | 0.8 | 0.762 | 5340.2 | 19224.5662 | 2184.8 | 7865.2171 | Distributed from 923 Generation And Fuel | 2013
18665 | 2022 | OH | Mahoning | 57411 | GEN2 |  | OP | IC | LFG | 0.8 | 0.762 | 5340.2 | 19224.5662 | 2184.8 | 7865.2171 | Distributed from 923 Generation And Fuel | 2013
18666 | 2022 | OH | Mahoning | 57411 | GEN3 |  | OP | IC | LFG | 0.8 | 0.762 | 5340.2 | 19224.5662 | 2184.8 | 7865.2171 | Distributed from 923 Generation And Fuel | 2013
18667 | 2022 | OH | Mahoning | 57411 | GEN4 |  | OP | IC | LFG | 0.8 | 0.762 | 5340.2 | 19224.5662 | 2184.8 | 7865.2171 | Distributed from 923 Generation And Fuel | 2013
18668 | 2022 | OH | Mahoning | 57411 | GEN5 |  | OP | IC | LFG | 0.8 | 0.762 | 5340.2 | 19224.5662 | 2184.8 | 7865.2171 | Distributed from 923 Generation And Fuel | 2013
18669 | 2022 | OH | MCCo Solar Generating Facility | 59324 | MCCO1 |  | OP | PV | SUN | 1 | 0.049 | 433 | 1558.7875 | 252 | 907.1927 | Distributed from 923 Generation And Fuel | 2014
18670 | 2022 | OH | Miami Fort | 2832 | 7 | 1 | OP | ST | BIT | 557.1 | 0.666 | 3252226 | 11707919.9366 | 1363660 | 4909136.7269 | EIA-923 Generator File | 1975 | 2027
18671 | 2022 | OH | Miami Fort | 2832 | 8 | 1 | OP | ST | BIT | 557.7 | 0.612 | 2987562 | 10755137.1589 | 1415367 | 5095280.4378 | EIA-923 Generator File | 1978 | 2027
18672 | 2022 | OH | Miami Fort | 2832 | GT3 |  | OP | GT | DFO | 16.5 | 0.002 | 351 | 1263.5899 | 51.25 | 184.4985 | Distributed from 923 Generation And Fuel | 1971
18673 | 2022 | OH | Miami Fort | 2832 | GT4 |  | OP | GT | DFO | 16.5 | 0.002 | 351 | 1263.5899 | 51.25 | 184.4985 | Distributed from 923 Generation And Fuel | 1971
18674 | 2022 | OH | Miami Fort | 2832 | GT5 |  | OP | GT | DFO | 16.5 | 0.002 | 351 | 1263.5899 | 51.25 | 184.4985 | Distributed from 923 Generation And Fuel | 1971
18675 | 2022 | OH | Miami Fort | 2832 | GT6 |  | OP | GT | DFO | 16.5 | 0.002 | 351 | 1263.5899 | 51.25 | 184.4985 | Distributed from 923 Generation And Fuel | 1971
18676 | 2022 | OH | Middletown Coke Company, LLC | 57822 | YNKE | 5 | OP | ST | OG | 67 | 0.601 | 353002 | 1270797.0336 | 144218 | 519180.6466 | EIA-923 Generator File | 2011
18677 | 2022 | OH | Middletown Energy Center | 59326 | MEC1 |  | OP | CT | NG | 310.2 | 0.773 | 2099389 | 7557739.9381 | 903884 | 3253956.3683 | EIA-923 Generator File | 2018
18678 | 2022 | OH | Middletown Energy Center | 59326 | MEC2 | 1 | OP | CA | NG | 233.7 | 0.712 | 1457072 | 5245417.2367 | 654474 | 2356087.5513 | EIA-923 Generator File | 2018
18679 | 2022 | OH | Model Gas Power Station | 56863 | 1 |  | OS | IC | LFG | 1.4 |  | GENYRONL: 2001; GENYRRET: 2023
18680 | 2022 | OH | Model Gas Power Station | 56863 | 2 |  | OS | IC | LFG | 1.4 |  | GENYRONL: 2001; GENYRRET: 2023
18681 | 2022 | OH | Monroeville RTO BTM | 66434 | PB1 |  | OP | IC | DFO | 2.7 | 0.002 | 58 | 208.7983 | 23 | 82.7993 | Distributed from 923 Generation And Fuel | 2020
18682 | 2022 | OH | Monroeville Solar | 63181 | MNVL |  | OP | PV | SUN | 3.2 | 0.152 | 4255 | 15317.8775 | 2472 | 8899.1288 | Distributed from 923 Generation And Fuel | 2017
18683 | 2022 | OH | Montpelier | 7791 | 1 |  | OP | IC | DFO | 1.8 | 0.002 | 36 | 129.599 | 14.333 | 51.5984 | Distributed from 923 Generation And Fuel | 2000
18684 | 2022 | OH | Montpelier | 7791 | 2 |  | OP | IC | DFO | 1.8 | 0.002 | 36 | 129.599 | 14.333 | 51.5984 | Distributed from 923 Generation And Fuel | 2000
18685 | 2022 | OH | Montpelier | 7791 | 3 |  | OP | IC | DFO | 1.8 | 0.002 | 36 | 129.599 | 14.333 | 51.5984 | Distributed from 923 Generation And Fuel | 2000
18686 | 2022 | OH | Montpelier | 7791 | 4 |  | OP | IC | DFO | 1.8 | 0.002 | 36 | 129.599 | 14.333 | 51.5984 | Distributed from 923 Generation And Fuel | 2000
18687 | 2022 | OH | Montpelier | 7791 | 5 |  | OP | IC | DFO | 1.8 | 0.002 | 36 | 129.599 | 14.333 | 51.5984 | Distributed from 923 Generation And Fuel | 2000
18688 | 2022 | OH | Montpelier | 7791 | 6 |  | OP | IC | DFO | 1.8 | 0.002 | 36 | 129.599 | 14.333 | 51.5984 | Distributed from 923 Generation And Fuel | 2000
18689 | 2022 | OH | Monument | 2851 | 1 |  | OP | IC | DFO | 2.7 | 0.005 | 114 | 410.3967 | 45.4 | 163.4387 | Distributed from 923 Generation And Fuel | 1968
18690 | 2022 | OH | Monument | 2851 | 2 |  | OP | IC | DFO | 2.7 | 0.005 | 114 | 410.3967 | 45.4 | 163.4387 | Distributed from 923 Generation And Fuel | 1968
18691 | 2022 | OH | Monument | 2851 | 3 |  | OP | IC | DFO | 2.7 | 0.005 | 114 | 410.3967 | 45.4 | 163.4387 | Distributed from 923 Generation And Fuel | 1968
18692 | 2022 | OH | Monument | 2851 | 4 |  | OP | IC | DFO | 2.7 | 0.005 | 114 | 410.3967 | 45.4 | 163.4387 | Distributed from 923 Generation And Fuel | 1968
18693 | 2022 | OH | Monument | 2851 | 5 |  | OP | IC | DFO | 2.7 | 0.005 | 114 | 410.3967 | 45.4 | 163.4387 | Distributed from 923 Generation And Fuel | 1968
18694 | 2022 | OH | Morton Salt Rittman | 54335 | GEN2 | 5 | OP | ST | NG | 2.5 | 0.725 | 15879.87 | 57167.0747 | 6812.128 | 24523.4646 | EIA-923 Generator File | 2015
18695 | 2022 | OH | Napoleon Biogas | 58921 | GEN1 |  | OA | IC | OBG | 1.4 | 0 | 0 | 0 | 0 | 0 | Distributed from 923 Generation And Fuel | 2013
18696 | 2022 | OH | Napoleon Biogas | 58921 | GEN2 |  | OA | IC | OBG | 1.4 | 0 | 0 | 0 | 0 | 0 | Distributed from 923 Generation And Fuel | 2013
18697 | 2022 | OH | Napoleon Peaking | 7776 | 4 |  | OP | IC | DFO | 1.8 | 0.003 | 53.333 | 191.9973 | 21.333 | 76.7982 | Distributed from 923 Generation And Fuel | 1999
18698 | 2022 | OH | Napoleon Peaking | 7776 | 5 |  | OP | IC | DFO | 1.8 | 0.003 | 53.333 | 191.9973 | 21.333 | 76.7982 | Distributed from 923 Generation And Fuel | 1999
18699 | 2022 | OH | Napoleon Peaking | 7776 | 6 |  | OP | IC | DFO | 1.8 | 0.003 | 53.333 | 191.9973 | 21.333 | 76.7982 | Distributed from 923 Generation And Fuel | 1999
18700 | 2022 | OH | Napoleon Peaking Station | 55264 | CT1 |  | OP | GT | NG | 33 | 0.003 | 953.333 | 3431.9713 | 408.667 | 1471.1894 | Distributed from 923 Generation And Fuel | 2000
18701 | 2022 | OH | Napoleon Peaking Station | 55264 | CT2 |  | OP | GT | NG | 16.5 | 0.003 | 476.667 | 1715.9875 | 204.333 | 735.5929 | Distributed from 923 Generation And Fuel | 2000
18702 | 2022 | OH | Napoleon Solar I | 57462 | 1 |  | OP | PV | SUN | 8 | 0.129 | 9059 | 32612.1391 | 5262 | 18943.0485 | Distributed from 923 Generation And Fuel | 2011
18703 | 2022 | OH | New Knoxville | 7898 | 1 |  | RE | IC | DFO | 1.1 |  | GENYRONL: 2000; GENYRRET: 2022
18704 | 2022 | OH | Niles Power Plant | 2861 | GT1 |  | OP | GT | DFO | 27 | -0.002 | -376 | -1353.5892 | -195 | -701.9944 | Distributed from 923 Generation And Fuel | 1972
18705 | 2022 | OH | Niles RTO BTM | 66437 | PB1 |  | OP | IC | DFO | 2.7 | 0.003 | 77 | 277.1978 | 30.75 | 110.6991 | Distributed from 923 Generation And Fuel | 2020
18706 | 2022 | OH | Niles RTO BTM | 66437 | PB2 |  | OP | IC | DFO | 2.7 | 0.003 | 77 | 277.1978 | 30.75 | 110.6991 | Distributed from 923 Generation And Fuel | 2020
18707 | 2022 | OH | Niles RTO BTM | 66437 | PB3 |  | OP | IC | DFO | 2.7 | 0.003 | 77 | 277.1978 | 30.75 | 110.6991 | Distributed from 923 Generation And Fuel | 2020
18708 | 2022 | OH | Niles RTO BTM | 66437 | PB4 |  | OP | IC | DFO | 2.7 | 0.003 | 77 | 277.1978 | 30.75 | 110.6991 | Distributed from 923 Generation And Fuel | 2020
18709 | 2022 | OH | Northwest Ohio Wind | 59296 | NWO-B |  | OP | BA | MWH | 0.8 | 0 | 0 | 0 | 0 | 0 | Distributed from 923 Generation And Fuel | 2021
18710 | 2022 | OH | Northwest Ohio Wind | 59296 | NWO-S |  | OP | PV | SUN | 4 | 0.007 | 230 | 827.9934 | 230 | 827.9934 | Distributed from 923 Generation And Fuel | 2021
18711 | 2022 | OH | Northwest Ohio Wind | 59296 | NWOH1 |  | OP | WT | WND | 105 | 0.342 | 314614 | 1132601.3392 | 88989 | 320357.8371 | Distributed from 923 Generation And Fuel | 2018
18712 | 2022 | OH | O H Hutchings | 2848 | 7 |  | OP | GT | NG | 32.6 | 0.001 | 297 | 1069.1914 | 127 | 457.1963 | Distributed from 923 Generation And Fuel | 1968
18713 | 2022 | OH | Oberlin (OH) | 2933 | 1 |  | OP | IC | DFO | 1.1 | 0.002 | 16.649 | 59.9359 | 7.076 | 25.4734 | Distributed from 923 Generation And Fuel | 1948
18714 | 2022 | OH | Oberlin (OH) | 2933 | 10 |  | OP | IC | NG | 0.5 | 0.002 | 7.568 | 27.2446 | 3.216 | 11.5775 | Distributed from 923 Generation And Fuel | 1990
18715 | 2022 | OH | Oberlin (OH) | 2933 | 2A |  | OP | IC | NG | 3.1 | 0.002 | 46.919 | 168.907 | 19.941 | 71.787 | Distributed from 923 Generation And Fuel | 2001
18716 | 2022 | OH | Oberlin (OH) | 2933 | 3A |  | OP | IC | NG | 3.1 | 0.002 | 46.919 | 168.907 | 19.941 | 71.787 | Distributed from 923 Generation And Fuel | 2001
18717 | 2022 | OH | Oberlin (OH) | 2933 | 6 |  | OP | IC | NG | 2.5 | 0.002 | 37.838 | 136.2157 | 16.081 | 57.8911 | Distributed from 923 Generation And Fuel | 1958
18718 | 2022 | OH | Oberlin (OH) | 2933 | 7 |  | OP | IC | NG | 2.7 | 0.002 | 40.865 | 147.1128 | 17.368 | 62.5243 | Distributed from 923 Generation And Fuel | 1961
18719 | 2022 | OH | Oberlin (OH) | 2933 | 8 |  | OP | IC | NG | 3 | 0.002 | 45.405 | 163.4567 | 19.297 | 69.4686 | Distributed from 923 Generation And Fuel | 1966
18720 | 2022 | OH | Oberlin (OH) | 2933 | 9 |  | OP | IC | NG | 0.4 | 0.002 | 6.054 | 21.7942 | 2.573 | 9.2627 | Distributed from 923 Generation And Fuel | 1990
18721 | 2022 | OH | Oberlin (OH) | 2933 | IC4 |  | OP | IC | NG | 2.1 | 0.002 | 31.784 | 114.4215 | 13.508 | 48.6284 | Distributed from 923 Generation And Fuel | 1996
18722 | 2022 | OH | Oberlin Spear Point Solar One | 58134 | OSSO |  | OP | PV | SUN | 2 |  | GENYRONL: 2012
18723 | 2022 | OH | Ohio Northern University Solar Site | 60913 | PV1 |  | OP | PV | SUN | 2 | 0.171 | 2998 | 10792.7137 | 1796 | 6465.5483 | Distributed from 923 Generation And Fuel | 2016
18724 | 2022 | OH | Ohio Northern University Solar Site | 60913 | PV2 |  | OP | PV | SUN | 1 | 0.171 | 1499 | 5396.3568 | 898 | 3232.7741 | Distributed from 923 Generation And Fuel | 2018
18725 | 2022 | OH | Oregon Clean Energy Center | 59764 | CTG11 |  | OP | CT | NG | 328 | 0.638 | 1832677 | 6597584.4193 | 860197 | 3096684.4265 | EIA-923 Generator File | 2017
18726 | 2022 | OH | Oregon Clean Energy Center | 59764 | CTG12 |  | OP | CT | NG | 328 | 0.628 | 1803038 | 6490884.8729 | 840526 | 3025869.393 | EIA-923 Generator File | 2017
18727 | 2022 | OH | Oregon Clean Energy Center | 59764 | EDG13 |  | OP | IC | DFO | 1.5 | 0 | 0 | 0 | 0 | 0 | Distributed from 923 Generation And Fuel | 2017
18728 | 2022 | OH | Oregon Clean Energy Center | 59764 | STG10 | 2 | OP | CA | NG | 404 | 0.572 | 2024997 | 7289930.8806 | 997689 | 3591651.6668 | EIA-923 Generator File | 2017
18729 | 2022 | OH | Orrville | 2935 | 10 | 2 | OP | ST | BIT | 25 | 0.022 | 4854 | 17474.2602 | 1568 | 5644.7548 | EIA-923 Generator File | 1971
18730 | 2022 | OH | Orrville | 2935 | 11 | 2 | OP | ST | NG | 25 | 0.075 | 16499 | 59395.9248 | 4459 | 16052.2716 | EIA-923 Generator File | 1971
18731 | 2022 | OH | Orrville | 2935 | 7 | 2 | OS | ST | BIT | 5 | 0 | 0 | 0 | 0 | 0 | Distributed from 923 Generation And Fuel | 1949
18732 | 2022 | OH | Orrville | 2935 | 8 | 2 | OS | ST | BIT | 7.5 | 0 | 0 | 0 | 0 | 0 | Distributed from 923 Generation And Fuel | 1955
18733 | 2022 | OH | Orrville | 2935 | 9 | 3 | OP | ST | BIT | 22 | 0.042 | 8158 | 29368.5651 | 4239 | 15260.2779 | EIA-923 Generator File | 1961
18734 | 2022 | OH | Orrville Peaking | 7778 | 1 |  | OP | IC | DFO | 1.8 | 0.005 | 82.333 | 296.3964 | 32.667 | 117.6003 | Distributed from 923 Generation And Fuel | 1999
18735 | 2022 | OH | Orrville Peaking | 7778 | 2 |  | OP | IC | DFO | 1.8 | 0.005 | 82.333 | 296.3964 | 32.667 | 117.6003 | Distributed from 923 Generation And Fuel | 1999
18736 | 2022 | OH | Orrville Peaking | 7778 | 3 |  | OP | IC | DFO | 1.8 | 0.005 | 82.333 | 296.3964 | 32.667 | 117.6003 | Distributed from 923 Generation And Fuel | 1999
18737 | 2022 | OH | O'Shaughnessy Hydro | 7279 | 1 |  | OS | HY | WAT | 1.3 |  | GENYRONL: 1988
18738 | 2022 | OH | O'Shaughnessy Hydro | 7279 | 2 |  | OS | HY | WAT | 3.9 |  | GENYRONL: 1988
18739 | 2022 | OH | Ottawa County Project | 56865 | 1 |  | RE | IC | LFG | 1.4 | 0.003 | 33.5 | 120.599 | 6.5 | 23.3998 | Distributed from 923 Generation And Fuel | 2001 | 2022
18740 | 2022 | OH | Ottawa County Project | 56865 | 2 |  | RE | IC | LFG | 1.4 | 0.003 | 33.5 | 120.599 | 6.5 | 23.3998 | Distributed from 923 Generation And Fuel | 2001 | 2022
18741 | 2022 | OH | Owens Corning Headquarters | 60038 | PV1 |  | OP | PV | SUN | 2.1 | 0.082 | 1515 | 5453.9564 | 880 | 3167.9747 | Distributed from 923 Generation And Fuel | 2015
18742 | 2022 | OH | Painesville | 2936 | 3 | 3 | SB | ST | BIT | 7.5 | 0 | 0 | 0 | 0 | 0 | EIA-923 Generator File | 1953
18743 | 2022 | OH | Painesville | 2936 | 5 | 3 | OP | ST | BIT | 16.5 | 0 | 3 | 10.7999 | 0 | 0 | EIA-923 Generator File | 1965
18744 | 2022 | OH | Painesville | 2936 | 7 | 2 | OP | ST | BIT | 22 | 0 | 17 | 61.1995 | 16 | 57.5995 | EIA-923 Generator File | 1990
18745 | 2022 | OH | Painesville | 2936 | ST2 | 3 | SB | ST | BIT | 7.5 | 0 | 0 | 0 | 0 | 0 | EIA-923 Generator File | 1949
18746 | 2022 | OH | Painesville | 2936 | WPCP1 |  | OP | IC | DFO | 2 | 0.001 | 18 | 64.7995 | 7 | 25.1998 | Distributed from 923 Generation And Fuel | 2010
18747 | 2022 | OH | Parking Lot Array | 63294 | LOTPV |  | OP | PV | SUN | 1.4 | 0.109 | 1342 | 4831.1614 | 780 | 2807.9775 | Distributed from 923 Generation And Fuel | 2011
18748 | 2022 | OH | Paulding Wind Farm II | 57620 | GEN1 |  | OP | WT | WND | 99 | 0.386 | 334790 | 1205234.3581 | 94319 | 339545.6836 | Distributed from 923 Generation And Fuel | 2011
18749 | 2022 | OH | Paulding Wind Farm III | 60470 | 1 |  | OP | WT | WND | 100.8 | 0.37 | 326445 | 1175192.5985 | 97072 | 349456.4043 | Distributed from 923 Generation And Fuel | 2016
18750 | 2022 | OH | Perry | 6020 | 1 | 1 | OP | ST | NUC | 1311.6 | 0.899 | 10334454 | 37203736.7701 | 4335584 | 15607977.5362 | Distributed from 923 Generation And Fuel | 1987
18751 | 2022 | OH | Piqua Power Plant | 2937 | 11 |  | OP | GT | DFO | 16.3 | 0 | 0 | 0 | 0 | 0 | Distributed from 923 Generation And Fuel | 1989
18752 | 2022 | OH | Piqua Power Plant | 2937 | 8 |  | OP | GT | DFO | 20 | 0 | 0 | 0 | 0 | 0 | Distributed from 923 Generation And Fuel | 1972
18753 | 2022 | OH | Pixelle Specialty Solutions LLC - Chillicothe Facility | 10244 | T-10 | 6 | OS | ST | BLQ | 10.6 | 0 | 0 | 0 | 0 | 0 | EIA-923 Generator File | 1952
18754 | 2022 | OH | Pixelle Specialty Solutions LLC - Chillicothe Facility | 10244 | T-11 | 6 | OP | ST | BLQ | 24 | 0.397 | 83567.404 | 300840.2477 | 37050.404 | 133380.3874 | EIA-923 Generator File | 1958
18755 | 2022 | OH | Pixelle Specialty Solutions LLC - Chillicothe Facility | 10244 | T-12 | 6 | OP | ST | BLQ | 31 | 0.574 | 155997.04 | 561584.8513 | 57671.038 | 207614.0759 | EIA-923 Generator File | 1967
18756 | 2022 | OH | Pixelle Specialty Solutions LLC - Chillicothe Facility | 10244 | T-13 | 6 | OP | ST | NG | 27.2 | 0.445 | 105924.55 | 381325.3294 | 38796.55 | 139666.4627 | EIA-923 Generator File | 1978
18757 | 2022 | OH | PNA Rossford Solar Array | 66140 | PNA01 |  | OP | PV | SUN | 1.4 | 0.107 | 1315 | 4733.9621 | 881 | 3171.5746 | Distributed from 923 Generation And Fuel | 2022
18758 | 2022 | OH | POET Biorefining - Fostoria | 63920 | 1 |  | OP | ST | NG | 3.5 | 0.598 | 18346.58 | 66047.1596 | 7870.294 | 28332.8317 | EIA-923 Generator File | 2017
18759 | 2022 | OH | POET Biorefining - Leipsic, LLC | 63927 | 1 |  | OP | ST | NG | 3.5 | 0 | 0 | 0 | 0 | 0 | EIA-923 Generator File | 2017
18760 | 2022 | OH | POET Biorefining - Marion, LLC | 63829 | 1 |  | OP | ST | NG | 3.9 | 0.499 | 17033 | 61318.3095 | 6673.623 | 24024.8506 | EIA-923 Generator File | 2017
18761 | 2022 | OH | POET Biorefining - Marion, LLC | 63829 | 2 |  | OP | ST | NG | 3.9 | 0.412 | 14081 | 50691.1945 | 6673.623 | 24024.8506 | EIA-923 Generator File | 2017
18762 | 2022 | OH | Procter & Gamble Cincinnati Plant | 50456 | GEN1 | 2 | OP | ST | NG | 12.5 | 0.02 | 2160 | 7775.9378 | -1283 | -4618.763 | EIA-923 Generator File | 1965
18763 | 2022 | OH | Progress Drive Generation Station | 63457 | PSG1 |  | OP | IC | DFO | 1.8 | 0.005 | 80 | 287.9977 | 32 | 115.1991 | Distributed from 923 Generation And Fuel | 2016
18764 | 2022 | OH | Progress Drive Generation Station | 63457 | PSG2 |  | OP | IC | DFO | 1.8 | 0.005 | 80 | 287.9977 | 32 | 115.1991 | Distributed from 923 Generation And Fuel | 2019
18765 | 2022 | OH | Prospect Municipal | 7603 | 1 |  | SB | IC | DFO | 1.8 | 0.002 | 34 | 122.399 | 14 | 50.3996 | Distributed from 923 Generation And Fuel | 1998
18766 | 2022 | OH | PS ST-8 Engine No 1 | 56421 | 0005 |  | SB | IC | DFO | 2 | 0 | 7.84 | 28.2238 | 3.126 | 11.2535 | Data from EIA-923 Generator File overwritten with distributed data from EIA-923 Generation and Fuel | 2008
18767 | 2022 | OH | Racine | 6006 | 1 |  | OP | HY | WAT | 23.7 | 0.445 | 92357 | 332482.5401 | 39047.5 | 140569.8754 | Distributed from 923 Generation And Fuel | 1983
18768 | 2022 | OH | Racine | 6006 | 2 |  | OP | HY | WAT | 23.7 | 0.445 | 92357 | 332482.5401 | 39047.5 | 140569.8754 | Distributed from 923 Generation And Fuel | 1982
18769 | 2022 | OH | Renewable Energy Services of Ohio | 57249 | GEN1 |  | OP | IC | LFG | 1.6 | 0.674 | 9444.667 | 34000.5292 | 3864 | 13910.2887 | Distributed from 923 Generation And Fuel | 2010
18770 | 2022 | OH | Renewable Energy Services of Ohio | 57249 | GEN2 |  | OP | IC | LFG | 0.8 | 0.674 | 4722.333 | 17000.2628 | 1932 | 6955.1444 | Distributed from 923 Generation And Fuel | 2014
18771 | 2022 | OH | Renick Run Pumping Station 03-04 | 56420 | 0003 |  | SB | IC | DFO | 1.4 | 0 | 1.96 | 7.0559 | 0.782 | 2.8152 | Data from EIA-923 Generator File overwritten with distributed data from EIA-923 Generation and Fuel | 2006
18772 | 2022 | OH | Renick Run Pumping Station 03-04 | 56420 | 0004 |  | SB | IC | DFO | 1.4 | 0 | 1.96 | 7.0559 | 0.782 | 2.8152 | Data from EIA-923 Generator File overwritten with distributed data from EIA-923 Generation and Fuel | 2006
18773 | 2022 | OH | Richland | 2880 | 1 |  | OP | GT | DFO | 15 | 0.069 | 9106.967 | 32784.8189 | 4375.333 | 15751.0728 | Distributed from 923 Generation And Fuel | 1965
18774 | 2022 | OH | Richland | 2880 | 2 |  | OP | GT | NG | 15 | 0.069 | 9106.967 | 32784.8189 | 4375.333 | 15751.0728 | Distributed from 923 Generation And Fuel | 1966
18775 | 2022 | OH | Richland | 2880 | 3 |  | OP | GT | NG | 15 | 0.069 | 9106.967 | 32784.8189 | 4375.333 | 15751.0728 | Distributed from 923 Generation And Fuel | 1966
18776 | 2022 | OH | Richland | 2880 | 4 |  | OP | GT | NG | 135 | 0.069 | 81962.7 | 295063.3595 | 39378 | 141759.6659 | Distributed from 923 Generation And Fuel | 2001
18777 | 2022 | OH | Richland | 2880 | 5 |  | OP | GT | NG | 135 | 0.069 | 81962.7 | 295063.3595 | 39378 | 141759.6659 | Distributed from 923 Generation And Fuel | 2001
18778 | 2022 | OH | Richland | 2880 | 6 |  | OP | GT | NG | 135 | 0.069 | 81962.7 | 295063.3595 | 39378 | 141759.6659 | Distributed from 923 Generation And Fuel | 2001
18779 | 2022 | OH | Robert P Mone Plant | 7872 | 1 |  | OP | GT | NG | 198 | 0.106 | 183253.333 | 659706.7211 | 103878.333 | 373959.0071 | Distributed from 923 Generation And Fuel | 2002
18780 | 2022 | OH | Robert P Mone Plant | 7872 | 2 |  | OP | GT | NG | 198 | 0.106 | 183253.333 | 659706.7211 | 103878.333 | 373959.0071 | Distributed from 923 Generation And Fuel | 2002
18781 | 2022 | OH | Robert P Mone Plant | 7872 | 3 |  | OP | GT | NG | 198 | 0.106 | 183253.333 | 659706.7211 | 103878.333 | 373959.0071 | Distributed from 923 Generation And Fuel | 2002
18782 | 2022 | OH | Rolling Hills Generating | 55401 | CT1 |  | OP | GT | NG | 195.5 | 0.164 | 280535.6 | 1009920.0806 | 145048.8 | 522171.5026 | Distributed from 923 Generation And Fuel | 2003
18783 | 2022 | OH | Rolling Hills Generating | 55401 | CT2 |  | OP | GT | NG | 195.5 | 0.164 | 280535.6 | 1009920.0806 | 145048.8 | 522171.5026 | Distributed from 923 Generation And Fuel | 2003
18784 | 2022 | OH | Rolling Hills Generating | 55401 | CT3 |  | OP | GT | NG | 195.5 | 0.164 | 280535.6 | 1009920.0806 | 145048.8 | 522171.5026 | Distributed from 923 Generation And Fuel | 2003
18785 | 2022 | OH | Rolling Hills Generating | 55401 | CT4 |  | OP | GT | NG | 195.5 | 0.164 | 280535.6 | 1009920.0806 | 145048.8 | 522171.5026 | Distributed from 923 Generation And Fuel | 2003
18786 | 2022 | OH | Rolling Hills Generating | 55401 | CT5 |  | OP | GT | NG | 195.5 | 0.164 | 280535.6 | 1009920.0806 | 145048.8 | 522171.5026 | Distributed from 923 Generation And Fuel | 2003
18787 | 2022 | OH | RP Wind | 58630 | RPOH |  | OP | WT | WND | 3.4 | 0.201 | 5987 | 21553.0276 | 1638 | 5896.7528 | Distributed from 923 Generation And Fuel | 2013
18788 | 2022 | OH | Sauder Power Plant | 54974 | UNT1 |  | OP | ST | WDS | 3.6 | 0.294 | 9282 | 33414.9327 | 2869 | 10328.3174 | EIA-923 Generator File | 1993
18789 | 2022 | OH | Sauder Power Plant | 54974 | UNT2 |  | OP | ST | WDS | 3.6 | 0.166 | 5227 | 18817.0495 | 3267 | 11761.1059 | EIA-923 Generator File | 1993
18790 | 2022 | OH | Scioto Ridge Wind Farm | 58780 | 1 |  | OP | WT | WND | 249.8 | 0.253 | 554326 | 1995557.6355 | 131016 | 471653.8268 | Distributed from 923 Generation And Fuel | 2021
18791 | 2022 | OH | Seville | 7919 | 1 |  | OP | IC | DFO | 1.8 | 0.004 | 68.667 | 247.1992 | 27.333 | 98.398 | Distributed from 923 Generation And Fuel | 2001
18792 | 2022 | OH | Seville | 7919 | 2 |  | OP | IC | DFO | 1.8 | 0.004 | 68.667 | 247.1992 | 27.333 | 98.398 | Distributed from 923 Generation And Fuel | 2001
18793 | 2022 | OH | Seville | 7919 | 3 |  | OP | IC | DFO | 1.8 | 0.004 | 68.667 | 247.1992 | 27.333 | 98.398 | Distributed from 923 Generation And Fuel | 2001
18794 | 2022 | OH | Shelby North | 7827 | 1 |  | OP | IC | DFO | 1.8 | 0.006 | 94 | 338.3973 | 37 | 133.1989 | Distributed from 923 Generation And Fuel | 2000
18795 | 2022 | OH | Shelby Solar Array | 63390 | SHBOH |  | OP | PV | SUN | 1.9 | 0.215 | 3586 | 12909.4967 | 2057 | 7405.1408 | Distributed from 923 Generation And Fuel | 2019
18796 | 2022 | OH | Shelby South | 7828 | 1 |  | OP | IC | DFO | 1.8 | 0.005 | 79 | 284.3977 | 31 | 111.5991 | Distributed from 923 Generation And Fuel | 2000
18797 | 2022 | OH | Sidney (OH) | 2852 | 1 |  | OP | IC | DFO | 2.7 | 0.005 | 107.4 | 386.6369 | 42.8 | 154.0788 | Distributed from 923 Generation And Fuel | 1968
18798 | 2022 | OH | Sidney (OH) | 2852 | 2 |  | OP | IC | DFO | 2.7 | 0.005 | 107.4 | 386.6369 | 42.8 | 154.0788 | Distributed from 923 Generation And Fuel | 1968
18799 | 2022 | OH | Sidney (OH) | 2852 | 3 |  | OP | IC | DFO | 2.7 | 0.005 | 107.4 | 386.6369 | 42.8 | 154.0788 | Distributed from 923 Generation And Fuel | 1968
18800 | 2022 | OH | Sidney (OH) | 2852 | 4 |  | OP | IC | DFO | 2.7 | 0.005 | 107.4 | 386.6369 | 42.8 | 154.0788 | Distributed from 923 Generation And Fuel | 1968
18801 | 2022 | OH | Sidney (OH) | 2852 | 5 |  | OP | IC | DFO | 2.7 | 0.005 | 107.4 | 386.6369 | 42.8 | 154.0788 | Distributed from 923 Generation And Fuel | 1968
18802 | 2022 | OH | South Field Energy | 60356 | SFCT1 |  | OP | CT | NG | 344.4 | 0.861 | 2597832 | 9352120.383 | 1066074 | 3837835.6973 | EIA-923 Generator File | 2021
18803 | 2022 | OH | South Field Energy | 60356 | SFCT2 |  | OP | CT | NG | 344.4 | 0.855 | 2578259 | 9281658.1467 | 1078432 | 3882324.1414 | EIA-923 Generator File | 2021
18804 | 2022 | OH | South Field Energy | 60356 | SFST1 | 1 | OP | CA | NG | 260.8 | 0.741 | 1692146 | 6091676.8666 | 743378 | 2676139.3909 | EIA-923 Generator File | 2021
18805 | 2022 | OH | South Field Energy | 60356 | SFST2 | 1 | OP | CA | NG | 260.8 | 0.71 | 1622267 | 5840114.4791 | 715297 | 2575048.5996 | EIA-923 Generator File | 2021
18806 | 2022 | OH | Springfield Solar LLC | 59545 | PV1 |  | OP | PV | SUN | 1.5 | 0.116 | 1529 | 5504.356 | 888 | 3196.7744 | Distributed from 923 Generation And Fuel | 2012
18807 | 2022 | OH | St Marys | 2942 | 7 |  | SB | GT | DFO | 14 | 0.001 | 119.28 | 429.4046 | 47.6 | 171.3586 | Distributed from 923 Generation And Fuel | 1992
18808 | 2022 | OH | St Marys | 2942 | GT1 |  | SB | GT | NG | 11 | 0.001 | 93.72 | 337.3893 | 37.4 | 134.6389 | Distributed from 923 Generation And Fuel | 1999
18809 | 2022 | OH | ST-1/1A Engine No 1 | 56422 | 0006 |  | SB | IC | DFO | 1.3 | 0 | 0.98 | 3.528 | 0.39 | 1.404 | Data from EIA-923 Generator File overwritten with distributed data from EIA-923 Generation and Fuel | 2008
18810 | 2022 | OH | Stryker | 2881 | 1 |  | OP | GT | DFO | 19 | 0.001 | 220 | 791.9937 | 88 | 316.7975 | Distributed from 923 Generation And Fuel | 1968
18811 | 2022 | OH | Suburban Landfill Gas Recovery | 57170 | GEN1 |  | OP | IC | LFG | 0.8 | 0.637 | 4465.143 | 16074.3862 | 1826.714 | 6576.1178 | Distributed from 923 Generation And Fuel | 2011
18812 | 2022 | OH | Suburban Landfill Gas Recovery | 57170 | GEN2 |  | OP | IC | LFG | 0.8 | 0.637 | 4465.143 | 16074.3862 | 1826.714 | 6576.1178 | Distributed from 923 Generation And Fuel | 2011
18813 | 2022 | OH | Suburban Landfill Gas Recovery | 57170 | GEN3 |  | OP | IC | LFG | 0.8 | 0.637 | 4465.143 | 16074.3862 | 1826.714 | 6576.1178 | Distributed from 923 Generation And Fuel | 2011
18814 | 2022 | OH | Suburban Landfill Gas Recovery | 57170 | GEN4 |  | OP | IC | LFG | 0.8 | 0.637 | 4465.143 | 16074.3862 | 1826.714 | 6576.1178 | Distributed from 923 Generation And Fuel | 2011
18815 | 2022 | OH | Suburban Landfill Gas Recovery | 57170 | GEN5 |  | OP | IC | LFG | 0.8 | 0.637 | 4465.143 | 16074.3862 | 1826.714 | 6576.1178 | Distributed from 923 Generation And Fuel | 2011
18816 | 2022 | OH | Suburban Landfill Gas Recovery | 57170 | GEN6 |  | OP | IC | LFG | 0.8 | 0.637 | 4465.143 | 16074.3862 | 1826.714 | 6576.1178 | Distributed from 923 Generation And Fuel | 2011
18817 | 2022 | OH | Suburban Landfill Gas Recovery | 57170 | GEN7 |  | OP | IC | LFG | 0.8 | 0.637 | 4465.143 | 16074.3862 | 1826.714 | 6576.1178 | Distributed from 923 Generation And Fuel | 2011
18818 | 2022 | OH | Summit Street Power Plant | 58140 | GT-1 |  | OP | GT | NG | 5.7 | 0.206 | 10282.886 | 37018.0935 | 5313.091 | 19126.9746 | Distributed from 923 Generation And Fuel | 2003
18819 | 2022 | OH | Summit Street Power Plant | 58140 | GT-2 |  | OP | GT | NG | 7.5 | 0.206 | 13530.114 | 48708.0207 | 6990.909 | 25167.0711 | Distributed from 923 Generation And Fuel | 2004
18820 | 2022 | OH | Tait Electric Generating Station | 2847 | GT1 |  | OP | GT | NG | 103.5 | 0.197 | 178305.869 | 641895.9932 | 76462.827 | 275263.9751 | Distributed from 923 Generation And Fuel | 1995
18821 | 2022 | OH | Tait Electric Generating Station | 2847 | GT2 |  | OP | GT | NG | 106.1 | 0.197 | 182785.05 | 658020.9158 | 78383.632 | 282178.8178 | Distributed from 923 Generation And Fuel | 1996
18822 | 2022 | OH | Tait Electric Generating Station | 2847 | GT3 |  | OP | GT | NG | 84.2 | 0.197 | 145056.562 | 522199.4456 | 62204.541 | 223934.5561 | Distributed from 923 Generation And Fuel | 1998
18823 | 2022 | OH | Tait Electric Generating Station | 2847 | GT4 |  | OP | GT | NG | 94 | 0.197 | 161939.63 | 582978.0042 | 69444.5 | 249998.2 | Distributed from 923 Generation And Fuel | 2002
18824 | 2022 | OH | Tait Electric Generating Station | 2847 | GT5 |  | OP | GT | NG | 94 | 0.197 | 161939.63 | 582978.0042 | 69444.5 | 249998.2 | Distributed from 923 Generation And Fuel | 2002
18825 | 2022 | OH | Tait Electric Generating Station | 2847 | GT6 |  | OP | GT | NG | 94 | 0.197 | 161939.63 | 582978.0042 | 69444.5 | 249998.2 | Distributed from 923 Generation And Fuel | 2002
18826 | 2022 | OH | Tait Electric Generating Station | 2847 | GT7 |  | OP | GT | NG | 94 | 0.197 | 161939.63 | 582978.0042 | 69444.5 | 249998.2 | Distributed from 923 Generation And Fuel | 2002
18827 | 2022 | OH | Tait Electric Generating Station | 2847 | IC1 |  | OP | IC | DFO | 2.7 | 0.004 | 100 | 359.9971 | 39.75 | 143.0989 | Distributed from 923 Generation And Fuel | 1967
18828 | 2022 | OH | Tait Electric Generating Station | 2847 | IC2 |  | OP | IC | DFO | 2.7 | 0.004 | 100 | 359.9971 | 39.75 | 143.0989 | Distributed from 923 Generation And Fuel | 1967
18829 | 2022 | OH | Tait Electric Generating Station | 2847 | IC3 |  | OP | IC | DFO | 2.7 | 0.004 | 100 | 359.9971 | 39.75 | 143.0989 | Distributed from 923 Generation And Fuel | 1967
18830 | 2022 | OH | Tait Electric Generating Station | 2847 | IC4 |  | OP | IC | DFO | 2.7 | 0.004 | 100 | 359.9971 | 39.75 | 143.0989 | Distributed from 923 Generation And Fuel | 1967
18831 | 2022 | OH | Timber Road IV | 62944 | TRIV |  | OP | WT | WND | 125.1 | 0.384 | 421100 | 1515947.8724 | 122346 | 440442.0765 | Distributed from 923 Generation And Fuel | 2020
18832 | 2022 | OH | Toledo Ref Power Recovery Train | 50965 | GEN1 |  | OP | OT | PC | 6 | 0 | 0 | 0 | 0 | 0 | Distributed from 923 Generation And Fuel | 1986
18833 | 2022 | OH | Troy Energy LLC | 55348 | 1 |  | OP | GT | NG | 198.9 | 0.147 | 256853.75 | 924666.1027 | 108737.75 | 391452.7684 | Distributed from 923 Generation And Fuel | 2002
18834 | 2022 | OH | Troy Energy LLC | 55348 | 2 |  | OP | GT | NG | 198.9 | 0.147 | 256853.75 | 924666.1027 | 108737.75 | 391452.7684 | Distributed from 923 Generation And Fuel | 2002
18835 | 2022 | OH | Troy Energy LLC | 55348 | 3 |  | OP | GT | NG | 198.9 | 0.147 | 256853.75 | 924666.1027 | 108737.75 | 391452.7684 | Distributed from 923 Generation And Fuel | 2002
18836 | 2022 | OH | Troy Energy LLC | 55348 | 4 |  | OP | GT | NG | 198.9 | 0.147 | 256853.75 | 924666.1027 | 108737.75 | 391452.7684 | Distributed from 923 Generation And Fuel | 2002
18837 | 2022 | OH | Valfilm Wind Project | 61356 | W1 |  | OP | WT | WND | 1.5 | 0.306 | 4018.5 | 14466.4843 | 1099 | 3956.3683 | Distributed from 923 Generation And Fuel | 2018
18838 | 2022 | OH | Valfilm Wind Project | 61356 | W2 |  | OP | WT | WND | 1.5 | 0.306 | 4018.5 | 14466.4843 | 1099 | 3956.3683 | Distributed from 923 Generation And Fuel | 2018
18839 | 2022 | OH | Versailles Peaking | 7775 | 1 |  | OP | IC | DFO | 1.8 | 0.004 | 67.333 | 242.3969 | 27 | 97.1992 | Distributed from 923 Generation And Fuel | 1999
18840 | 2022 | OH | Versailles Peaking | 7775 | 2 |  | OP | IC | DFO | 1.8 | 0.004 | 67.333 | 242.3969 | 27 | 97.1992 | Distributed from 923 Generation And Fuel | 1999
18841 | 2022 | OH | Versailles Peaking | 7775 | 3 |  | OP | IC | DFO | 1.8 | 0.004 | 67.333 | 242.3969 | 27 | 97.1992 | Distributed from 923 Generation And Fuel | 1999
18842 | 2022 | OH | W H Sammis | 2866 | 5 | 1 | OP | ST | BIT | 334 | 0.032 | 92278 | 332198.1424 | 45724 | 164605.0832 | EIA-923 Generator File | 1967 | 2023
18843 | 2022 | OH | W H Sammis | 2866 | 6 | 1 | OP | ST | BIT | 680 | 0.512 | 3051982 | 10987047.3036 | 1326559 | 4775574.1954 | EIA-923 Generator File | 1969 | 2023
18844 | 2022 | OH | W H Sammis | 2866 | 7 | 1 | OP | ST | BIT | 680 | 0.355 | 2111854 | 7602613.5791 | 824002 | 2966383.4689 | EIA-923 Generator File | 1971 | 2023
18845 | 2022 | OH | W H Sammis | 2866 | A1 |  | OP | IC | DFO | 2.5 | 0.005 | 106.2 | 382.3169 | 100.2 | 360.7171 | Distributed from 923 Generation And Fuel | 1972 | 2023
18846 | 2022 | OH | W H Sammis | 2866 | B1 |  | OP | IC | DFO | 2.5 | 0.005 | 106.2 | 382.3169 | 100.2 | 360.7171 | Distributed from 923 Generation And Fuel | 1972 | 2023
18847 | 2022 | OH | W H Sammis | 2866 | B2 |  | OP | IC | DFO | 2.5 | 0.005 | 106.2 | 382.3169 | 100.2 | 360.7171 | Distributed from 923 Generation And Fuel | 1972 | 2023
18848 | 2022 | OH | W H Sammis | 2866 | B3 |  | OP | IC | DFO | 2.5 | 0.005 | 106.2 | 382.3169 | 100.2 | 360.7171 | Distributed from 923 Generation And Fuel | 1972 | 2023
18849 | 2022 | OH | W H Sammis | 2866 | B4 |  | OP | IC | DFO | 2.5 | 0.005 | 106.2 | 382.3169 | 100.2 | 360.7171 | Distributed from 923 Generation And Fuel | 1972 | 2023
18850 | 2022 | OH | W H Zimmer | 6019 | ST1 | 1 | RE | ST | RC | 1425.6 | 0.244 | 3046993 | 10969087.0473 | 699864 | 2519490.2441 | EIA-923 Generator File | 1991 | 2022
18851 | 2022 | OH | Wadsworth HBS RTO BTM | 66464 | PB1 |  | OP | IC | DFO | 2.7 | 0.003 | 70 | 251.998 | 28 | 100.7992 | Distributed from 923 Generation And Fuel | 2020
18852 | 2022 | OH | Wadsworth HBS RTO BTM | 66464 | PB2 |  | OP | IC | DFO | 2.7 | 0.003 | 70 | 251.998 | 28 | 100.7992 | Distributed from 923 Generation And Fuel | 2020
18853 | 2022 | OH | Wadsworth HBS RTO BTM | 66464 | PB3 |  | OP | IC | DFO | 2.7 | 0.003 | 70 | 251.998 | 28 | 100.7992 | Distributed from 923 Generation And Fuel | 2020
18854 | 2022 | OH | Wadsworth HBS RTO BTM | 66464 | PB4 |  | OP | IC | DFO | 2.7 | 0.003 | 70 | 251.998 | 28 | 100.7992 | Distributed from 923 Generation And Fuel | 2020
18855 | 2022 | OH | Walter C Beckjord | 2830 | BECK1 |  | OP | BA | MWH | 2 | -0.013 | -236.5 | -851.3932 | -68 | -244.798 | Distributed from 923 Generation And Fuel | 2015
18856 | 2022 | OH | Walter C Beckjord | 2830 | BECK2 |  | OP | BA | MWH | 2 | -0.013 | -236.5 | -851.3932 | -68 | -244.798 | Distributed from 923 Generation And Fuel | 2015
18857 | 2022 | OH | Wapakoneta-Pratt | 65258 | WKP01 |  | OP | PV | SUN | 13.5 | 0.201 | 23755 | 85517.3159 | 13799 | 49676.0026 | Distributed from 923 Generation And Fuel | 2021
18858 | 2022 | OH | Washington Energy Facility | 55397 | CT1 |  | OP | CT | NG | 198.9 | 0.87 | 1516594 | 5459694.7224 | 614986 | 2213931.8885 | EIA-923 Generator File | 2002
18859 | 2022 | OH | Washington Energy Facility | 55397 | CT2 |  | OP | CT | NG | 198.9 | 0.869 | 1513333 | 5447955.2164 | 609530 | 2194290.4457 | EIA-923 Generator File | 2002
18860 | 2022 | OH | Washington Energy Facility | 55397 | ST1 | 2 | OP | CA | NG | 317.1 | 0.704 | 1954726 | 7036957.3043 | 814151 | 2930920.1526 | EIA-923 Generator File | 2002
18861 | 2022 | OH | Waterford Power, LLC | 55503 | CTG1 |  | OP | CT | NG | 174.2 | 0.888 | 1355205 | 4878698.9704 | 568069 | 2045032.0397 | EIA-923 Generator File | 2003
18862 | 2022 | OH | Waterford Power, LLC | 55503 | CTG2 |  | OP | CT | NG | 174.2 | 0.952 | 1452922 | 5230477.3562 | 603560 | 2172798.6176 | EIA-923 Generator File | 2003
18863 | 2022 | OH | Waterford Power, LLC | 55503 | CTG3 |  | OP | CT | NG | 174.2 | 0.893 | 1362859 | 4906253.15 | 574338 | 2067600.2592 | EIA-923 Generator File | 2003
18864 | 2022 | OH | Waterford Power, LLC | 55503 | ST1 | 3 | OP | CA | NG | 399 | 0.705 | 2465096 | 8874274.6058 | 1070212 | 3852732.3781 | EIA-923 Generator File | 2003
18865 | 2022 | OH | Wellington | 7878 | 1 |  | SB | IC | DFO | 1 | 0.003 | 24 | 86.3993 | 10 | 35.9997 | Distributed from 923 Generation And Fuel | 1998
18866 | 2022 | OH | West 41st Street | 2909 | 1 |  | OP | GT | NG | 16 | 0 | 0 | 0 | 0 | 0 | Distributed from 923 Generation And Fuel | 1970
18867 | 2022 | OH | West 41st Street | 2909 | 2 |  | OP | GT | NG | 16 | 0 | 0 | 0 | 0 | 0 | Distributed from 923 Generation And Fuel | 1970
18868 | 2022 | OH | West Lorain | 2869 | 1A |  | OP | GT | DFO | 65.3 | 0.126 | 72305.881 | 260299.0892 | 45652.763 | 164348.632 | Distributed from 923 Generation And Fuel | 1973
18869 | 2022 | OH | West Lorain | 2869 | 1B |  | OP | GT | DFO | 65.3 | 0.126 | 72305.881 | 260299.0892 | 45652.763 | 164348.632 | Distributed from 923 Generation And Fuel | 1973
18870 | 2022 | OH | West Lorain | 2869 | 2 |  | OP | GT | NG | 85 | 0.126 | 94119.447 | 338827.2986 | 59425.495 | 213930.0706 | Distributed from 923 Generation And Fuel | 2001
18871 | 2022 | OH | West Lorain | 2869 | 3 |  | OP | GT | NG | 85 | 0.126 | 94119.447 | 338827.2986 | 59425.495 | 213930.0706 | Distributed from 923 Generation And Fuel | 2001
18872 | 2022 | OH | West Lorain | 2869 | 4 |  | OP | GT | NG | 85 | 0.126 | 94119.447 | 338827.2986 | 59425.495 | 213930.0706 | Distributed from 923 Generation And Fuel | 2001
18873 | 2022 | OH | West Lorain | 2869 | 5 |  | OP | GT | NG | 85 | 0.126 | 94119.447 | 338827.2986 | 59425.495 | 213930.0706 | Distributed from 923 Generation And Fuel | 2001
18874 | 2022 | OH | West Lorain | 2869 | 6 |  | OP | GT | NG | 85 | 0.126 | 94119.447 | 338827.2986 | 59425.495 | 213930.0706 | Distributed from 923 Generation And Fuel | 2001
18875 | 2022 | OH | Whirlpool Corp-Greenville Wind Farm | 61660 | WTG1 |  | OP | WT | WND | 1.5 | 0.302 | 3966.333 | 14278.6846 | 1085 | 3905.9688 | Distributed from 923 Generation And Fuel | 2018
18876 | 2022 | OH | Whirlpool Corp-Greenville Wind Farm | 61660 | WTG2 |  | OP | WT | WND | 1.5 | 0.302 | 3966.333 | 14278.6846 | 1085 | 3905.9688 | Distributed from 923 Generation And Fuel | 2018
18877 | 2022 | OH | Whirlpool Corp-Greenville Wind Farm | 61660 | WTG3 |  | OP | WT | WND | 1.5 | 0.302 | 3966.333 | 14278.6846 | 1085 | 3905.9688 | Distributed from 923 Generation And Fuel | 2018
18878 | 2022 | OH | Whirlpool Corporation - Marion Wind Farm | 61005 | W1 |  | OP | WT | WND | 1.5 | 0.261 | 3429 | 12344.3012 | 938 | 3376.773 | Distributed from 923 Generation And Fuel | 2017
18879 | 2022 | OH | Whirlpool Corporation - Marion Wind Farm | 61005 | W2 |  | OP | WT | WND | 1.5 | 0.261 | 3429 | 12344.3012 | 938 | 3376.773 | Distributed from 923 Generation And Fuel | 2017
18880 | 2022 | OH | Whirlpool Corporation - Marion Wind Farm | 61005 | W3 |  | OP | WT | WND | 1.5 | 0.261 | 3429 | 12344.3012 | 938 | 3376.773 | Distributed from 923 Generation And Fuel | 2017
18881 | 2022 | OH | Whirlpool Corporation - Ottawa Wind Farm | 61004 | W1 |  | OP | WT | WND | 1.5 | 0.34 | 4473 | 16102.6712 | 1224 | 4406.3647 | Distributed from 923 Generation And Fuel | 2018
18882 | 2022 | OH | Willey Battery Utility | 60660 | WBU |  | OP | BA | MWH | 6 | -0.028 | -1481 | -5331.5573 | -644 | -2318.3815 | Distributed from 923 Generation And Fuel | 2016
18883 | 2022 | OH | Woodsdale | 7158 | GT1 |  | OP | GT | NG | 95.3 | 0.02 | 16877.333 | 60757.9127 | 7614.667 | 27412.5819 | Distributed from 923 Generation And Fuel | 1993
18884 | 2022 | OH | Woodsdale | 7158 | GT2 |  | OP | GT | NG | 95.3 | 0.02 | 16877.333 | 60757.9127 | 7614.667 | 27412.5819 | Distributed from 923 Generation And Fuel | 1992
18885 | 2022 | OH | Woodsdale | 7158 | GT3 |  | OP | GT | NG | 95.3 | 0.02 | 16877.333 | 60757.9127 | 7614.667 | 27412.5819 | Distributed from 923 Generation And Fuel | 1992
18886 | 2022 | OH | Woodsdale | 7158 | GT4 |  | OP | GT | NG | 95.3 | 0.02 | 16877.333 | 60757.9127 | 7614.667 | 27412.5819 | Distributed from 923 Generation And Fuel | 1992
18887 | 2022 | OH | Woodsdale | 7158 | GT5 |  | OP | GT | NG | 95.3 | 0.02 | 16877.333 | 60757.9127 | 7614.667 | 27412.5819 | Distributed from 923 Generation And Fuel | 1992
18888 | 2022 | OH | Woodsdale | 7158 | GT6 |  | OP | GT | NG | 95.3 | 0.02 | 16877.333 | 60757.9127 | 7614.667 | 27412.5819 | Distributed from 923 Generation And Fuel | 1992
18889 | 2022 | OH | Woodville RTO BTM | 66444 | PB1 |  | OP | IC | DFO | 2.7 | 0.001 | 29 | 104.3992 | 12 | 43.1997 | Distributed from 923 Generation And Fuel | 2020
18890 | 2022 | OH | Wyandot Solar Farm | 57203 | 1 |  | OP | PV | SUN | 10 | 0.145 | 12700 | 45719.6342 | 7090 | 25523.7958 | Distributed from 923 Generation And Fuel | 2010
18891 | 2022 | OH | Yankee Street | 2854 | 1 |  | OP | GT | NG | 18.5 | 0.016 | 2547.546 | 9171.0922 | 1087.151 | 3913.7123 | Distributed from 923 Generation And Fuel | 1969
18892 | 2022 | OH | Yankee Street | 2854 | 2 |  | OP | GT | NG | 18.5 | 0.016 | 2547.546 | 9171.0922 | 1087.151 | 3913.7123 | Distributed from 923 Generation And Fuel | 1969
18893 | 2022 | OH | Yankee Street | 2854 | 3 |  | OP | GT | NG | 18.5 | 0.016 | 2547.546 | 9171.0922 | 1087.151 | 3913.7123 | Distributed from 923 Generation And Fuel | 1969
18894 | 2022 | OH | Yankee Street | 2854 | 4 |  | OP | GT | NG | 17.5 | 0.016 | 2409.841 | 8675.3582 | 1028.386 | 3702.16 | Distributed from 923 Generation And Fuel | 1970
18895 | 2022 | OH | Yankee Street | 2854 | 5 |  | OP | GT | NG | 17.5 | 0.016 | 2409.841 | 8675.3582 | 1028.386 | 3702.16 | Distributed from 923 Generation And Fuel | 1970
18896 | 2022 | OH | Yankee Street | 2854 | 6 |  | OP | GT | NG | 17.5 | 0.016 | 2409.841 | 8675.3582 | 1028.386 | 3702.16 | Distributed from 923 Generation And Fuel | 1970
18897 | 2022 | OH | Yankee Street | 2854 | 7 |  | OP | GT | NG | 17.5 | 0.016 | 2409.841 | 8675.3582 | 1028.386 | 3702.16 | Distributed from 923 Generation And Fuel | 1970
18898 | 2022 | OH | Yankee Street | 2854 | YS1 |  | OP | PV | SUN | 1.1 | 0.136 | 1309 | 4712.3623 | 760 | 2735.9781 | Distributed from 923 Generation And Fuel | 2010
18899 | 2022 | OH | Zephyr Wind | 60128 | Z1 |  | OP | WT | WND | 1.5 | 0.307 | 4027.667 | 14499.4852 | 1101.667 | 3965.9695 | Distributed from 923 Generation And Fuel | 2015
18900 | 2022 | OH | Zephyr Wind | 60128 | Z2 |  | OP | WT | WND | 1.5 | 0.307 | 4027.667 | 14499.4852 | 1101.667 | 3965.9695 | Distributed from 923 Generation And Fuel | 2015
18901 | 2022 | OH | Zephyr Wind | 60128 | Z3 |  | OP | WT | WND | 1.5 | 0.307 | 4027.667 | 14499.4852 | 1101.667 | 3965.9695 | Distributed from 923 Generation And Fuel | 2015
18902 | 2022 | OH | Zephyr Wind Project - 2.0 | 62653 | T1 |  | OP | WT | WND | 1.5 | 0.307 | 4035.667 | 14528.285 | 1104 | 3974.3682 | Distributed from 923 Generation And Fuel | 2020
18903 | 2022 | OH | Zephyr Wind Project - 2.0 | 62653 | T2 |  | OP | WT | WND | 1.5 | 0.307 | 4035.667 | 14528.285 | 1104 | 3974.3682 | Distributed from 923 Generation And Fuel | 2020
18904 | 2022 | OH | Zephyr Wind Project - 2.0 | 62653 | T3 |  | OP | WT | WND | 1.5 | 0.307 | 4035.667 | 14528.285 | 1104 | 3974.3682 | Distributed from 923 Generation And Fuel | 2020
18905 | 2022 | OK | Anadarko Plant | 3006 | 1 | 1 | SB | ST | NG | 17.3 | 0 | 0 | 0 | 0 | 0 | EIA-923 Generator File | 1953
18906 | 2022 | OK | Anadarko Plant | 3006 | 10 |  | OP | GT | NG | 45 | 0.164 | 64808 | 233306.9335 | 36682 | 132054.1436 | Distributed from 923 Generation And Fuel | 2009
18907 | 2022 | OK | Anadarko Plant | 3006 | 11 |  | OP | GT | NG | 45 | 0.164 | 64808 | 233306.9335 | 36682 | 132054.1436 | Distributed from 923 Generation And Fuel | 2009
18908 | 2022 | OK | Anadarko Plant | 3006 | 2 | 1 | SB | ST | NG | 17.3 | 0 | 0 | 0 | 0 | 0 | EIA-923 Generator File | 1953
18909 | 2022 | OK | Anadarko Plant | 3006 | 3 | 1 | SB | ST | NG | 50 | 0 | 0 | 0 | 0 | 0 | EIA-923 Generator File | 1959
18910 | 2022 | OK | Anadarko Plant | 3006 | 4 | 1 | OP | CS | NG | 105.1 | 0.092 | 84653 | 304748.362 | 66513 | 239444.8844 | EIA-923 Generator File | 1977
18911 | 2022 | OK | Anadarko Plant | 3006 | 5 | 1 | OP | CS | NG | 105.1 | 0.219 | 201480 | 725322.1974 | 123867 | 445917.6327 | EIA-923 Generator File | 1977
18912 | 2022 | OK | Anadarko Plant | 3006 | 6 | 1 | OP | CS | NG | 105.1 | 0.071 | 64967 | 233879.329 | 45961 | 165458.2763 | EIA-923 Generator File | 1977
18913 | 2022 | OK | Anadarko Plant | 3006 | 9 |  | OP | GT | NG | 45 | 0.164 | 64808 | 233306.9335 | 36682 | 132054.1436 | Distributed from 923 Generation And Fuel | 2009
18914 | 2022 | OK | Arbuckle Mountain Wind Farm LLC | 59234 | GEN1 |  | OP | WT | WND | 100 | 0.443 | 387986 | 1396738.4261 | 148638 | 535092.5193 | Distributed from 923 Generation And Fuel | 2015
18915 | 2022 | OK | Armadillo Flats Wind Project, LLC | 61926 | ARM |  | OP | WT | WND | 247.3 | 0.426 | 922828 | 3322154.2228 | 366796 | 1320455.0364 | Distributed from 923 Generation And Fuel | 2018
18916 | 2022 | OK | Balko Wind LLC | 58900 | BAL1 |  | OP | WT | WND | 299.7 | 0.405 | 1064195 | 3831071.3514 | 409465 | 1474062.2075 | Distributed from 923 Generation And Fuel | 2015
18917 | 2022 | OK | Blue Canyon Windpower | 56081 | EW |  | OP | WT | WND | 74.3 | 0.125 | 81579 | 293682.0505 | 31253 | 112509.8999 | Distributed from 923 Generation And Fuel | 2003
18918 | 2022 | OK | Blue Canyon Windpower II | 56335 | EW2 |  | OP | WT | WND | 151.4 | 0.329 | 436259 | 1570519.8358 | 167132 | 601670.3866 | Distributed from 923 Generation And Fuel | 2005
18919 | 2022 | OK | Blue Canyon Windpower V LLC | 57108 | GEN 1 |  | OP | WT | WND | 99 | 0.336 | 291133 | 1048070.4154 | 111534 | 401519.1878 | Distributed from 923 Generation And Fuel | 2009
18920 | 2022 | OK | Blue Canyon Windpower VI LLC | 57616 | GEN1 |  | OP | WT | WND | 99.8 | 0.406 | 355296 | 1279055.3676 | 136115 | 490010.0799 | Distributed from 923 Generation And Fuel | 2011
18921 | 2022 | OK | Bluestem | 60256 | 1 |  | OP | WT | WND | 198 | 0.468 | 812186 | 2923846.2092 | 313034 | 1126913.3847 | Distributed from 923 Generation And Fuel | 2016
18922 | 2022 | OK | Boiling Springs Wind Farm | 62871 | BGSPS |  | OP | WT | WND | 148.4 | 0.5 | 650469 | 2341669.6666 | 257537 | 927125.783 | Distributed from 923 Generation And Fuel | 2020
18923 | 2022 | OK | Boomer Lake Station | 3000 | 3 |  | RE | IC | DFO | 2 | 0 | 2.667 | 9.6011 | 0 | 0 | Distributed from 923 Generation And Fuel | 2004 | 2022
18924 | 2022 | OK | Boomer Lake Station | 3000 | 4 |  | RE | IC | DFO | 2 | 0 | 2.667 | 9.6011 | 0 | 0 | Distributed from 923 Generation And Fuel | 2004 | 2022
18925 | 2022 | OK | Boomer Lake Station | 3000 | 5 |  | RE | IC | DFO | 2 | 0 | 2.667 | 9.6011 | 0 | 0 | Distributed from 923 Generation And Fuel | 2004 | 2022
18926 | 2022 | OK | Breckinridge Wind Project LLC | 58994 | BWP |  | OP | WT | WND | 98.8 | 0.461 | 398805 | 1435686.5145 | 152783 | 550014.3999 | Distributed from 923 Generation And Fuel | 2015
18927 | 2022 | OK | Broken Bow Dam | 6415 | 1 |  | OP | HY | WAT | 50 | 0.13 | 56819.5 | 204548.5636 | 25094.5 | 90339.4773 | Distributed from 923 Generation And Fuel | 1970
18928 | 2022 | OK | Broken Bow Dam | 6415 | 2 |  | OP | HY | WAT | 50 | 0.13 | 56819.5 | 204548.5636 | 25094.5 | 90339.4773 | Distributed from 923 Generation And Fuel | 1970
18929 | 2022 | OK | Buffalo Bear LLC | 56946 | 1 |  | OP | WT | WND | 18.9 | 0.157 | 25952 | 93426.4526 | 9942 | 35790.9137 | Distributed from 923 Generation And Fuel | 2008
18930 | 2022 | OK | Butterfield Solar Farm | 66248 | BSS1 |  | OP | PV | SUN | 5 | 0.104 | 4556 | 16401.4688 | 2697 | 9709.1223 | Distributed from 923 Generation And Fuel | 2022
18931 | 2022 | OK | Caddo Wind | 64047 | 46002 |  | OP | WT | WND | 303.2 | 0.381 | 1010872 | 3639110.0871 | 312467 | 1124872.201 | Distributed from 923 Generation And Fuel | 2022
18932 | 2022 | OK | Cana Gas Processing Plant | 57597 | 3005 |  | SB | IC | DFO | 2.5 | 0.022 | 480.667 | 1730.3874 | 139.333 | 501.5948 | Distributed from 923 Generation And Fuel | 2010
18933 | 2022 | OK | Cana Gas Processing Plant | 57597 | 3006 |  | SB | IC | DFO | 2.5 | 0.022 | 480.667 | 1730.3874 | 139.333 | 501.5948 | Distributed from 923 Generation And Fuel | 2010
18934 | 2022 | OK | Cana Gas Processing Plant | 57597 | 6214 |  | SB | IC | DFO | 2.5 | 0.022 | 480.667 | 1730.3874 | 139.333 | 501.5948 | Distributed from 923 Generation And Fuel | 2012
18935 | 2022 | OK | Canadian Hills Wind | 57987 | 1 |  | OP | WT | WND | 293.7 | 0.256 | 659276 | 2373374.613 | 251965 | 907066.7435 | Distributed from 923 Generation And Fuel | 2012
18936 | 2022 | OK | Centennial Wind Farm | 56380 | WT1 |  | OP | WT | WND | 120 | 0.165 | 173209 | 623547.4116 | 66357 | 238883.2889 | Distributed from 923 Generation And Fuel | 2006
18937 | 2022 | OK | Charles D. Lamb Energy Center | 58325 | 1 |  | OP | GT | NG | 122 | 0.129 | 137371 | 494531.6437 | 81846 | 294643.2429 | Distributed from 923 Generation And Fuel | 2015
18938 | 2022 | OK | Chickasaw Nation Solar Farm | 63500 | CVS1 |  | OP | PV | SUN | 5 | 0.254 | 11127 | 40056.8795 | 5700 | 20519.8358 | Distributed from 923 Generation And Fuel | 2020
18939 | 2022 | OK | Chisholm View Wind Project | 58041 | 1 |  | OP | WT | WND | 235.2 | 0.412 | 848655.696 | 3055136.0645 | 309832.88 | 1115389.4449 | Distributed from 923 Generation And Fuel | 2012
18940 | 2022 | OK | Chisholm View Wind Project | 58041 | 2 |  | OP | WT | WND | 64.8 | 0.412 | 233813.304 | 841721.1606 | 85362.12 | 307301.1736 | Distributed from 923 Generation And Fuel | 2016
18941 | 2022 | OK | Choctaw Nation Solar Farm | 63499 | CVS1 |  | OP | PV | SUN | 5 | 0.236 | 10349 | 37256.102 | 5302 | 19087.0473 | Distributed from 923 Generation And Fuel | 2020
18942 | 2022 | OK | Chouteau | 7757 | 1 |  | OP | CT | NG | 176 | 0.523 | 806910 | 2904852.7612 | 319686 | 1150860.3931 | EIA-923 Generator File | 2000
18943 | 2022 | OK | Chouteau | 7757 | 2 |  | OP | CT | NG | 176 | 0.543 | 836937 | 3012949.0964 | 340026 | 1224083.8073 | EIA-923 Generator File | 2000
18944 | 2022 | OK | Chouteau | 7757 | 3 | 2 | OP | CA | NG | 182.8 | 0.538 | 861115 | 3099989.2001 | 362258 | 1304118.3671 | EIA-923 Generator File | 2000
18945 | 2022 | OK | Chouteau | 7757 | 4 |  | OP | CT | NG | 176 | 0.571 | 880355 | 3169252.646 | 380306 | 1369090.6473 | EIA-923 Generator File | 2011
18946 | 2022 | OK | Chouteau | 7757 | 5 |  | OP | CT | NG | 176 | 0.603 | 929481 | 3346104.8312 | 399126 | 1436842.1053 | EIA-923 Generator File | 2011
18947 | 2022 | OK | Chouteau | 7757 | 6 | 2 | OP | CA | NG | 182.8 | 0.615 | 984557 | 3544376.845 | 446927 | 1608924.3286 | EIA-923 Generator File | 2011
18948 | 2022 | OK | Comanche (OK) | 8059 | 1G1 |  | OP | CT | NG | 85 | 0.117 | 86934 | 312959.8963 | 86934 | 312959.8963 | EIA-923 Generator File | 1973
18949 | 2022 | OK | Comanche (OK) | 8059 | 1G2 |  | OP | CT | NG | 85 | 0.121 | 89820 | 323349.4132 | 87611 | 315397.0768 | EIA-923 Generator File | 1973
18950 | 2022 | OK | Comanche (OK) | 8059 | 1S | 2 | OP | CA | NG | 120 | 0.103 | 108101 | 389160.4867 | 106968 | 385081.7193 | EIA-923 Generator File | 1974
18951 | 2022 | OK | Comanche (OK) | 8059 | IC1 |  | OS | IC | DFO | 4 |  | GENYRONL: 1962
18952 | 2022 | OK | Covanta Tulsa Renewable Energy LLC | 50660 | GEN1 | 3 | OA | ST | MSW | 16.8 | -0.14 | -20584 | -74101.8072 | -8461 | -30459.3563 | EIA-923 Generator File | 1989
18953 | 2022 | OK | Covington Solar Farm | 61759 | CVS1 |  | OP | PV | SUN | 10 | 0.177 | 15499 | 55795.9536 | 7940 | 28583.7713 | Distributed from 923 Generation And Fuel | 2018
18954 | 2022 | OK | Crossroads Wind Farm | 57332 | 1-98 |  | OP | WT | WND | 227.5 | 0.187 | 371759 | 1338321.6934 | 166913 | 600881.9929 | Distributed from 923 Generation And Fuel | 2012
18955 | 2022 | OK | Cushing | 2975 | 1 |  | OP | IC | DFO | 2.5 | 0.005 | 98.577 | 354.8744 | 41.057 | 147.804 | Distributed from 923 Generation And Fuel | 1956
18956 | 2022 | OK | Cushing | 2975 | 10 |  | OA | IC | DFO | 4.5 | 0.005 | 177.439 | 638.7753 | 73.902 | 266.0451 | Distributed from 923 Generation And Fuel | 1972
18957 | 2022 | OK | Cushing | 2975 | 11 |  | OP | IC | DFO | 6.3 | 0.005 | 248.415 | 894.2868 | 103.463 | 372.4638 | Distributed from 923 Generation And Fuel | 1988
18958 | 2022 | OK | Cushing | 2975 | 2 |  | OP | IC | DFO | 1 | 0.005 | 39.431 | 141.9505 | 16.423 | 59.1223 | Distributed from 923 Generation And Fuel | 1949
18959 | 2022 | OK | Cushing | 2975 | 3 |  | OP | IC | DFO | 0.5 | 0.005 | 19.715 | 70.9734 | 8.211 | 29.5594 | Distributed from 923 Generation And Fuel | 1936
18960 | 2022 | OK | Cushing | 2975 | 4 |  | OP | IC | DFO | 0.5 | 0.005 | 19.715 | 70.9734 | 8.211 | 29.5594 | Distributed from 923 Generation And Fuel | 1936
18961 | 2022 | OK | Cushing | 2975 | 5 |  | OP | IC | DFO | 0.5 | 0.005 | 19.715 | 70.9734 | 8.211 | 29.5594 | Distributed from 923 Generation And Fuel | 1936
18962 | 2022 | OK | Cushing | 2975 | 6 |  | OP | IC | DFO | 0.8 | 0.005 | 31.545 | 113.5611 | 13.138 | 47.2964 | Distributed from 923 Generation And Fuel | 1939
18963 | 2022 | OK | Cushing | 2975 | 7 |  | OA | IC | DFO | 2.5 | 0.005 | 98.577 | 354.8744 | 41.057 | 147.804 | Distributed from 923 Generation And Fuel | 1956
18964 | 2022 | OK | Cushing | 2975 | 8 |  | OA | IC | DFO | 2.5 | 0.005 | 98.577 | 354.8744 | 41.057 | 147.804 | Distributed from 923 Generation And Fuel | 1956
18965 | 2022 | OK | Cushing | 2975 | 9 |  | OP | IC | DFO | 3 | 0.005 | 118.293 | 425.8514 | 49.268 | 177.3634 | Distributed from 923 Generation And Fuel | 1965
18966 | 2022 | OK | Cyril | 61614 | 1 |  | OP | PV | SUN | 5 | 0.204 | 8927 | 32136.9429 | 4752 | 17107.0631 | Distributed from 923 Generation And Fuel | 2017
18967 | 2022 | OK | Dempsey Ridge Wind Farm | 56665 | DR |  | OP | WT | WND | 132 | 0.182 | 210456 | 757635.5389 | 80626 | 290251.278 | Distributed from 923 Generation And Fuel | 2012
18968 | 2022 | OK | Diamond Spring, LLC | 63327 | 46001 |  | OP | WT | WND | 303.5 | 0.388 | 1031805 | 3714468.2843 | 362324 | 1304355.9652 | Distributed from 923 Generation And Fuel | 2020
18969 | 2022 | OK | Drift Sand Wind Project LLC | 59065 | WT1 |  | OP | WT | WND | 108 | 0.475 | 449005 | 1616405.0688 | 168277 | 605792.3537 | Distributed from 923 Generation And Fuel | 2016
18970 | 2022 | OK | Elk City LLC | 57346 | 1 |  | OP | WT | WND | 98.9 | 0.367 | 317620.271 | 1143423.8282 | 119469.802 | 430087.8465 | Distributed from 923 Generation And Fuel | 2009
18971 | 2022 | OK | Elk City LLC | 57346 | 2 |  | OP | WT | WND | 99.2 | 0.367 | 318583.729 | 1146892.2493 | 119832.198 | 431392.4617 | Distributed from 923 Generation And Fuel | 2010
18972 | 2022 | OK | Eufaula Dam | 6419 | 1 |  | OP | HY | WAT | 30 | 0.245 | 64297 | 231467.3483 | 28396.667 | 102227.1834 | Distributed from 923 Generation And Fuel | 1964
18973 | 2022 | OK | Eufaula Dam | 6419 | 2 |  | OP | HY | WAT | 30 | 0.245 | 64297 | 231467.3483 | 28396.667 | 102227.1834 | Distributed from 923 Generation And Fuel | 1964
18974 | 2022 | OK | Eufaula Dam | 6419 | 3 |  | OP | HY | WAT | 30 | 0.245 | 64297 | 231467.3483 | 28396.667 | 102227.1834 | Distributed from 923 Generation And Fuel | 1964
18975 | 2022 | OK | Fort Gibson | 3003 | 1 |  | OP | HY | WAT | 11.2 | 0.46 | 45126.75 | 162455.0004 | 19930.25 | 71748.326 | Distributed from 923 Generation And Fuel | 1953
18976 | 2022 | OK | Fort Gibson | 3003 | 2 |  | OP | HY | WAT | 11.2 | 0.46 | 45126.75 | 162455.0004 | 19930.25 | 71748.326 | Distributed from 923 Generation And Fuel | 1953
18977 | 2022 | OK | Fort Gibson | 3003 | 3 |  | OP | HY | WAT | 11.2 | 0.46 | 45126.75 | 162455.0004 | 19930.25 | 71748.326 | Distributed from 923 Generation And Fuel | 1953
18978 | 2022 | OK | Fort Gibson | 3003 | 4 |  | OP | HY | WAT | 11.2 | 0.46 | 45126.75 | 162455.0004 | 19930.25 | 71748.326 | Distributed from 923 Generation And Fuel | 1953
18979 | 2022 | OK | Frontier | 50558 | GT01 |  | OP | CT | NG | 87.2 | 0.432 | 329668 | 1186795.3056 | 226424 | 815119.879 | EIA-923 Generator File | 1989
18980 | 2022 | OK | Frontier | 50558 | ST01 | 1 | OP | CA | NG | 44.2 | 0.227 | 87843 | 316232.2701 | 61315 | 220732.2341 | EIA-923 Generator File | 1989
18981 | 2022 | OK | Frontier Windpower | 60218 | FC1 |  | OP | WT | WND | 200 | 0.328 | 574628 | 2068644.2508 | 196842 | 708625.531 | Distributed from 923 Generation And Fuel | 2016
18982 | 2022 | OK | Frontier Windpower II | 62837 | FW2 |  | OP | WT | WND | 351.8 | 0.251 | 774731 | 2789009.2879 | 336646 | 1211915.9047 | Distributed from 923 Generation And Fuel | 2021
18983 | 2022 | OK | Georgia-Pacific Muskogee | 10362 | GEN1 | 5 | OP | ST | NG | 25 | 0.172 | 37723.467 | 135803.3948 | 19925.266 | 71730.3838 | EIA-923 Generator File | 1979
18984 | 2022 | OK | Georgia-Pacific Muskogee | 10362 | GEN2 | 5 | OP | ST | NG | 44.5 | 0.421 | 164026.93 | 590492.2241 | 65738.298 | 236655.9796 | EIA-923 Generator File | 1980
18985 | 2022 | OK | Georgia-Pacific Muskogee | 10362 | GEN3 | 5 | OP | ST | NG | 44.5 | 0.551 | 214865.21 | 773508.5679 | 95581.54 | 344090.7913 | EIA-923 Generator File | 1982
18986 | 2022 | OK | Glass Sands Wind Facility | 64750 | 1 |  | OP | WT | WND | 117 | 0.461 | 472270 | 1700158.3987 | 177555 | 639192.8865 | Distributed from 923 Generation And Fuel | 2021
18987 | 2022 | OK | Goodwell Wind Project LLC | 58998 | GWWP |  | OP | WT | WND | 200 | 0.469 | 820873 | 2955119.159 | 346153 | 1246140.8309 | Distributed from 923 Generation And Fuel | 2015
18988 | 2022 | OK | Grant Plains Wind, LLC | 60545 | WT |  | OP | WT | WND | 147.2 | 0.438 | 564473 | 2032086.5433 | 213902 | 770041.0397 | Distributed from 923 Generation And Fuel | 2016
18989 | 2022 | OK | Grant Wind, LLC | 60013 | GRANT |  | OP | WT | WND | 151.8 | 0.457 | 607534 | 2187104.9032 | 232748 | 837886.0969 | Distributed from 923 Generation And Fuel | 2016
18990 | 2022 | OK | Great Western Wind Energy, LLC | 60574 | GEN1 |  | OP | WT | WND | 225 | 0.485 | 955696 | 3440478.0762 | 357587 | 1287302.9016 | Distributed from 923 Generation And Fuel | 2016
18991 | 2022 | OK | GREC | 165 | 2 | 1 | OP | ST | SUB | 594 | 0.263 | 1370994 | 4935538.9157 | 629534 | 2266304.2696 | EIA-923 Generator File | 1985
18992 | 2022 | OK | GREC | 165 | 3CT |  | OP | CT | NG | 369 | 0.335 | 1082739 | 3897829.2174 | 698323 | 2513942.6885 | EIA-923 Generator File | 2017
18993 | 2022 | OK | GREC | 165 | 3ST | 1 | OP | CA | NG | 231.3 | 0.3 | 607835 | 2188188.4945 | 419559 | 1510400.3168 | EIA-923 Generator File | 2017
18994 | 2022 | OK | Green Country Energy LLC | 55146 | CTG1 |  | OP | CT | NG | 179.3 | 0.346 | 543926 | 1958117.9351 | 217929 | 784538.1237 | EIA-923 Generator File | 2002
18995 | 2022 | OK | Green Country Energy LLC | 55146 | CTG2 |  | OP | CT | NG | 179.3 | 0.411 | 645060 | 2322197.4224 | 286518 | 1031456.5483 | EIA-923 Generator File | 2002
18996 | 2022 | OK | Green Country Energy LLC | 55146 | CTG3 |  | OP | CT | NG | 179.3 | 0.494 | 775312 | 2791100.8712 | 343593 | 1236924.9046 | EIA-923 Generator File | 2002
18997 | 2022 | OK | Green Country Energy LLC | 55146 | STG1 | 1 | OP | CA | NG | 122 | 0.313 | 334102 | 1202757.5779 | 141819 | 510544.3156 | EIA-923 Generator File | 2002
18998 | 2022 | OK | Green Country Energy LLC | 55146 | STG2 | 1 | OP | CA | NG | 122 | 0.376 | 401899 | 1446824.8254 | 185377 | 667351.8612 | EIA-923 Generator File | 2002
18999 | 2022 | OK | Green Country Energy LLC | 55146 | STG3 | 1 | OP | CA | NG | 122 | 0.442 | 472616 | 1701403.9888 | 217056 | 781395.3488 | EIA-923 Generator File | 2002
19000 | 2022 | OK | Hinton | 61615 | 1 |  | OP | PV | SUN | 3 | 0.191 | 5007 | 18025.0558 | 2540 | 9143.9268 | Distributed from 923 Generation And Fuel | 2017
19001 | 2022 | OK | Horseshoe Lake | 2951 | 10 |  | OP | GT | NG | 60.5 | 0.17 | 90262.5 | 324942.4005 | 49178.5 | 177041.1837 | Distributed from 923 Generation And Fuel | 2001
19002 | 2022 | OK | Horseshoe Lake | 2951 | 6 | 1 | OP | ST | NG | 163 | 0.175 | 249710 | 898948.8084 | 184549 | 664371.085 | EIA-923 Generator File | 1958
19003 | 2022 | OK | Horseshoe Lake | 2951 | 8 | 1 | OP | ST | NG | 443 | 0.025 | 97613 | 351403.9888 | 75322 | 271157.0307 | EIA-923 Generator File | 1969
19004 | 2022 | OK | Horseshoe Lake | 2951 | 9 |  | OP | GT | NG | 60.5 | 0.17 | 90262.5 | 324942.4005 | 49178.5 | 177041.1837 | Distributed from 923 Generation And Fuel | 2001
19005 | 2022 | OK | Horseshoe Lake | 2951 | ST7 | 1 | OP | ST | NG | 220 | 0.019 | 36324 | 130765.3539 | 26314 | 94729.6422 | EIA-923 Generator File | 1963
19006 | 2022 | OK | Hugo | 6772 | 1 | 1 | OP | ST | SUB | 446 | 0.206 | 806227 | 2902393.9808 | 270979 | 975516.5959 | EIA-923 Generator File | 1982
19007 | 2022 | OK | International Paper Valliant OK | 50192 | TG1 | 3 | OP | ST | BLQ | 68 | 0.735 | 437768 | 1575952.1924 | 161757 | 582320.5414 | EIA-923 Generator File | 1971
19008 | 2022 | OK | Kaw Hydro | 7545 | 1 |  | OP | HY | WAT | 37 | 0.096 | 31139 | 112099.5032 | 13753 | 49510.4039 | Distributed from 923 Generation And Fuel | 1989
19009 | 2022 | OK | Kay Wind, LLC | 59460 | KNG1 |  | OP | WT | WND | 299 | 0.373 | 976525 | 3515461.8763 | 369333 | 1329588.1633 | Distributed from 923 Generation And Fuel | 2015
19010 | 2022 | OK | Keenan II Renewable Energy Co LLC | 57358 | 1 |  | OP | WT | WND | 151.8 | 0.215 | 286441 | 1031179.3506 | 109736 | 395046.4396 | Distributed from 923 Generation And Fuel | 2010
19011 | 2022 | OK | Keystone Dam | 2984 | 1 |  | OA | HY | WAT | 35 | 0.198 | 60649 | 218334.6533 | 26785.5 | 96427.0286 | Distributed from 923 Generation And Fuel | 1968
19012 | 2022 | OK | Keystone Dam | 2984 | 2 |  | OP | HY | WAT | 35 | 0.198 | 60649 | 218334.6533 | 26785.5 | 96427.0286 | Distributed from 923 Generation And Fuel | 1968
19013 | 2022 | OK | Kiamichi Energy Facility | 55501 | CTG1 |  | OP | CT | NG | 183.9 | 0.439 | 707422 | 2546698.8264 | 415778 | 1496788.8257 | EIA-923 Generator File | 2003
19014 | 2022 | OK | Kiamichi Energy Facility | 55501 | CTG2 |  | OP | CT | NG | 183.9 | 0.439 | 707693 | 2547674.4186 | 415934 | 1497350.4212 | EIA-923 Generator File | 2003
19015 | 2022 | OK | Kiamichi Energy Facility | 55501 | CTG3 |  | OP | CT | NG | 183.9 | 0.395 | 636271 | 2290557.2755 | 412342 | 1484419.3246 | EIA-923 Generator File | 2003
19016 | 2022 | OK | Kiamichi Energy Facility | 55501 | CTG4 |  | OP | CT | NG | 183.9 | 0.425 | 684441 | 2463967.8883 | 403754 | 1453502.772 | EIA-923 Generator File | 2003
19017 | 2022 | OK | Kiamichi Energy Facility | 55501 | STG1 | 2 | OP | CA | NG | 317.2 | 0.384 | 1068372 | 3846108.4311 | 657512 | 2367024.2638 | EIA-923 Generator File | 2003
19018 | 2022 | OK | Kiamichi Energy Facility | 55501 | STG2 | 2 | OP | CA | NG | 317.2 | 0.374 | 1039012 | 3740413.2767 | 669498 | 2410173.5186 | EIA-923 Generator File | 2003
19019 | 2022 | OK | King Plains Wind Project | 63104 | WTG |  | OP | WT | WND | 248.2 | 0.321 | 697530 | 2511087.9113 | 260405 | 937450.5004 | Distributed from 923 Generation And Fuel | 2020
19020 | 2022 | OK | Kingfisher | 2986 | 3 |  | OP | IC | NG | 2.8 | 0.002 | 37.846 | 136.2445 | 18.462 | 66.4627 | Distributed from 923 Generation And Fuel | 1965
19021 | 2022 | OK | Kingfisher | 2986 | 4 |  | OP | IC | NG | 1.3 | 0.002 | 17.571 | 63.2551 | 8.571 | 30.8554 | Distributed from 923 Generation And Fuel | 1959
19022 | 2022 | OK | Kingfisher | 2986 | 5 |  | OP | IC | NG | 3.1 | 0.002 | 41.901 | 150.8424 | 20.44 | 73.5834 | Distributed from 923 Generation And Fuel | 1970
19023 | 2022 | OK | Kingfisher | 2986 | IC1 |  | OP | IC | NG | 1.1 | 0.002 | 14.868 | 53.5244 | 7.253 | 26.1106 | Distributed from 923 Generation And Fuel | 1954
19024 | 2022 | OK | Kingfisher | 2986 | IC2 |  | OP | IC | NG | 0.8 | 0.002 | 10.813 | 38.9265 | 5.275 | 18.9898 | Distributed from 923 Generation And Fuel | 1954
19025 | 2022 | OK | Kingfisher Wind LLC | 58902 | KNG1 |  | OP | WT | WND | 298 | 0.354 | 925264 | 3330923.7526 | 373957 | 1346234.4301 | Distributed from 923 Generation And Fuel | 2016
19026 | 2022 | OK | KODE Novus I | 57516 | NOVUS |  | RE | WT | WND | 80 | 0 | 0 | 0 | 0 | 0 | Distributed from 923 Generation And Fuel | 2012 | 2022
19027 | 2022 | OK | KODE Novus II | 57889 | NOVII |  | RE | WT | WND | 40 | 0 | 0 | 0 | 0 | 0 | Distributed from 923 Generation And Fuel | 2012 | 2022
19028 | 2022 | OK | Laverne Diesel Generating Plant | 56348 | 1 |  | OP | IC | DFO | 2 | 0.006 | 110 | 395.9968 | 42.5 | 152.9988 | Distributed from 923 Generation And Fuel | 2006
19029 | 2022 | OK | Laverne Diesel Generating Plant | 56348 | 2 |  | OP | IC | DFO | 2 | 0.006 | 110 | 395.9968 | 42.5 | 152.9988 | Distributed from 923 Generation And Fuel | 2006
19030 | 2022 | OK | Little Elk Wind Project LLC | 58999 | LEWP |  | OP | WT | WND | 74 | 0.475 | 307953 | 1108621.931 | 117978 | 424717.4023 | Distributed from 923 Generation And Fuel | 2015
19031 | 2022 | OK | Mammoth Plains | 59284 | GE1.7 |  | OP | WT | WND | 199 | 0.46 | 802607 | 2889362.0851 | 307481 | 1106922.7446 | Distributed from 923 Generation And Fuel | 2014
19032 | 2022 | OK | Mangum | 2991 | 1 |  | OS | IC | NG | 1.1 | 0 | 0 | 0 | 0 | 0 | Distributed from 923 Generation And Fuel | 1946
19033 | 2022 | OK | Mangum | 2991 | 4 |  | OP | IC | NG | 1.5 | 0 | 0 | 0 | 0 | 0 | Distributed from 923 Generation And Fuel | 1956
19034 | 2022 | OK | Mangum | 2991 | 5 |  | OP | IC | NG | 2 | 0 | 0 | 0 | 0 | 0 | Distributed from 923 Generation And Fuel | 1963
19035 | 2022 | OK | Mangum | 2991 | 6 |  | OP | IC | NG | 2.1 | 0 | 0 | 0 | 0 | 0 | Distributed from 923 Generation And Fuel | 1969
19036 | 2022 | OK | Marietta | 61616 | 1 |  | OP | PV | SUN | 3 | 0.167 | 4381 | 15771.4738 | 2056 | 7401.5408 | Distributed from 923 Generation And Fuel | 2017
19037 | 2022 | OK | Markham | 2980 | 1 |  | OP | HY | WAT | 32.1 | 0.187 | 52705.25 | 189737.3821 | 23277.25 | 83797.4296 | Distributed from 923 Generation And Fuel | 1964
19038 | 2022 | OK | Markham | 2980 | 2 |  | OP | HY | WAT | 32.1 | 0.187 | 52705.25 | 189737.3821 | 23277.25 | 83797.4296 | Distributed from 923 Generation And Fuel | 1964
19039 | 2022 | OK | Markham | 2980 | 3 |  | OP | HY | WAT | 32.1 | 0.187 | 52705.25 | 189737.3821 | 23277.25 | 83797.4296 | Distributed from 923 Generation And Fuel | 1964
19040 | 2022 | OK | Markham | 2980 | 4 |  | OP | HY | WAT | 32.1 | 0.187 | 52705.25 | 189737.3821 | 23277.25 | 83797.4296 | Distributed from 923 Generation And Fuel | 1964
19041 | 2022 | OK | Maverick Wind Project, LLC | 63494 | GEN1 |  | OP | WT | WND | 288 | 0.372 | 939045 | 3380534.9557 | 394127 | 1418845.8492 | Distributed from 923 Generation And Fuel | 2021
19042 | 2022 | OK | McClain Energy Facility | 55457 | CT1 |  | OP | CT | NG | 176.6 | 0.472 | 729428 | 2625919.7926 | 410563 | 1478014.9759 | EIA-923 Generator File | 2001
19043 | 2022 | OK | McClain Energy Facility | 55457 | CT2 |  | OP | CT | NG | 176.6 | 0.461 | 713723 | 2569382.2449 | 402045 | 1447350.4212 | EIA-923 Generator File | 2001
19044 | 2022 | OK | McClain Energy Facility | 55457 | ST1 | 1 | OP | CA | NG | 198.1 | 0.493 | 855729 | 3080599.7552 | 481499 | 1733382.5329 | EIA-923 Generator File | 2001
19045 | 2022 | OK | Minco Wind I, LLC | 57590 | 1 |  | OP | WT | WND | 99.2 | 0.41 | 356569 | 1283638.1309 | 136603 | 491766.8659 | Distributed from 923 Generation And Fuel | 2010
19046 | 2022 | OK | Minco Wind II, LLC | 57956 | 1 |  | OP | WT | WND | 100.8 | 0.429 | 378987 | 1364342.2853 | 145191 | 522683.4185 | Distributed from 923 Generation And Fuel | 2011
19047 | 2022 | OK | Minco Wind III, LLC | 58203 | 1 |  | OP | WT | WND | 100.8 | 0.57 | 503059 | 1810997.912 | 192723 | 693797.2496 | Distributed from 923 Generation And Fuel | 2012
19048 | 2022 | OK | Minco Wind IV, LLC | 61836 | MIV |  | OP | WT | WND | 130 | 0.474 | 539778 | 1943185.2545 | 214784 | 773216.2143 | Distributed from 923 Generation And Fuel | 2018
19049 | 2022 | OK | Mooreland | 3008 | 1 | 1 | OP | ST | NG | 45 | 0.02 | 7925 | 28529.7718 | 7596 | 27345.3812 | EIA-923 Generator File | 1964
19050 | 2022 | OK | Mooreland | 3008 | 2 | 1 | OP | ST | NG | 125 | 0.018 | 19435 | 69965.4403 | 12229 | 44024.0478 | EIA-923 Generator File | 1968
19051 | 2022 | OK | Mooreland | 3008 | 3 | 1 | OP | ST | NG | 135 | 0.058 | 68526 | 246691.6265 | 44818 | 161343.5093 | EIA-923 Generator File | 1975
19052 | 2022 | OK | Muskogee | 2952 | 4 | 1 | OP | ST | NG | 572 | 0.109 | 545764 | 1964734.6821 | 421950 | 1519007.8479 | EIA-923 Generator File | 1977
19053 | 2022 | OK | Muskogee | 2952 | 5 | 1 | OP | ST | NG | 572 | 0.106 | 533418 | 1920289.4377 | 351791 | 1266437.4685 | EIA-923 Generator File | 1978
19054 | 2022 | OK | Muskogee | 2952 | 6 | 1 | OP | ST | SUB | 572 | 0.232 | 1160048 | 4176139.3909 | 478446 | 1722391.8209 | EIA-923 Generator File | 1984
19055 | 2022 | OK | Mustang | 2953 | GT1 |  | OP | GT | NG | 66 | 0.213 | 123250 | 443696.4504 | 62565 | 225232.1981 | Distributed from 923 Generation And Fuel | 2017
19056 | 2022 | OK | Mustang | 2953 | GT2 |  | OP | GT | NG | 66 | 0.213 | 123250 | 443696.4504 | 62565 | 225232.1981 | Distributed from 923 Generation And Fuel | 2017
19057 | 2022 | OK | Mustang | 2953 | GT3 |  | OP | GT | NG | 66 | 0.213 | 123250 | 443696.4504 | 62565 | 225232.1981 | Distributed from 923 Generation And Fuel | 2017
19058 | 2022 | OK | Mustang | 2953 | GT4 |  | OP | GT | NG | 66 | 0.213 | 123250 | 443696.4504 | 62565 | 225232.1981 | Distributed from 923 Generation And Fuel | 2017
19059 | 2022 | OK | Mustang | 2953 | GT5 |  | OP | GT | NG | 66 | 0.213 | 123250 | 443696.4504 | 62565 | 225232.1981 | Distributed from 923 Generation And Fuel | 2017
19060 | 2022 | OK | Mustang | 2953 | GT6 |  | OP | GT | NG | 66 | 0.213 | 123250 | 443696.4504 | 62565 | 225232.1981 | Distributed from 923 Generation And Fuel | 2017
19061 | 2022 | OK | Mustang | 2953 | GT7 |  | OP | GT | NG | 66 | 0.213 | 123250 | 443696.4504 | 62565 | 225232.1981 | Distributed from 923 Generation And Fuel | 2017
19062 | 2022 | OK | Mustang | 2953 | SLR1 |  | OP | PV | SUN | 2.5 | 0.224 | 4913 | 17686.6585 | 2554 | 9194.3264 | Distributed from 923 Generation And Fuel | 2015
19063 | 2022 | OK | NextEra-Blackwell Wind, LLC | 58209 | WT |  | OP | WT | WND | 59.8 | 0.352 | 184388 | 663791.4897 | 70640 | 254301.9656 | Distributed from 923 Generation And Fuel | 2012
19064 | 2022 | OK | Norman Solar | 64473 | NORMN |  | OP | PV | SUN | 2 | 0.204 | 3578 | 12880.697 | 1833 | 6598.7472 | Distributed from 923 Generation And Fuel | 2021
19065 | 2022 | OK | Northeastern | 2963 | 1 | 2 | OP | CA | NG | 170 | 0.376 | 560333 | 2017182.6625 | 372085 | 1339495.284 | EIA-923 Generator File | 1961
19066 | 2022 | OK | Northeastern | 2963 | 1A |  | OP | CT | NG | 178.5 | 0.337 | 527201 | 1897908.4167 | 367596 | 1323335.0133 | EIA-923 Generator File | 2001
19067 | 2022 | OK | Northeastern | 2963 | 1B |  | OP | CT | NG | 178.5 | 0.341 | 533593 | 1920919.4326 | 382049 | 1375365.3971 | EIA-923 Generator File | 2001
19068 | 2022 | OK | Northeastern | 2963 | 2 | 1 | OP | ST | NG | 473 | 0.131 | 542191 | 1951871.985 | 355412 | 1279472.9642 | EIA-923 Generator File | 1970
19069 | 2022 | OK | Northeastern | 2963 | 3 | 1 | OP | ST | SUB | 473 | 0.598 | 2477336 | 8918338.2533 | 1151749 | 4146263.2299 | EIA-923 Generator File | 1979
19070 | 2022 | OK | Northeastern | 2963 | IC1 |  | OP | IC | DFO | 4.5 | 0 | 0 | 0 | 0 | 0 | Distributed from 923 Generation And Fuel | 1980
19071 | 2022 | OK | Oklahoma Wind Energy Center | 56094 | GE15 |  | OP | WT | WND | 51 | 0.199 | 89092.5 | 320730.4342 | 34131.5 | 122872.417 | Distributed from 923 Generation And Fuel | 2003
19072 | 2022 | OK | Oklahoma Wind Energy Center | 56094 | GSOO |  | OP | WT | WND | 51 | 0.199 | 89092.5 | 320730.4342 | 34131.5 | 122872.417 | Distributed from 923 Generation And Fuel | 2003
19073 | 2022 | OK | Oneta Energy Center | 55225 | CTG1 |  | OP | CT | NG | 176 | 0.382 | 589103 | 2120753.834 | 278515 | 1002645.9788 | EIA-923 Generator File | 2002
19074 | 2022 | OK | Oneta Energy Center | 55225 | CTG2 |  | OP | CT | NG | 176 | 0.394 | 607495 | 2186964.5043 | 296673 | 1068014.2559 | EIA-923 Generator File | 2002
19075 | 2022 | OK | Oneta Energy Center | 55225 | CTG3 |  | OP | CT | NG | 176 | 0.42 | 646890 | 2328785.3697 | 323582 | 1164885.8809 | EIA-923 Generator File | 2003
19076 | 2022 | OK | Oneta Energy Center | 55225 | CTG4 |  | OP | CT | NG | 176 | 0.407 | 627722 | 2259781.1218 | 319977 | 1151907.9847 | EIA-923 Generator File | 2003
19077 | 2022 | OK | Oneta Energy Center | 55225 | STG1 | 2 | OP | CA | NG | 255 | 0.34 | 760314 | 2737108.5031 | 385507 | 1387814.0975 | EIA-923 Generator File | 2002
19078 | 2022 | OK | Oneta Energy Center | 55225 | STG2 | 2 | OP | CA | NG | 255 | 0.364 | 814095 | 2930718.5543 | 432789 | 1558027.9358 | EIA-923 Generator File | 2003
19079 | 2022 | OK | Origin Wind | 58938 | WT |  | OP | WT | WND | 150 | 0.43 | 564762 | 2033126.935 | 216362 | 778896.9688 | Distributed from 923 Generation And Fuel | 2014
19080 | 2022 | OK | Osage Wind, LLC | 58683 | 1 |  | OP | WT | WND | 150.4 | 0.444 | 584546 | 2104348.7652 | 223941 | 806181.1506 | Distributed from 923 Generation And Fuel | 2015
19081 | 2022 | OK | OU Spirit Wind Farm | 57286 | WT1 |  | OP | WT | WND | 101.2 | 0.195 | 173066 | 623032.6157 | 66302 | 238685.2905 | Distributed from 923 Generation And Fuel | 2009
19082 | 2022 | OK | Pawhuska | 2995 | 1 |  | OS | IC | DFO | 1.4 | 0.005 | 56.778 | 204.3992 | 22.089 | 79.5198 | Distributed from 923 Generation And Fuel | 1949
19083 | 2022 | OK | Pawhuska | 2995 | 2 |  | OP | IC | DFO | 2 | 0.005 | 81.111 | 291.9973 | 31.556 | 113.6007 | Distributed from 923 Generation And Fuel | 1954
19084 | 2022 | OK | Pawhuska | 2995 | 3 |  | OP | IC | DFO | 3.1 | 0.005 | 125.722 | 452.5956 | 48.911 | 176.0782 | Distributed from 923 Generation And Fuel | 1966
19085 | 2022 | OK | Pawhuska | 2995 | 5 |  | OP | IC | DFO | 2.5 | 0.005 | 101.389 | 364.9975 | 39.444 | 141.9973 | Distributed from 923 Generation And Fuel | 1960
19086 | 2022 | OK | Pensacola | 2981 | 1 |  | OP | HY | WAT | 21.6 | 0.341 | 64572.544 | 232459.2987 | 28518.475 | 102665.6887 | Distributed from 923 Generation And Fuel | 1940
19087 | 2022 | OK | Pensacola | 2981 | 2 |  | OP | HY | WAT | 21.6 | 0.341 | 64572.544 | 232459.2987 | 28518.475 | 102665.6887 | Distributed from 923 Generation And Fuel | 1940
19088 | 2022 | OK | Pensacola | 2981 | 3 |  | OP | HY | WAT | 21.6 | 0.341 | 64572.544 | 232459.2987 | 28518.475 | 102665.6887 | Distributed from 923 Generation And Fuel | 1940
19089 | 2022 | OK | Pensacola | 2981 | 4 |  | OP | HY | WAT | 21.6 | 0.341 | 64572.544 | 232459.2987 | 28518.475 | 102665.6887 | Distributed from 923 Generation And Fuel | 1940
19090 | 2022 | OK | Pensacola | 2981 | 5 |  | OP | HY | WAT | 21.6 | 0.341 | 64572.544 | 232459.2987 | 28518.475 | 102665.6887 | Distributed from 923 Generation And Fuel | 1946
19091 | 2022 | OK | Pensacola | 2981 | 6 |  | OP | HY | WAT | 21.6 | 0.341 | 64572.544 | 232459.2987 | 28518.475 | 102665.6887 | Distributed from 923 Generation And Fuel | 1946
19092 | 2022 | OK | Pensacola | 2981 | A |  | OS | HY | WAT | 0.5 | 0.341 | 1494.735 | 5381.003 | 660.15 | 2376.521 | Distributed from 923 Generation And Fuel | 1940
19093 | 2022 | OK | Persimmon Creek Wind Farm 1, LLC | 61876 | PCWF1 |  | OP | WT | WND | 198.6 | 0.479 | 832909 | 2998448.4124 | 347297 | 1250259.1979 | Distributed from 923 Generation And Fuel | 2018
19094 | 2022 | OK | Pine Ridge | 61617 | 1 |  | OP | PV | SUN | 3 | 0.207 | 5450 | 19619.843 | 2822 | 10159.1187 | Distributed from 923 Generation And Fuel | 2017
19095 | 2022 | OK | Ponca | 762 | 1 | 1 | OP | CA | NG | 19.8 | 0 | 0 | 0 | 0 | 0 | EIA-923 Generator File | 1966
19096 | 2022 | OK | Ponca | 762 | 3 |  | OP | CT | NG | 54 | 0.073 | 34443 | 123993.808 | 33490 | 120563.0355 | EIA-923 Generator File | 1995
19097 | 2022 | OK | Ponca | 762 | 4 |  | OP | GT | NG | 60.5 | 0.022 | 11513 | 41446.4684 | 6273 | 22582.6193 | Distributed from 923 Generation And Fuel | 2003
19098 | 2022 | OK | Ponca | 762 | 2 | 1 | RE | ST | NG | 48 |  | GENYRONL: 1977; GENYRRET: 2022
19099 | 2022 | OK | Ponderosa Wind Energy Center | 63590 | PONDE |  | OP | WT | WND | 200 | 0.541 | 948149 | 3413309.0935 | 385002 | 1385996.112 | Distributed from 923 Generation And Fuel | 2020
19100 | 2022 | OK | Red Dirt Wind Project | 61270 | RDDRT |  | OP | WT | WND | 299.3 | 0.386 | 1013127 | 3647228.0222 | 379276 | 1365382.6769 | Distributed from 923 Generation And Fuel | 2018
19101 | 2022 | OK | Red Hills Wind Project LLC | 56804 | RH |  | OP | WT | WND | 123 | 0.211 | 227764 | 819943.8404 | 87257 | 314122.687 | Distributed from 923 Generation And Fuel | 2008
19102 | 2022 | OK | Redbed Plains Wind Farm | 61221 | WT1 |  | OP | WT | WND | 99.1 | 0.438 | 380202 | 1368716.2503 | 130133 | 468475.0522 | Distributed from 923 Generation And Fuel | 2017
19103 | 2022 | OK | Redbud Power Plant | 55463 | CT01 |  | OP | CT | NG | 198.9 | 0.368 | 641266 | 2308539.1317 | 292477 | 1052908.7767 | EIA-923 Generator File | 2004
19104 | 2022 | OK | Redbud Power Plant | 55463 | CT02 |  | OP | CT | NG | 198.9 | 0.351 | 611681 | 2202033.9837 | 337134 | 1213672.6906 | EIA-923 Generator File | 2004
19105 | 2022 | OK | Redbud Power Plant | 55463 | CT03 |  | OP | CT | NG | 198.9 | 0.321 | 558855 | 2011861.9051 | 285166 | 1026589.3873 | EIA-923 Generator File | 2004
19106 | 2022 | OK | Redbud Power Plant | 55463 | CT04 |  | OP | CT | NG | 198.9 | 0.354 | 616415 | 2219076.2474 | 259654 | 934746.922 | EIA-923 Generator File | 2004
19107 | 2022 | OK | Redbud Power Plant | 55463 | ST01 | 1 | OP | CA | NG | 159.5 | 0.284 | 397342 | 1430419.7566 | 189796 | 683260.1339 | EIA-923 Generator File | 2004
19108 | 2022 | OK | Redbud Power Plant | 55463 | ST02 | 1 | OP | CA | NG | 159.5 | 0.273 | 380784 | 1370811.4335 | 222566 | 801231.1902 | EIA-923 Generator File | 2004
19109 | 2022 | OK | Redbud Power Plant | 55463 | ST03 | 1 | OP | CA | NG | 159.5 | 0.249 | 348480 | 1254517.9639 | 189323 | 681557.3475 | EIA-923 Generator File | 2004
19110 | 2022 | OK | Redbud Power Plant | 55463 | ST04 | 1 | OP | CA | NG | 159.5 | 0.279 | 390065 | 1404222.7662 | 174055 | 626592.9873 | EIA-923 Generator File | 2004
19111 | 2022 | OK | River Valley | 10671 | GEN1 | 2 | OP | ST | SUB | 175 | 0.321 | 491724 | 1770192.2385 | 262665 | 945586.4353 | EIA-923 Generator File | 1990
19112 | 2022 | OK | River Valley | 10671 | GEN2 | 2 | OP | ST | SUB | 175 | 0.147 | 225448 | 811606.3071 | 71299 | 256674.3466 | EIA-923 Generator File | 1990
19113 | 2022 | OK | Riverside (OK) | 4940 | 1 | 1 | OP | ST | NG | 473 | 0.064 | 267006 | 961213.9103 | 210557 | 757999.136 | EIA-923 Generator File | 1974
19114 | 2022 | OK | Riverside (OK) | 4940 | 2 | 1 | OP | ST | NG | 473 | 0.116 | 480366 | 1729303.7656 | 388991 | 1400356.3971 | EIA-923 Generator File | 1976
19115 | 2022 | OK | Riverside (OK) | 4940 | 3 |  | OP | GT | NG | 86.5 | 0.051 | 38626.5 | 139054.2876 | 24144 | 86917.7047 | Distributed from 923 Generation And Fuel | 2008
19116 | 2022 | OK | Riverside (OK) | 4940 | 4 |  | OP | GT | NG | 86.5 | 0.051 | 38626.5 | 139054.2876 | 24144 | 86917.7047 | Distributed from 923 Generation And Fuel | 2008
19117 | 2022 | OK | Riverside (OK) | 4940 | IC1 |  | OP | IC | DFO | 2.7 | 0 | 0 | 0 | 0 | 0 | Distributed from 923 Generation And Fuel | 1976
19118 | 2022 | OK | Robert S Kerr | 2985 | 1 |  | OP | HY | WAT | 27.5 | 0.226 | 54396.5 | 195825.8334 | 24024.25 | 86486.6081 | Distributed from 923 Generation And Fuel | 1971
19119 | 2022 | OK | Robert S Kerr | 2985 | 2 |  | OP | HY | WAT | 27.5 | 0.226 | 54396.5 | 195825.8334 | 24024.25 | 86486.6081 | Distributed from 923 Generation And Fuel | 1971
19120 | 2022 | OK | Robert S Kerr | 2985 | 3 |  | OS | HY | WAT | 27.5 | 0.226 | 54396.5 | 195825.8334 | 24024.25 | 86486.6081 | Distributed from 923 Generation And Fuel | 1971
19121 | 2022 | OK | Robert S Kerr | 2985 | 4 |  | OP | HY | WAT | 27.5 | 0.226 | 54396.5 | 195825.8334 | 24024.25 | 86486.6081 | Distributed from 923 Generation And Fuel | 1971
19122 | 2022 | OK | Rock Falls Wind Farm LLC | 61261 | RF1 |  | OP | WT | WND | 154.5 | 0.28 | 378537 | 1362722.2982 | 138128 | 497256.8219 | Distributed from 923 Generation And Fuel | 2017
19123 | 2022 | OK | Rockhaven Wind Project, LLC | 64172 | RHWWT |  | OP | WT | WND | 140 | 0.471 | 577741 | 2079850.9612 | 213854 | 769868.2411 | Distributed from 923 Generation And Fuel | 2021
19124 | 2022 | OK | Rocky Ridge Wind Project | 58078 | GE 1. |  | OP | WT | WND | 148.8 | 0.441 | 574783 | 2069202.2464 | 220201 | 792717.2583 | Distributed from 923 Generation And Fuel | 2012
19125 | 2022 | OK | Rush Springs Energy Storage (BA) | 63458 | RUSHE |  | OP | BA | MWH | 10 |  | GENYRONL: 2020
19126 | 2022 | OK | Rush Springs Wind | 60592 | WT1 |  | OP | WT | WND | 249.9 | 0.463 | 1013083 | 3647069.6234 | 369860 | 1331485.3481 | Distributed from 923 Generation And Fuel | 2016
19127 | 2022 | OK | Salina | 2982 | 1 |  | OP | PS | WAT | 43.2 | -0.04 | -15070 | -54251.566 | -8600.667 | -30962.1535 | Distributed from 923 Generation And Fuel | 1968
19128 | 2022 | OK | Salina | 2982 | 2 |  | OP | PS | WAT | 43.2 | -0.04 | -15070 | -54251.566 | -8600.667 | -30962.1535 | Distributed from 923 Generation And Fuel | 1968
19129 | 2022 | OK | Salina | 2982 | 3 |  | OP | PS | WAT | 43.2 | -0.04 | -15070 | -54251.566 | -8600.667 | -30962.1535 | Distributed from 923 Generation And Fuel | 1968
19130 | 2022 | OK | Salina | 2982 | 4 |  | OP | PS | WAT | 43.2 | -0.04 | -15070 | -54251.566 | -8600.667 | -30962.1535 | Distributed from 923 Generation And Fuel | 1971
19131 | 2022 | OK | Salina | 2982 | 5 |  | OP | PS | WAT | 43.2 | -0.04 | -15070 | -54251.566 | -8600.667 | -30962.1535 | Distributed from 923 Generation And Fuel | 1971
19132 | 2022 | OK | Salina | 2982 | 6 |  | OP | PS | WAT | 43.2 | -0.04 | -15070 | -54251.566 | -8600.667 | -30962.1535 | Distributed from 923 Generation And Fuel | 1971
19133 | 2022 | OK | Seiling Wind I | 59311 | SEIL1 |  | OP | WT | WND | 199 | 0.472 | 822915 | 2962470.3002 | 315261 | 1134930.5206 | Distributed from 923 Generation And Fuel | 2014
19134 | 2022 | OK | Seiling Wind II | 59312 | SEIL2 |  | OP | WT | WND | 98.6 | 0.463 | 399786 | 1439218.0863 | 153159 | 551367.9891 | Distributed from 923 Generation And Fuel | 2014
19135 | 2022 | OK | Seminole | 2956 | 1 | 1 | OP | ST | NG | 567 | 0.094 | 468608 | 1686975.3042 | 293602 | 1056958.7443 | EIA-923 Generator File | 1971
19136 | 2022 | OK | Seminole | 2956 | 2 | 1 | OP | ST | NG | 567 | 0.118 | 584169 | 2102991.5761 | 413820 | 1489740.0821 | EIA-923 Generator File | 1973
19137 | 2022 | OK | Seminole | 2956 | 3 | 1 | OP | ST | NG | 567 | 0.088 | 438082 | 1577082.5833 | 399469 | 1438076.8954 | EIA-923 Generator File | 1975
19138 | 2022 | OK | Skeleton Creek Energy Center Hybrid | 62494 | SKC |  | OP | WT | WND | 250 | 0.468 | 1024533 | 3688289.2937 | 412720 | 1485780.1138 | Distributed from 923 Generation And Fuel | 2020
19139 | 2022 | OK | Sleeping Bear LLC | 56621 | 1 |  | OP | WT | WND | 94.5 | 0.116 | 96364 | 346907.6247 | 36917 | 132900.1368 | Distributed from 923 Generation And Fuel | 2007
19140 | 2022 | OK | Sooner | 6095 | 1 | 1 | OP | ST | SUB | 569 | 0.266 | 1326462 | 4775224.9982 | 777765 | 2799931.6005 | EIA-923 Generator File | 1979
19141 | 2022 | OK | Sooner | 6095 | 2 | 1 | OP | ST | SUB | 569 | 0.273 | 1362880 | 4906328.7494 | 717726 | 2583792.9297 | EIA-923 Generator File | 1980
19142 | 2022 | OK | Southwestern | 2964 | 1 | 2 | OP | ST | NG | 84 | 0.042 | 30764 | 110749.514 | 24784 | 89221.6862 | EIA-923 Generator File | 1952
19143 | 2022 | OK | Southwestern | 2964 | 2 | 1 | OP | ST | NG | 84 | 0.1 | 73646 | 265123.479 | 49466 | 178076.1754 | EIA-923 Generator File | 1954
19144 | 2022 | OK | Southwestern | 2964 | 3 | 1 | OP | ST | NG | 315 | 0.193 | 531410 | 1913060.6955 | 284659 | 1024764.2019 | EIA-923 Generator File | 1967
19145 | 2022 | OK | Southwestern | 2964 | 4 |  | OP | GT | NG | 86.5 | 0.108 | 81787 | 294430.8446 | 44561 | 160418.3167 | Distributed from 923 Generation And Fuel | 2008
19146 | 2022 | OK | Southwestern | 2964 | 5 |  | OP | GT | NG | 86.5 | 0.108 | 81787 | 294430.8446 | 44561 | 160418.3167 | Distributed from 923 Generation And Fuel | 2008
19147 | 2022 | OK | Southwestern | 2964 | IC1 |  | OS | IC | DFO | 2 |  | GENYRONL: 1966
19148 | 2022 | OK | Spring Creek Energy Center | 55651 | CT01 |  | OP | GT | NG | 84.5 | 0.029 | 21550 | 77579.3794 | 14108 | 50788.3937 | Distributed from 923 Generation And Fuel | 2001
19149 | 2022 | OK | Spring Creek Energy Center | 55651 | CT02 |  | OP | GT | NG | 84.5 | 0.029 | 21550 | 77579.3794 | 14108 | 50788.3937 | Distributed from 923 Generation And Fuel | 2001
19150 | 2022 | OK | Spring Creek Energy Center | 55651 | CT03 |  | OP | GT | NG | 84.5 | 0.029 | 21550 | 77579.3794 | 14108 | 50788.3937 | Distributed from 923 Generation And Fuel | 2001
19151 | 2022 | OK | Spring Creek Energy Center | 55651 | CT04 |  | OP | GT | NG | 84.5 | 0.029 | 21550 | 77579.3794 | 14108 | 50788.3937 | Distributed from 923 Generation And Fuel | 2001
19152 | 2022 | OK | Stillwater Energy Center | 59647 | 1 |  | OP | IC | NG | 18.8 | 0.276 | 45517.667 | 163862.2903 | 24800 | 89279.2858 | Distributed from 923 Generation And Fuel | 2016
19153 | 2022 | OK | Stillwater Energy Center | 59647 | 2 |  | OP | IC | NG | 18.8 | 0.276 | 45517.667 | 163862.2903 | 24800 | 89279.2858 | Distributed from 923 Generation And Fuel | 2016
19154 | 2022 | OK | Stillwater Energy Center | 59647 | 3 |  | OP | IC | NG | 18.8 | 0.276 | 45517.667 | 163862.2903 | 24800 | 89279.2858 | Distributed from 923 Generation And Fuel | 2016
19155 | 2022 | OK | Stillwater Water Treatment Plant | 55987 | 6 |  | RE | IC | DFO | 2 | 0 | 4 | 14.3999 | 0 | 0 | Distributed from 923 Generation And Fuel | 2003 | 2022
19156 | 2022 | OK | Sundance Wind Project, LLC | 63489 | GEN1 |  | OP | WT | WND | 199 | 0.411 | 717082 | 2581474.5482 | 280888 | 1011188.7105 | Distributed from 923 Generation And Fuel | 2021
19157 | 2022 | OK | Taloga Wind LLC | 57261 | 1 |  | OP | WT | WND | 130 | 0.219 | 248960 | 896248.83 | 95377 | 343354.4532 | Distributed from 923 Generation And Fuel | 2011
19158 | 2022 | OK | Tenkiller Ferry | 3004 | 1 |  | OP | HY | WAT | 19.5 | 0.516 | 88076 | 317071.0634 | 38898.5 | 140033.4797 | Distributed from 923 Generation And Fuel | 1953
19159 | 2022 | OK | Tenkiller Ferry | 3004 | 2 |  | OP | HY | WAT | 19.5 | 0.516 | 88076 | 317071.0634 | 38898.5 | 140033.4797 | Distributed from 923 Generation And Fuel | 1953
19160 | 2022 | OK | Thunder Ranch Wind Project | 61269 | WT1 |  | OP | WT | WND | 297.8 | 0.327 | 852065 | 3067409.4607 | 326464 | 1175260.9979 | Distributed from 923 Generation And Fuel | 2018
19161 | 2022 | OK | Tinker | 63628 | 5A |  | OP | GT | NG | 41 | 0.034 | 12151.5 | 43745.05 | 6620.5 | 23833.6093 | Distributed from 923 Generation And Fuel | 1971
19162 | 2022 | OK | Tinker | 63628 | 5B |  | OP | GT | NG | 41 | 0.034 | 12151.5 | 43745.05 | 6620.5 | 23833.6093 | Distributed from 923 Generation And Fuel | 1971
19163 | 2022 | OK | Traverse Wind Project, LLC | 63479 | GEN1 |  | OP | WT | WND | 999 | 0.261 | 2283846 | 8221779.8258 | 1045037 | 3762103.1032 | Distributed from 923 Generation And Fuel | 2022
19164 | 2022 | OK | Tulsa | 2965 | 2 | 1 | OP | ST | NG | 170 | 0.064 | 95685 | 344463.2443 | 40373 | 145341.6373 | EIA-923 Generator File | 1956
19165 | 2022 | OK | Tulsa | 2965 | 4 | 1 | OP | ST | NG | 170 | 0.112 | 166342 | 598826.4094 | 98337 | 354010.3679 | EIA-923 Generator File | 1958
19166 | 2022 | OK | Tulsa | 2965 | IC1 |  | OP | IC | DFO | 8.2 | 0 | 0 | 0 | 0 | 0 | Distributed from 923 Generation And Fuel | 1967
19167 | 2022 | OK | Tulsa LFG LLC | 57828 | GEN3M |  | OP | IC | LFG | 1.6 | 0.575 | 8064 | 29030.1678 | 3361.5 | 12101.3032 | Distributed from 923 Generation And Fuel | 2011
19168 | 2022 | OK | Tulsa LFG LLC | 57828 | GEN4M |  | OP | IC | LFG | 1.6 | 0.575 | 8064 | 29030.1678 | 3361.5 | 12101.3032 | Distributed from 923 Generation And Fuel | 2020
19169 | 2022 | OK | Tuttle | 61618 | 1 |  | OP | PV | SUN | 4 | 0.218 | 7628 | 27460.5803 | 3904 | 14054.2876 | Distributed from 923 Generation And Fuel | 2017
19170 | 2022 | OK | University of Oklahoma | 50307 | GEN1 | 1 | OP | ST | NG | 7.5 | 0 | 0 | 0 | 0 | 0 | EIA-923 Generator File | 1964
19171 | 2022 | OK | University of Oklahoma | 50307 | GEN2 | 1 | OP | ST | NG | 2.5 | 0 | 0 | 0 | 0 | 0 | EIA-923 Generator File | 1949
19172 | 2022 | OK | University of Oklahoma | 50307 | GEN3 | 1 | OP | ST | NG | 2.5 | 0 | 0 | 0 | 0 | 0 | EIA-923 Generator File | 1949
19173 | 2022 | OK | University of Oklahoma | 50307 | GEN4 | 1 | OP | ST | NG | 4.3 | 0 | 0 | 0 | 0 | 0 | EIA-923 Generator File | 1985
19174 | 2022 | OK | University of Oklahoma | 50307 | GEN5 |  | OP | IC | DFO | 1.8 | 0 | 0 | 0 | 0 | 0 | Distributed from 923 Generation And Fuel | 2001
19175 | 2022 | OK | Waynoka Gas Processing Plant | 59782 | G1 |  | OP | IC | NG | 1.3 | 0.533 | 6073.667 | 21865.0263 | 2542 | 9151.1268 | Distributed from 923 Generation And Fuel | 2006
19176 | 2022 | OK | Waynoka Gas Processing Plant | 59782 | G2 |  | OP | IC | NG | 1.3 | 0.533 | 6073.667 | 21865.0263 | 2542 | 9151.1268 | Distributed from 923 Generation And Fuel | 2006
19177 | 2022 | OK | Waynoka Gas Processing Plant | 59782 | G3 |  | OP | IC | NG | 1.3 | 0.533 | 6073.667 | 21865.0263 | 2542 | 9151.1268 | Distributed from 923 Generation And Fuel | 2006
19178 | 2022 | OK | Weatherford Wind Energy Center | 56273 | 1 |  | OP | WT | WND | 106.5 | 0.491 | 457959.418 | 1648640.7157 | 175445.347 | 631598.1964 | Distributed from 923 Generation And Fuel | 2005
19179 | 2022 | OK | Weatherford Wind Energy Center | 56273 | 2 |  | OP | WT | WND | 40.5 | 0.491 | 174153.582 | 626947.8796 | 66718.653 | 240185.2293 | Distributed from 923 Generation And Fuel | 2005
19180 | 2022 | OK | Webbers Falls | 2987 | 1 |  | OS | HY | WAT | 25 | 0.208 | 45518.667 | 163865.8903 | 20103.333 | 72371.4198 | Distributed from 923 Generation And Fuel | 1973
19181 | 2022 | OK | Webbers Falls | 2987 | 2 |  | OP | HY | WAT | 25 | 0.208 | 45518.667 | 163865.8903 | 20103.333 | 72371.4198 | Distributed from 923 Generation And Fuel | 1973
19182 | 2022 | OK | Webbers Falls | 2987 | 3 |  | OP | HY | WAT | 25 | 0.208 | 45518.667 | 163865.8903 | 20103.333 | 72371.4198 | Distributed from 923 Generation And Fuel | 1973
19183 | 2022 | OK | Weleetka | 2966 | 4 |  | OP | GT | NG | 53 | 0.005 | 2091 | 7527.5398 | 1137 | 4093.1673 | Distributed from 923 Generation And Fuel | 1975 | 2025
19184 | 2022 | OK | Weleetka | 2966 | 5 |  | OP | GT | NG | 53 | 0.005 | 2091 | 7527.5398 | 1137 | 4093.1673 | Distributed from 923 Generation And Fuel | 1976 | 2025
19185 | 2022 | OK | Weleetka | 2966 | IC1 |  | OP | IC | DFO | 4 | 0 | 0 | 0 | 0 | 0 | Distributed from 923 Generation And Fuel | 1963
19186 | 2022 | OK | WFEC GenCo LLC | 55655 | GEN1 |  | OP | GT | NG | 45 | 0.138 | 54572 | 196457.6283 | 29733 | 107037.9437 | Distributed from 923 Generation And Fuel | 2001
19187 | 2022 | OK | WFEC GenCo LLC | 55655 | GEN2 |  | OP | GT | NG | 45 | 0.138 | 54572 | 196457.6283 | 29733 | 107037.9437 | Distributed from 923 Generation And Fuel | 2001
19188 | 2022 | OK | Wildhorse Mountain Wind Facility | 61866 | 1 |  | OP | WT | WND | 100 | 0.352 | 308143 | 1109305.9256 | 99361 | 357696.7384 | Distributed from 923 Generation And Fuel | 2019
19189 | 2022 | OR | 45 Mile Hydroelectric Project | 58455 | 0001 |  | OP | HY | WAT | 1 | 0.154 | 1352.333 | 4868.3599 | 618 | 2224.7822 | Distributed from 923 Generation And Fuel | 2015
19190 | 2022 | OR | 45 Mile Hydroelectric Project | 58455 | 0002 |  | OP | HY | WAT | 1 | 0.154 | 1352.333 | 4868.3599 | 618 | 2224.7822 | Distributed from 923 Generation And Fuel | 2015
19191 | 2022 | OR | 45 Mile Hydroelectric Project | 58455 | 0003 |  | OP | HY | WAT | 1 | 0.154 | 1352.333 | 4868.3599 | 618 | 2224.7822 | Distributed from 923 Generation And Fuel | 2015
19192 | 2022 | OR | Adams Solar Center | 61496 | ADAMS |  | OP | PV | SUN | 10 | 0.26 | 22778 | 82000.144 | 13252 | 47706.8183 | Distributed from 923 Generation And Fuel | 2018
19193 | 2022 | OR | Airport Solar | 62560 | APS |  | OP | PV | SUN | 47.3 | 0.281 | 116584 | 419699.0424 | 66179 | 238242.4941 | Distributed from 923 Generation And Fuel | 2019
19194 | 2022 | OR | Alkali Solar, LLC | 63795 | 2 |  | OP | PV | SUN | 10 | 0.285 | 24960 | 89855.2812 | 14521 | 52275.1818 | Distributed from 923 Generation And Fuel | 2020
19195 | 2022 | OR | Arlington Wind Power Project | 56855 | GEN1 |  | OP | WT | WND | 102.9 | 0.214 | 192638 | 693491.2521 | 97094 | 349535.6037 | Distributed from 923 Generation And Fuel | 2008
19196 | 2022 | OR | Baker City Solar | 61854 | BAKER |  | OP | PV | SUN | 15 | 0.248 | 32603 | 117369.861 | 18968 | 68284.2537 | Distributed from 923 Generation And Fuel | 2020
19197 | 2022 | OR | Baldock Solar Highway | 57882 | BSH1 |  | OP | PV | SUN | 1.4 | 0.144 | 1770 | 6371.949 | 1030 | 3707.9703 | Distributed from 923 Generation And Fuel | 2012
19198 | 2022 | OR | Ballston Solar LLC | 62170 | BSPV1 |  | OP | PV | SUN | 2.2 | 0.191 | 3678 | 13240.6941 | 2140 | 7703.9384 | Distributed from 923 Generation And Fuel | 2018
19199 | 2022 | OR | BC Solar | 60616 | BCSLR |  | OP | PV | SUN | 8 | 0.262 | 18369 | 66127.871 | 10687 | 38472.8922 | Distributed from 923 Generation And Fuel | 2016
19200 | 2022 | OR | Bear Creek Solar Center | 61281 | BCRSC |  | OP | PV | SUN | 10 | 0.272 | 23834 | 85801.7136 | 13866 | 49917.2007 | Distributed from 923 Generation And Fuel | 2018
19201 | 2022 | OR | Beaver | 8073 | 1 |  | OP | CT | NG | 68.3 | 0.213 | 127157 | 457761.5379 | 32731 | 117830.6574 | EIA-923 Generator File | 1974
19202 | 2022 | OR | Beaver | 8073 | 2 |  | OP | CT | NG | 68.3 | 0.208 | 124614 | 448606.8111 | 44483 | 160137.5189 | EIA-923 Generator File | 1974
19203 | 2022 | OR | Beaver | 8073 | 3 |  | OP | CT | NG | 68.3 | 0.129 | 77345 | 278439.7725 | 23116 | 83216.9343 | EIA-923 Generator File | 1974
19204 | 2022 | OR | Beaver | 8073 | 4 |  | OP | CT | NG | 68.3 | 0.256 | 153104 | 551169.9906 | 57038 | 205335.1573 | EIA-923 Generator File | 1974
19205 | 2022 | OR | Beaver | 8073 | 5 |  | OP | CT | NG | 68.3 | 0.132 | 78708 | 283346.5332 | 33349 | 120055.4396 | EIA-923 Generator File | 1974
19206 | 2022 | OR | Beaver | 8073 | 6 |  | OP | CT | NG | 68.3 | 0.171 | 102226 | 368010.6559 | 32231 | 116030.6718 | EIA-923 Generator File | 1974
19207 | 2022 | OR | Beaver | 8073 | 7 | 6 | OP | CA | NG | 176.4 | 0.133 | 206266 | 742551.6596 | 75767 | 272759.0179 | EIA-923 Generator File | 1977
19208 | 2022 | OR | Beaver | 8073 | 8 |  | OP | GT | NG | 24.5 | 0.017 | 3565 | 12833.8973 | 1187 | 4273.1658 | Distributed from 923 Generation And Fuel | 2001
19209 | 2022 | OR | Bellevue Solar Project | 57372 | INV-1 |  | OP | PV | SUN | 1.6 |  | GENYRONL: 2011
19210 | 2022 | OR | Bend | 6484 | 1 |  | OP | HY | WAT | 0.2 | 0.002 | 3.636 | 13.0895 | 1.636 | 5.8896 | Distributed from 923 Generation And Fuel | 1913
19211 | 2022 | OR | Bend | 6484 | 2 |  | OP | HY | WAT | 0.3 | 0.002 | 5.455 | 19.6378 | 2.455 | 8.8379 | Distributed from 923 Generation And Fuel | 1916
19212 | 2022 | OR | Bend | 6484 | 3 |  | OP | HY | WAT | 0.6 | 0.002 | 10.909 | 39.2721 | 4.909 | 17.6723 | Distributed from 923 Generation And Fuel | 1917
19213 | 2022 | OR | Benson Creek Windfarm (Burnt River) | 59491 | BCW |  | OP | WT | WND | 10 | 0.326 | 28582 | 102894.3768 | 14406 | 51861.1851 | Distributed from 923 Generation And Fuel | 2017
19214 | 2022 | OR | Big Cliff | 3074 | 1 |  | OP | HY | WAT | 18 | 0.56 | 88281 | 317809.0575 | 40351 | 145262.4379 | Distributed from 923 Generation And Fuel | 1954
19215 | 2022 | OR | Big Top LLC | 56968 | 1 |  | OP | WT | WND | 1.7 | 0.212 | 3156 | 11361.5091 | 1591 | 5727.5542 | Distributed from 923 Generation And Fuel | 2009
19216 | 2022 | OR | Bighorn Solar | 63467 | PGR16 |  | OP | PV | SUN | 2.2 | 0.175 | 3377 | 12157.1027 | 1965 | 7073.9434 | Distributed from 923 Generation And Fuel | 2020
19217 | 2022 | OR | Biglow Canyon Wind Farm | 56485 | 1 |  | OP | WT | WND | 125.4 | 0.194 | 213443.516 | 768390.5105 | 113733.087 | 409435.8377 | Distributed from 923 Generation And Fuel | 2007
19218 | 2022 | OR | Biglow Canyon Wind Farm | 56485 | 2 |  | OP | WT | WND | 163.3 | 0.194 | 277953.159 | 1000623.3674 | 148106.963 | 533180.8014 | Distributed from 923 Generation And Fuel | 2009
19219 | 2022 | OR | Biglow Canyon Wind Farm | 56485 | 3 |  | OP | WT | WND | 161 | 0.194 | 274038.326 | 986530.0814 | 146020.95 | 525671.2146 | Distributed from 923 Generation And Fuel | 2010
19220 | 2022 | OR | Biomass One LP | 10869 | BBC | 2 | SB | ST | WDS | 10 | 0 | 0 | 0 | 0 | 0 | EIA-923 Generator File | 1985
19221 | 2022 | OR | Biomass One LP | 10869 | GE | 2 | OP | ST | WDS | 15 | 0.688 | 90460.261 | 325654.3344 | 27602.863 | 99369.5118 | EIA-923 Generator File | 1985
19222 | 2022 | OR | Biomass One LP | 10869 | GE-2 | 2 | OP | ST | WDS | 15 | 0.785 | 103100.69 | 371159.5147 | 32325.618 | 116371.2938 | EIA-923 Generator File | 2009
19223 | 2022 | OR | Black Cap Solar Plant | 58150 | 1 |  | OP | PV | SUN | 2 | 0.225 | 3934 | 14162.2867 | 2289 | 8240.3341 | Distributed from 923 Generation And Fuel | 2012
19224 | 2022 | OR | Bly Solar Center | 62272 | BLY |  | OP | PV | SUN | 8 | 0.307 | 21511 | 77438.9805 | 12515 | 45053.6396 | Distributed from 923 Generation And Fuel | 2018
19225 | 2022 | OR | Bonneville | 3075 | 1 |  | OP | HY | WAT | 53.5 | 0.46 | 215528.019 | 775894.6612 | 79857.774 | 287485.6865 | Distributed from 923 Generation And Fuel | 1938
19226 | 2022 | OR | Bonneville | 3075 | 10 |  | OP | HY | WAT | 62.1 | 0.46 | 250173.644 | 900617.9135 | 92694.725 | 333698.3404 | Distributed from 923 Generation And Fuel | 1944
19227 | 2022 | OR | Bonneville | 3075 | 11 |  | OA | HY | WAT | 66.5 | 0.46 | 267899.313 | 964429.8114 | 99262.467 | 357342.0225 | Distributed from 923 Generation And Fuel | 1982
19228 | 2022 | OR | Bonneville | 3075 | 12 |  | OP | HY | WAT | 66.5 | 0.46 | 267899.313 | 964429.8114 | 99262.467 | 357342.0225 | Distributed from 923 Generation And Fuel | 1982
19229 | 2022 | OR | Bonneville | 3075 | 13 |  | OA | HY | WAT | 66.5 | 0.46 | 267899.313 | 964429.8114 | 99262.467 | 357342.0225 | Distributed from 923 Generation And Fuel | 1982
19230 | 2022 | OR | Bonneville | 3075 | 14 |  | OP | HY | WAT | 66.5 | 0.46 | 267899.313 | 964429.8114 | 99262.467 | 357342.0225 | Distributed from 923 Generation And Fuel | 1982
19231 | 2022 | OR | Bonneville | 3075 | 15 |  | OP | HY | WAT | 66.5 | 0.46 | 267899.313 | 964429.8114 | 99262.467 | 357342.0225 | Distributed from 923 Generation And Fuel | 1982
19232 | 2022 | OR | Bonneville | 3075 | 16 |  | OP | HY | WAT | 66.5 | 0.46 | 267899.313 | 964429.8114 | 99262.467 | 357342.0225 | Distributed from 923 Generation And Fuel | 1981
19233 | 2022 | OR | Bonneville | 3075 | 17 |  | OP | HY | WAT | 66.5 | 0.46 | 267899.313 | 964429.8114 | 99262.467 | 357342.0225 | Distributed from 923 Generation And Fuel | 1981
19234 | 2022 | OR | Bonneville | 3075 | 18 |  | OP | HY | WAT | 66.5 | 0.46 | 267899.313 | 964429.8114 | 99262.467 | 357342.0225 | Distributed from 923 Generation And Fuel | 1981
19235 | 2022 | OR | Bonneville | 3075 | 2 |  | OP | HY | WAT | 53.5 | 0.46 | 215528.019 | 775894.6612 | 79857.774 | 287485.6865 | Distributed from 923 Generation And Fuel | 1938
19236 | 2022 | OR | Bonneville | 3075 | 3 |  | OP | HY | WAT | 62.1 | 0.46 | 250173.644 | 900617.9135 | 92694.725 | 333698.3404 | Distributed from 923 Generation And Fuel | 1941
19237 | 2022 | OR | Bonneville | 3075 | 4 |  | OP | HY | WAT | 62.1 | 0.46 | 250173.644 | 900617.9135 | 92694.725 | 333698.3404 | Distributed from 923 Generation And Fuel | 1941
19238 | 2022 | OR | Bonneville | 3075 | 5 |  | OP | HY | WAT | 62.1 | 0.46 | 250173.644 | 900617.9135 | 92694.725 | 333698.3404 | Distributed from 923 Generation And Fuel | 1941
19239 | 2022 | OR | Bonneville | 3075 | 6 |  | OP | HY | WAT | 62.1 | 0.46 | 250173.644 | 900617.9135 | 92694.725 | 333698.3404 | Distributed from 923 Generation And Fuel | 1942
19240 | 2022 | OR | Bonneville | 3075 | 7 |  | OP | HY | WAT | 62.1 | 0.46 | 250173.644 | 900617.9135 | 92694.725 | 333698.3404 | Distributed from 923 Generation And Fuel | 1943
19241 | 2022 | OR | Bonneville | 3075 | 8 |  | OP | HY | WAT | 62.1 | 0.46 | 250173.644 | 900617.9135 | 92694.725 | 333698.3404 | Distributed from 923 Generation And Fuel | 1943
19242 | 2022 | OR | Bonneville | 3075 | 9 |  | OP | HY | WAT | 62.1 | 0.46 | 250173.644 | 900617.9135 | 92694.725 | 333698.3404 | Distributed from 923 Generation And Fuel | 1943
19243 | 2022 | OR | Bonneville | 3075 | F1 |  | OA | HY | WAT | 13.1 | 0.46 | 52774.15 | 189985.4201 | 19553.96 | 70393.6929 | Distributed from 923 Generation And Fuel | 1982
19244 | 2022 | OR | Bonneville | 3075 | F2 |  | OP | HY | WAT | 13.1 | 0.46 | 52774.15 | 189985.4201 | 19553.96 | 70393.6929 | Distributed from 923 Generation And Fuel | 1981
19245 | 2022 | OR | Boring Solar LLC | 62169 | BSPV2 |  | OP | PV | SUN | 2.2 | 0.199 | 3838 | 13816.6895 | 2233 | 8038.7357 | Distributed from 923 Generation And Fuel | 2019
19246 | 2022 | OR | Brightwood Solar, LLC | 64830 | OS |  | OP | PV | SUN | 10 | 0.129 | 11326 | 40773.2738 | 6589 | 23720.2102 | Distributed from 923 Generation And Fuel | 2021
19247 | 2022 | OR | BristolSolar | 64009 | BS |  | OP | PV | SUN | 3 | 0.163 | 4283 | 15418.6767 | 2492 | 8971.1282 | Distributed from 923 Generation And Fuel | 2021
19248 | 2022 | OR | Brush Creek Solar | 63464 | PGR19 |  | OP | PV | SUN | 2.2 | 0.158 | 3046 | 10965.5123 | 1772 | 6379.149 | Distributed from 923 Generation And Fuel | 2020
19249 | 2022 | OR | Brush Solar Center | 61844 | BRUSH |  | OP | PV | SUN | 2.8 | 0.258 | 6316 | 22737.4181 | 3675 | 13229.8942 | Distributed from 923 Generation And Fuel | 2020
19250 | 2022 | OR | Butler Solar, LLC | 63694 | 13501 |  | OP | PV | SUN | 4 | 0.23 | 8048 | 28972.5682 | 4682 | 16855.0652 | Distributed from 923 Generation And Fuel | 2021
19251 | 2022 | OR | Butter Creek Power LLC | 56967 | 1 |  | OP | WT | WND | 5 | 0.237 | 10377 | 37356.9011 | 5230 | 18827.8494 | Distributed from 923 Generation And Fuel | 2009
19252 | 2022 | OR | Carmen Smith | 3067 | 1 |  | OP | HY | WAT | 52.2 | 0.204 | 93237.512 | 335652.358 | 42616.299 | 153417.4491 | Distributed from 923 Generation And Fuel | 1963
19253 | 2022 | OR | Carmen Smith | 3067 | 2 |  | OA | HY | WAT | 52.2 | 0.204 | 93237.512 | 335652.358 | 42616.299 | 153417.4491 | Distributed from 923 Generation And Fuel | 1963
19254 | 2022 | OR | Carmen Smith | 3067 | 3 |  | OA | HY | WAT | 9.9 | 0.204 | 17682.976 | 63658.2043 | 8082.402 | 29096.4144 | Distributed from 923 Generation And Fuel | 1963 | 2030
19255 | 2022 | OR | Carnes Creek Solar (CSG) | 65745 | CAC22 |  | OP | PV | SUN | 2.5 | 0.004 | 83 | 298.7976 | 0 | 0 | Distributed from 923 Generation And Fuel | 2022
19256 | 2022 | OR | Carty Generating Station | 58503 | GEN1 |  | OP | CT | NG | 300 | 0.701 | 1841838 | 6630563.7555 | 583241 | 2099650.8028 | EIA-923 Generator File | 2016
19257 | 2022 | OR | Carty Generating Station | 58503 | GEN2 | 1 | OP | CA | NG | 200 | 0.671 | 1176099 | 4233922.5286 | 370935 | 1335355.3172 | EIA-923 Generator File | 2016
19258 | 2022 | OR | Case Creek Solar | 63207 | CCPV1 |  | OP | PV | SUN | 2.2 | 0.197 | 3806 | 13701.4904 | 2214 | 7970.3362 | Distributed from 923 Generation And Fuel | 2019
19259 | 2022 | OR | C-Drop Hydro | 58470 | GEN1 |  | OP | HY | WAT | 1.1 | 0 | 0 | 0 | 0 | 0 | Distributed from 923 Generation And Fuel | 2012
19260 | 2022 | OR | Chiloquin Solar, LLC | 61631 | CHILO |  | OP | PV | SUN | 9.9 | 0.235 | 20402 | 73446.6124 | 11869 | 42728.0582 | Distributed from 923 Generation And Fuel | 2018
19261 | 2022 | OR | Chopin Wind LLC | 59076 | WT1 |  | OP | WT | WND | 10 | 0.316 | 27651 | 99542.8037 | 13937 | 50172.7986 | Distributed from 923 Generation And Fuel | 2016
19262 | 2022 | OR | Clearwater 1 | 3020 | 1 |  | OP | HY | WAT | 15 | 0.181 | 23783 | 85618.1151 | 10871 | 39135.2869 | Distributed from 923 Generation And Fuel | 1953
19263 | 2022 | OR | Clearwater 2 | 3021 | 1 |  | OP | HY | WAT | 26 | 0.088 | 19946 | 71805.0256 | 9117 | 32820.9374 | Distributed from 923 Generation And Fuel | 1953
19264 | 2022 | OR | Coffin Butte | 7725 | 1 |  | OP | IC | LFG | 0.8 | 0.805 | 5641.429 | 20308.9819 | 2350.857 | 8463.0175 | Distributed from 923 Generation And Fuel | 1995
19265 | 2022 | OR | Coffin Butte | 7725 | 2 |  | OP | IC | LFG | 0.8 | 0.805 | 5641.429 | 20308.9819 | 2350.857 | 8463.0175 | Distributed from 923 Generation And Fuel | 1995
19266 | 2022 | OR | Coffin Butte | 7725 | 3 |  | OP | IC | LFG | 0.8 | 0.805 | 5641.429 | 20308.9819 | 2350.857 | 8463.0175 | Distributed from 923 Generation And Fuel | 1995
19267 | 2022 | OR | Coffin Butte | 7725 | 4 |  | OP | IC | LFG | 1.6 | 0.805 | 11282.857 | 40617.9603 | 4701.714 | 16926.035 | Distributed from 923 Generation And Fuel | 2007
19268 | 2022 | OR | Coffin Butte | 7725 | 5 |  | OP | IC | LFG | 1.6 | 0.805 | 11282.857 | 40617.9603 | 4701.714 | 16926.035 | Distributed from 923 Generation And Fuel | 2007
19269 | 2022 | OR | Co-Gen II LLC | 50993 | GEN1 |  | SB | ST | WDS | 7.5 | 0 | 0 | 0 | 0 | 0 | EIA-923 Generator File | 1987
19270 | 2022 | OR | Co-Gen LLC | 50921 | GEN1 |  | SB | ST | WDS | 7.5 | 0 | 0 | 0 | 0 | 0 | EIA-923 Generator File | 1986
19271 | 2022 | OR | Colton Solar | 61831 | PGRC2 |  | OP | PV | SUN | 2.2 | 0.181 | 3481 | 12531.4997 | 2025 | 7289.9417 | Distributed from 923 Generation And Fuel | 2017
19272 | 2022 | OR | Combine Hills I | 56195 | 001 |  | OP | WT | WND | 43 | 0.207 | 77796 | 280063.3595 | 39211 | 141158.4707 | Distributed from 923 Generation And Fuel | 2003
19273 | 2022 | OR | Condon Windpower LLC | 55739 | GEN1 |  | OP | WT | WND | 24.6 | 0.154 | 33215.434 | 119574.6058 | 16741.337 | 60268.3311 | Distributed from 923 Generation And Fuel | 2001
19274 | 2022 | OR | Condon Windpower LLC | 55739 | GEN2 |  | OP | WT | WND | 25.2 | 0.154 | 34025.566 | 122491.0577 | 17149.663 | 61738.2929 | Distributed from 923 Generation And Fuel | 2002
19275 | 2022 | OR | Copper Dam Plant | 10323 | TURGO |  | OP | HY | WAT | 2.6 | 0.706 | 16090 | 57923.5366 | 7354 | 26474.1882 | Distributed from 923 Generation And Fuel | 2015
19276 | 2022 | OR | Cosper Creek Solar (CSG) | 65746 | CC22 |  | OP | PV | SUN | 2.5 | 0.004 | 94 | 338.3973 | 0 | 0 | Distributed from 923 Generation And Fuel | 2022
19277 | 2022 | OR | Cougar | 3076 | 1 |  | OA | HY | WAT | 13 | 0.337 | 38410.5 | 138276.6938 | 17556.5 | 63202.8944 | Distributed from 923 Generation And Fuel | 1964
19278 | 2022 | OR | Cougar | 3076 | 2 |  | OP | HY | WAT | 13 | 0.337 | 38410.5 | 138276.6938 | 17556.5 | 63202.8944 | Distributed from 923 Generation And Fuel | 1964
19279 | 2022 | OR | Covanta Marion Inc | 50630 | GEN1 | 2 | OP | ST | MSW | 13.1 | 0.581 | 66627 | 239855.2812 | 27885 | 100385.1969 | EIA-923 Generator File | 1986
19280 | 2022 | OR | Coyote Springs | 7350 | 1 |  | OP | CT | NG | 208 | 0.512 | 933742 | 3361444.3084 | 272854 | 982266.5419 | EIA-923 Generator File | 1995
19281 | 2022 | OR | Coyote Springs | 7350 | 2 | 1 | OP | CA | NG | 88 | 0.57 | 439230 | 1581215.3503 | 130839 | 471016.6319 | EIA-923 Generator File | 1995
19282 | 2022 | OR | Coyote Springs II | 7931 | 1 |  | OP | CT | NG | 170 | 0.791 | 1178290 | 4241810.0655 | 312869 | 1126319.3894 | EIA-923 Generator File | 2003
19283 | 2022 | OR | Coyote Springs II | 7931 | 2 | 1 | OP | CA | NG | 117 | 0.65 | 665953 | 2397411.6207 | 186364 | 670905.0328 | EIA-923 Generator File | 2003
19284 | 2022 | OR | Dalles Dam North Fishway Project | 7431 | 1 |  | OP | HY | WAT | 6.5 | 0.702 | 39960 | 143854.8492 | 18265 | 65753.474 | Distributed from 923 Generation And Fuel | 1991
19285 | 2022 | OR | Day Hill Solar, LLC | 63957 | 221 |  | OP | PV | SUN | 2.3 | 0.182 | 3676 | 13233.4941 | 2139 | 7700.3384 | Distributed from 923 Generation And Fuel | 2020
19286 | 2022 | OR | Dayton Cutoff Solar | 61827 | PGRC3 |  | OP | PV | SUN | 2.2 | 0.175 | 3369 | 12128.303 | 1960 | 7055.9436 | Distributed from 923 Generation And Fuel | 2017
19287 | 2022 | OR | Detroit | 3077 | 1 |  | OA | HY | WAT | 50 | 0.209 | 91710.5 | 330155.1588 | 41918 | 150903.5928 | Distributed from 923 Generation And Fuel | 1953
19288 | 2022 | OR | Detroit | 3077 | 2 |  | OP | HY | WAT | 50 | 0.209 | 91710.5 | 330155.1588 | 41918 | 150903.5928 | Distributed from 923 Generation And Fuel | 1953
19289 | 2022 | OR | Dexter | 3078 | 1 |  | OP | HY | WAT | 15 | 0.384 | 50414 | 181488.9481 | 23043 | 82954.1364 | Distributed from 923 Generation And Fuel | 1955
19290 | 2022 | OR | Dillard Complex | 50396 | GEN1 | 3 | OP | ST | WDS | 5 | 0.541 | 23705 | 85337.3173 | 10173 | 36622.507 | EIA-923 Generator File | 1955
19291 | 2022 | OR | Dillard Complex | 50396 | GEN2 | 3 | OP | ST | WDS | 5 | 0.631 | 27625 | 99449.2044 | 11829 | 42584.0593 | EIA-923 Generator File | 1955
19292 | 2022 | OR | Dillard Complex | 50396 | GEN3 | 3 | OP | ST | WDS | 7 | 0.243 | 14926 | 53733.1701 | 5289 | 19040.2477 | EIA-923 Generator File | 1955
19293 | 2022 | OR | Dillard Complex | 50396 | GEN4 | 3 | OP | ST | WDS | 11.5 | 0.157 | 15788 | 56836.3453 | 3018 | 10864.7131 | EIA-923 Generator File | 1955
19294 | 2022 | OR | Dillard Complex | 50396 | GEN5 | 3 | OP | ST | WDS | 11.5 | 0.308 | 31050 | 111779.1058 | 12258 | 44128.447 | EIA-923 Generator File | 1955
19295 | 2022 | OR | Dillard Complex | 50396 | GEN6 | 3 | OS | ST | WDS | 11.5 | 0 | 0 | 0 | 0 | 0 | EIA-923 Generator File | 1955
19296 | 2022 | OR | Dorena Hydro-Electric Facility | 59357 | FRNCS |  | OP | HY | WAT | 1.4 | 0.208 | 2548.56 | 9174.7426 | 1164.8 | 4193.2465 | Distributed from 923 Generation And Fuel | 2014
19297 | 2022 | OR | Dorena Hydro-Electric Facility | 59357 | KAPLN |  | OP | HY | WAT | 6.1 | 0.208 | 11104.44 | 39975.6642 | 5075.2 | 18270.5738 | Distributed from 923 Generation And Fuel | 2014
19298 | 2022 | OR | Douglas County Forest Products | 61761 | GEN-1 |  | OP | ST | WDS | 6.3 | 0.473 | 26076.51 | 93874.685 | 10787.442 | 38834.4805 | EIA-923 Generator File | 2006
19299 | 2022 | OR | Drift Creek Solar | 63466 | PGR18 |  | OP | PV | SUN | 2.2 | 0.18 | 3463 | 12466.7003 | 2015 | 7253.942 | Distributed from 923 Generation And Fuel | 2020
19300 | 2022 | OR | Dry Creek LFG to Energy Project | 56461 | DC1 |  | OA | IC | LFG | 1.6 | 0.483 | 6766.5 | 24359.2051 | 2819.5 | 10150.1188 | Distributed from 923 Generation And Fuel | 2007
19301 | 2022 | OR | Dry Creek LFG to Energy Project | 56461 | DC2 |  | OA | IC | LFG | 1.6 | 0.483 | 6766.5 | 24359.2051 | 2819.5 | 10150.1188 | Distributed from 923 Generation And Fuel | 2007
19302 | 2022 | OR | Dunn Road Solar | 63642 | W9736 |  | OP | PV | SUN | 1.8 | 0.199 | 3136 | 11289.5097 | 1824 | 6566.3475 | Distributed from 923 Generation And Fuel | 2021
19303 | 2022 | OR | Durbin Creek Windfarm (Burnt River) | 59492 | DCW |  | OP | WT | WND | 10 | 0.281 | 24646 | 88724.8902 | 12422 | 44718.8422 | Distributed from 923 Generation And Fuel | 2017
19304 | 2022 | OR | Durham AWTF | 60263 | GEN1 |  | OP | IC | OBG | 0.8 | 0.841 | 5895.5 | 21223.6302 | 2621.5 | 9437.3245 | Distributed from 923 Generation And Fuel | 2015
19305 | 2022 | OR | Durham AWTF | 60263 | GEN2 |  | OP | IC | OBG | 0.8 | 0.841 | 5895.5 | 21223.6302 | 2621.5 | 9437.3245 | Distributed from 923 Generation And Fuel | 2015
19306 | 2022 | OR | Duus Solar, LLC | 63330 | ORDUS |  | OP | PV | SUN | 10 | 0.195 | 17111 | 61599.1072 | 9955 | 35837.7133 | Distributed from 923 Generation And Fuel | 2020
19307 | 2022 | OR | Eagle Point | 3024 | 1 |  | OP | HY | WAT | 2.8 | 0.554 | 13590 | 48923.6086 | 6212 | 22363.0211 | Distributed from 923 Generation And Fuel | 1957
19308 | 2022 | OR | Eagle Point Solar | 61560 | PGRD4 |  | OP | PV | SUN | 9.9 | 0.209 | 18117 | 65220.6782 | 10540 | 37943.6965 | Distributed from 923 Generation And Fuel | 2017
19309 | 2022 | OR | East Side | 3025 | 1 |  | OP | HY | WAT | 3.2 | 0 | 0 | 0 | 0 | 0 | Distributed from 923 Generation And Fuel | 1924
19310 | 2022 | OR | Elbe Solar Center | 61497 | ELBE |  | OP | PV | SUN | 10 | 0.266 | 23269 | 83767.7299 | 13537 | 48732.8101 | Distributed from 923 Generation And Fuel | 2018
19311 | 2022 | OR | Elkhorn Valley Wind Farm | 56623 | EH1 |  | OP | WT | WND | 100.7 | 0.333 | 294185 | 1059057.5275 | 148276 | 533789.3297 | Distributed from 923 Generation And Fuel | 2007
19312 | 2022 | OR | Eurus Combine Hills Turbine Ranch 2 | 57137 | 1 |  | OP | WT | WND | 66.1 | 0.236 | 136403 | 491046.8716 | 68750 | 247498.02 | Distributed from 923 Generation And Fuel | 2010
19313 | 2022 | OR | Evergreen BioPower LLC | 56781 | 1 | 1 | OP | ST | WDS | 21 | 0.277 | 50964 | 183468.9322 | 23779 | 85603.7152 | EIA-923 Generator File | 2007
19314 | 2022 | OR | Falls Creek | 52187 | GE-1 |  | OP | HY | WAT | 4.1 | 0.456 | 16365 | 58913.5287 | 7480 | 26927.7846 | Distributed from 923 Generation And Fuel | 1984
19315 | 2022 | OR | Faraday | 3045 | 6 |  | OA | HY | WAT | 19.2 | -0.001 | -244 | -878.393 | -112 | -403.1968 | Distributed from 923 Generation And Fuel | 1958
19316 | 2022 | OR | Finley Buttes Landfill Gas | 58687 | GEN1 |  | OP | IC | LFG | 1.6 | 0.885 | 12409 | 44672.0426 | 5171 | 18615.4511 | Distributed from 923 Generation And Fuel | 2007
19317 | 2022 | OR | Finley Buttes Landfill Gas | 58687 | GEN2 |  | OP | IC | LFG | 1.6 | 0.885 | 12409 | 44672.0426 | 5171 | 18615.4511 | Distributed from 923 Generation And Fuel | 2007
19318 | 2022 | OR | Finley Buttes Landfill Gas | 58687 | GEN3 |  | OP | IC | LFG | 1.6 | 0.885 | 12409 | 44672.0426 | 5171 | 18615.4511 | Distributed from 923 Generation And Fuel | 2007
19319 | 2022 | OR | Firwood Solar, LLC | 63331 | ORFWD |  | OP | PV | SUN | 10 | 0.209 | 18288 | 65836.2733 | 10640 | 38303.6936 | Distributed from 923 Generation And Fuel | 2020
19320 | 2022 | OR | Fish Creek | 3026 | 1 |  | OP | HY | WAT | 11 | 0.221 | 21343 | 76834.1853 | 9755 | 35117.7191 | Distributed from 923 Generation And Fuel | 1952
19321 | 2022 | OR | Fort Rock I | 63636 | FR1 |  | OP | PV | SUN | 9.9 | 0.268 | 23202 | 83526.5318 | 13498 | 48592.4113 | Distributed from 923 Generation And Fuel | 2020
19322 | 2022 | OR | Fort Rock IV | 63926 | FRIV |  | OP | PV | SUN | 10 | 0.233 | 20450 | 73619.411 | 11897 | 42828.8574 | Distributed from 923 Generation And Fuel | 2020
19323 | 2022 | OR | Foster | 6552 | 1 |  | OP | HY | WAT | 10 | 0.309 | 27105.5 | 97579.0194 | 12389 | 44600.0432 | Distributed from 923 Generation And Fuel | 1968
19324 | 2022 | OR | Foster | 6552 | 2 |  | OP | HY | WAT | 10 | 0.309 | 27105.5 | 97579.0194 | 12389 | 44600.0432 | Distributed from 923 Generation And Fuel | 1968
19325 | 2022 | OR | Four Corners Windfarm LLC | 56969 | 1 |  | OP | WT | WND | 8 | 0.258 | 18053 | 64990.2801 | 9099 | 32756.138 | Distributed from 923 Generation And Fuel | 2009
19326 | 2022 | OR | Four Mile Canyon Windfarm LLC | 56970 | 1 |  | OP | WT | WND | 10 | 0.219 | 19193 | 69094.2472 | 9674 | 34826.1214 | Distributed from 923 Generation And Fuel | 2009
19327 | 2022 | OR | FPL Energy Vansycle LLC (OR) | 55989 | V-47 |  | OP | WT | WND | 122.8 | 0.217 | 233935 | 842159.2627 | 117908 | 424465.4043 | Distributed from 923 Generation And Fuel | 2001
19328 | 2022 | OR | Fruitland Creek Solar (CSG) | 65747 | FC22 |  | OP | PV | SUN | 1.8 | 0.004 | 57 | 205.1984 | 0 | 0 | Distributed from 923 Generation And Fuel | 2022
19329 | 2022 | OR | Galesville Project | 50938 | GV1 |  | OP | HY | WAT | 0.8 | 0 | 0 | 0 | 0 | 0 | Distributed from 923 Generation And Fuel | 1987
19330 | 2022 | OR | Galesville Project | 50938 | GV2 |  | OP | HY | WAT | 0.8 | 0 | 0 | 0 | 0 | 0 | Distributed from 923 Generation And Fuel | 1987
19331 | 2022 | OR | Garrett Solar | 63301 | 1888 |  | OP | PV | SUN | 10 | 0.289 | 25326 | 91172.8706 | 14734 | 53041.9757 | Distributed from 923 Generation And Fuel | 2019
19332 | 2022 | OR | Georgia-Pacific Toledo Mill | 58109 | TG2 | 4 | OP | ST | BLQ | 18.8 | 0.127 | 20901 | 75242.9981 | 1614 | 5810.3535 | EIA-923 Generator File | 2007
19333 | 2022 | OR | Georgia-Pacific Wauna Mill | 56192 | 1 | 3 | OP | ST | BLQ | 39.8 | 0.407 | 141903 | 510846.7132 | 43854 | 157873.137 | EIA-923 Generator File | 1996
19334 | 2022 | OR | Golden Hill Wind | 63710 | GH1 |  | OP | WT | WND | 201.3 | 0.232 | 409586 | 1474497.804 | 269298 | 969465.0443 | Distributed from 923 Generation And Fuel | 2022
19335 | 2022 | OR | Grand Ronde Solar | 61835 | PGRC4 |  | OP | PV | SUN | 2.2 | 0.203 | 3910 | 14075.8874 | 2275 | 8189.9345 | Distributed from 923 Generation And Fuel | 2017
19336 | 2022 | OR | Green Peter | 3080 | 1 |  | OP | HY | WAT | 40 | 0.315 | 110366.5 | 397316.2215 | 50445.5 | 181602.3472 | Distributed from 923 Generation And Fuel | 1967
19337 | 2022 | OR | Green Peter | 3080 | 2 |  | OP | HY | WAT | 40 | 0.315 | 110366.5 | 397316.2215 | 50445.5 | 181602.3472 | Distributed from 923 Generation And Fuel | 1967
19338 | 2022 | OR | Green Springs | 6403 | 1 |  | OP | HY | WAT | 17.2 | 0.123 | 18524 | 66685.8665 | 8467 | 30480.9562 | Distributed from 923 Generation And Fuel | 1960
19339 | 2022 | OR | GreenparkSolar | 64033 | GS |  | OP | PV | SUN | 1.3 | 0.168 | 1916 | 6897.5448 | 1115 | 4013.9679 | Distributed from 923 Generation And Fuel | 2020
19340 | 2022 | OR | Grove Solar Center, LLC | 60330 | GSC1 |  | OP | PV | SUN | 6 | 0.247 | 12980 | 46727.6262 | 7720 | 27791.7777 | Distributed from 923 Generation And Fuel | 2016
19341 | 2022 | OR | Hay Canyon Wind Power LLC | 56790 | 1 |  | OP | WT | WND | 100.8 | 0.195 | 172044 | 619353.4452 | 86714 | 312167.9027 | Distributed from 923 Generation And Fuel | 2009
19342 | 2022 | OR | Hells Canyon | 3013 | 1 |  | OA | HY | WAT | 130.5 | 0.422 | 481912.333 | 1734870.5198 | 220268 | 792958.4563 | Distributed from 923 Generation And Fuel | 1967
19343 | 2022 | OR | Hells Canyon | 3013 | 2 |  | OP | HY | WAT | 130.5 | 0.422 | 481912.333 | 1734870.5198 | 220268 | 792958.4563 | Distributed from 923 Generation And Fuel | 1967
19344 | 2022 | OR | Hells Canyon | 3013 | 3 |  | OP | HY | WAT | 130.5 | 0.422 | 481912.333 | 1734870.5198 | 220268 | 792958.4563 | Distributed from 923 Generation And Fuel | 1967
19345 | 2022 | OR | Hermiston Generating Plant | 54761 | GEN1 | 1 | OP | CA | NG | 106.1 | 0.585 | 543478 | 1956505.148 | 170200 | 612715.0983 | EIA-923 Generator File | 1996
19346 | 2022 | OR | Hermiston Generating Plant | 54761 | GEN2 |  | OP | CT | NG | 204.5 | 0.481 | 861647 | 3101904.3848 | 268333 | 965991.0721 | EIA-923 Generator File | 1996
19347 | 2022 | OR | Hermiston Generating Plant | 54761 | GEN3 | 1 | OP | CA | NG | 106.1 | 0.444 | 412389 | 1484588.5233 | 235313 | 847120.023 | EIA-923 Generator File | 1996
19348 | 2022 | OR | Hermiston Generating Plant | 54761 | GEN4 |  | OP | CT | NG | 204.5 | 0.365 | 654540 | 2356325.1494 | 375055 | 1350187.1985 | EIA-923 Generator File | 1996
19349 | 2022 | OR | Hermiston Power Partnership | 55328 | CTG1 |  | OP | CT | NG | 212.5 | 0.62 | 1154086 | 4154676.3626 | 355728 | 1280610.5551 | EIA-923 Generator File | 2002
19350 | 2022 | OR | Hermiston Power Partnership | 55328 | CTG2 |  | OP | CT | NG | 212.5 | 0.628 | 1169623 | 4210609.1151 | 357949 | 1288606.0912 | EIA-923 Generator File | 2002
19351 | 2022 | OR | Hermiston Power Partnership | 55328 | STG1 | 2 | OP | CA | NG | 264.4 | 0.663 | 1536102 | 5529922.9606 | 498894 | 1796004.032 | EIA-923 Generator File | 2002
19352 | 2022 | OR | Hills Creek | 3081 | 1 |  | OP | HY | WAT | 15 | 0.308 | 40533.5 | 145919.4326 | 18526.5 | 66694.8664 | Distributed from 923 Generation And Fuel | 1962
19353 | 2022 | OR | Hills Creek | 3081 | 2 |  | OP | HY | WAT | 15 | 0.308 | 40533.5 | 145919.4326 | 18526.5 | 66694.8664 | Distributed from 923 Generation And Fuel | 1962
19354 | 2022 | OR | Horseshoe Bend Wind LLC | 57550 | HORSE |  | OP | WT | WND | 290 | 0.196 | 497211 | 1789945.2804 | 221968 | 799078.4074 | Distributed from 923 Generation And Fuel | 2012
19355 | 2022 | OR | Hyline Solar Center, LLC | 60331 | HSC1 |  | OP | PV | SUN | 9 | 0.248 | 19540 | 70343.4373 | 11359 | 40892.0729 | Distributed from 923 Generation And Fuel | 2016
19356 | 2022 | OR | Interstate Solar | 61832 | PGRC5 |  | OP | PV | SUN | 2.2 | 0.186 | 3587 | 12913.0967 | 2087 | 7513.1399 | Distributed from 923 Generation And Fuel | 2017
19357 | 2022 | OR | IP Springfield Oregon | 50191 | TG1 | 1 | OS | ST | BLQ | 7.5 | 0 | 0 | 0 | 0 | 0 | EIA-923 Generator File | 1949
19358 | 2022 | OR | IP Springfield Oregon | 50191 | TG2 | 1 | OS | ST | BLQ | 5 | 0 | 0 | 0 | 0 | 0 | EIA-923 Generator File | 1949
19359 | 2022 | OR | IP Springfield Oregon | 50191 | TG3 | 1 | OS | ST | BLQ | 12.5 | 0 | 0 | 0 | 0 | 0 | EIA-923 Generator File | 1953
19360 | 2022 | OR | IP Springfield Oregon | 50191 | TG4 | 3 | OP | ST | BLQ | 40 | 0.245 | 85834 | 308999.928 | 34802 | 125286.1977 | EIA-923 Generator File | 1976
19361 | 2022 | OR | Jett Creek Windfarm (Burnt River) | 59490 | JCW |  | OP | WT | WND | 10 | 0.301 | 26370 | 94931.2406 | 13291 | 47847.2172 | Distributed from 923 Generation And Fuel | 2017
19362 | 2022 | OR | John C Boyle | 3028 | 1 |  | OP | HY | WAT | 50.3 | 0.182 | 80047.838 | 288169.9114 | 36587.517 | 131714.0075 | Distributed from 923 Generation And Fuel | 1958
19363 | 2022 | OR | John C Boyle | 3028 | 2 |  | OP | HY | WAT | 48.4 | 0.182 | 77024.162 | 277284.7649 | 35205.483 | 126738.7249 | Distributed from 923 Generation And Fuel | 1958
19364 | 2022 | OR | John Day | 3082 | 1 |  | OP | HY | WAT | 135 | 0.467 | 551971.5 | 1987081.5033 | 228871.75 | 823931.7085 | Distributed from 923 Generation And Fuel | 1968
19365 | 2022 | OR | John Day | 3082 | 10 |  | OA | HY | WAT | 135 | 0.467 | 551971.5 | 1987081.5033 | 228871.75 | 823931.7085 | Distributed from 923 Generation And Fuel | 1969
19366 | 2022 | OR | John Day | 3082 | 11 |  | OP | HY | WAT | 135 | 0.467 | 551971.5 | 1987081.5033 | 228871.75 | 823931.7085 | Distributed from 923 Generation And Fuel | 1970
19367 | 2022 | OR | John Day | 3082 | 12 |  | OP | HY | WAT | 135 | 0.467 | 551971.5 | 1987081.5033 | 228871.75 | 823931.7085 | Distributed from 923 Generation And Fuel | 1970
19368 | 2022 | OR | John Day | 3082 | 13 |  | OA | HY | WAT | 135 | 0.467 | 551971.5 | 1987081.5033 | 228871.75 | 823931.7085 | Distributed from 923 Generation And Fuel | 1970
19369 | 2022 | OR | John Day | 3082 | 14 |  | OP | HY | WAT | 135 | 0.467 | 551971.5 | 1987081.5033 | 228871.75 | 823931.7085 | Distributed from 923 Generation And Fuel | 1971
19370 | 2022 | OR | John Day | 3082 | 15 |  | OP | HY | WAT | 135 | 0.467 | 551971.5 | 1987081.5033 | 228871.75 | 823931.7085 | Distributed from 923 Generation And Fuel | 1971
19371 | 2022 | OR | John Day | 3082 | 16 |  | OP | HY | WAT | 135 | 0.467 | 551971.5 | 1987081.5033 | 228871.75 | 823931.7085 | Distributed from 923 Generation And Fuel | 1971
19372 | 2022 | OR | John Day | 3082 | 2 |  | OP | HY | WAT | 135 | 0.467 | 551971.5 | 1987081.5033 | 228871.75 | 823931.7085 | Distributed from 923 Generation And Fuel | 1968
19373 | 2022 | OR | John Day | 3082 | 3 |  | OP | HY | WAT | 135 | 0.467 | 551971.5 | 1987081.5033 | 228871.75 | 823931.7085 | Distributed from 923 Generation And Fuel | 1968
19374 | 2022 | OR | John Day | 3082 | 4 |  | OP | HY | WAT | 135 | 0.467 | 551971.5 | 1987081.5033 | 228871.75 | 823931.7085 | Distributed from 923 Generation And Fuel | 1968
19375 | 2022 | OR | John Day | 3082 | 5 |  | OA | HY | WAT | 135 | 0.467 | 551971.5 | 1987081.5033 | 228871.75 | 823931.7085 | Distributed from 923 Generation And Fuel | 1969
19376 | 2022 | OR | John Day | 3082 | 6 |  | OP | HY | WAT | 135 | 0.467 | 551971.5 | 1987081.5033 | 228871.75 | 823931.7085 | Distributed from 923 Generation And Fuel | 1969
19377 | 2022 | OR | John Day | 3082 | 7 |  | OS | HY | WAT | 135 | 0.467 | 551971.5 | 1987081.5033 | 228871.75 | 823931.7085 | Distributed from 923 Generation And Fuel | 1969
19378 | 2022 | OR | John Day | 3082 | 8 |  | OA | HY | WAT | 135 | 0.467 | 551971.5 | 1987081.5033 | 228871.75 | 823931.7085 | Distributed from 923 Generation And Fuel | 1969
19379 | 2022 | OR | John Day | 3082 | 9 |  | OP | HY | WAT | 135 | 0.467 | 551971.5 | 1987081.5033 | 228871.75 | 823931.7085 | Distributed from 923 Generation And Fuel | 1969
19380 | 2022 | OR | Juniper Ridge Hydroelectric Project | 57437 | 21-01 |  | OP | HY | WAT | 5 | 0.258 | 11321 | 40755.274 | 5175 | 18629.851 | Distributed from 923 Generation And Fuel | 2010
19381 | 2022 | OR | Kaiser Creek Solar (CSG) | 65748 | KC22 |  | OP | PV | SUN | 2 | 0.004 | 63 | 226.7982 | 0 | 0 | Distributed from 923 Generation And Fuel | 2022
19382 | 2022 | OR | Kale Patch Solar | 63208 | KPPV1 |  | OP | PV | SUN | 2.2 | 0.199 | 3839 | 13820.2894 | 2233 | 8038.7357 | Distributed from 923 Generation And Fuel | 2019
19383 | 2022 | OR | Klamath Cogeneration Plant | 55103 | CT1 |  | OP | CT | NG | 161.5 | 0.567 | 802190.97 | 2887864.3891 | 236817.74 | 852537.0437 | EIA-923 Generator File | 2001
19384 | 2022 | OR | Klamath Cogeneration Plant | 55103 | CT2 |  | OP | CT | NG | 161.5 | 0.535 | 757420.62 | 2726692.4185 | 236680.97 | 852044.6756 | EIA-923 Generator File | 2001
19385 | 2022 | OR | Klamath Cogeneration Plant | 55103 | ST1 | 2 | OP | CA | NG | 178.5 | 0.553 | 864745.3 | 3113058.1755 | 272107.31 | 979578.4794 | EIA-923 Generator File | 2001
19386 | 2022 | OR | Klamath Expansion Project | 55544 | GT1 |  | OP | GT | NG | 29.4 | 0.026 | 6762 | 24343.0053 | 2715.75 | 9776.6218 | Distributed from 923 Generation And Fuel | 2002
19387 | 2022 | OR | Klamath Expansion Project | 55544 | GT2 |  | OP | GT | NG | 29.4 | 0.026 | 6762 | 24343.0053 | 2715.75 | 9776.6218 | Distributed from 923 Generation And Fuel | 2002
19388 | 2022 | OR | Klamath Expansion Project | 55544 | GT3 |  | OP | GT | NG | 29.4 | 0.026 | 6762 | 24343.0053 | 2715.75 | 9776.6218 | Distributed from 923 Generation And Fuel | 2002
19389 | 2022 | OR | Klamath Expansion Project | 55544 | GT4 |  | OP | GT | NG | 29.4 | 0.026 | 6762 | 24343.0053 | 2715.75 | 9776.6218 | Distributed from 923 Generation And Fuel | 2002
19390 | 2022 | OR | Klamath Falls Solar 2 CSG | 61553 | 1 |  | OP | PV | SUN | 2.9 | 0.27 | 6866 | 24717.4023 | 3994 | 14378.285 | Distributed from 923 Generation And Fuel | 2017
19391 | 2022 | OR | Klondike Wind Power | 55871 | Ph 1 |  | OP | WT | WND | 24.5 | 0.165 | 35400 | 127438.9805 | 17842 | 64230.6862 | Distributed from 923 Generation And Fuel | 2002
19392 | 2022 | OR | Klondike Windpower II | 56359 | PH2 |  | OP | WT | WND | 75 | 0.348 | 228664 | 823183.8145 | 115252 | 414903.8808 | Distributed from 923 Generation And Fuel | 2005
19393 | 2022 | OR | Klondike Windpower III | 56468 | 1 |  | OP | WT | WND | 221 | 0.272 | 526097.371 | 1893935.3841 | 255783.543 | 920813.3883 | Distributed from 923 Generation And Fuel | 2007
19394 | 2022 | OR | Klondike Windpower III | 56468 | 2 |  | OP | WT | WND | 76.5 | 0.272 | 182110.629 | 655593.0197 | 88540.457 | 318743.0953 | Distributed from 923 Generation And Fuel | 2008
19395 | 2022 | OR | Labish Solar LLC | 62171 | LSPV2 |  | OP | PV | SUN | 2.2 | 0.205 | 3949 | 14216.2863 | 2297 | 8269.1338 | Distributed from 923 Generation And Fuel | 2018
19396 | 2022 | OR | Lacomb Irrigation District | 52155 | GEN1 |  | OP | HY | WAT | 1 | 0.509 | 4461 | 16059.4715 | 2039 | 7340.3413 | Distributed from 923 Generation And Fuel | 1986
19397 | 2022 | OR | Leaburg | 3068 | 1 |  | OS | HY | WAT | 8.4 |  | GENYRONL: 1930
19398 | 2022 | OR | Leaburg | 3068 | 2 |  | OS | HY | WAT | 7.5 |  | GENYRONL: 1950
19399 | 2022 | OR | Leaning Juniper | 56360 | 1 |  | OP | WT | WND | 110.4 | 0.262 | 253408 | 912261.5019 | 127723 | 459799.1216 | Distributed from 923 Generation And Fuel | 2006
19400 | 2022 | OR | Leaning Juniper Wind Power II | 57333 | 1 |  | OP | WT | WND | 199.2 | 0.189 | 329692 | 1186881.7049 | 166172 | 598214.4143 | Distributed from 923 Generation And Fuel | 2011
19401 | 2022 | OR | Lemolo 1 | 3029 | 1 |  | OP | HY | WAT | 32 | 0.371 | 104064 | 374627.403 | 47565 | 171232.6301 | Distributed from 923 Generation And Fuel | 1955
19402 | 2022 | OR | Lemolo 2 | 6421 | 1 |  | OP | HY | WAT | 43.7 | 0.284 | 108628 | 391057.6715 | 49651 | 178742.1701 | Distributed from 923 Generation And Fuel | 1956
19403 | 2022 | OR | Lime Wind | 57803 | T1-6 |  | OP | WT | WND | 3 | 0.209 | 5489 | 19760.2419 | 2767 | 9961.1203 | Distributed from 923 Generation And Fuel | 2011
19404 | 2022 | OR | Lookout Point | 3083 | 1 |  | OP | HY | WAT | 40 | 0.193 | 67733 | 243836.8493 | 30958.667 | 111450.3096 | Distributed from 923 Generation And Fuel | 1955
19405 | 2022 | OR | Lookout Point | 3083 | 2 |  | OA | HY | WAT | 40 | 0.193 | 67733 | 243836.8493 | 30958.667 | 111450.3096 | Distributed from 923 Generation And Fuel | 1955
19406 | 2022 | OR | Lookout Point | 3083 | 3 |  | OP | HY | WAT | 40 | 0.193 | 67733 | 243836.8493 | 30958.667 | 111450.3096 | Distributed from 923 Generation And Fuel | 1955
19407 | 2022 | OR | Lost Creek | 6174 | 1 |  | OP | HY | WAT | 24.5 | 0.491 | 105291 | 379044.5676 | 48125.5 | 173250.414 | Distributed from 923 Generation And Fuel | 1977
19408 | 2022 | OR | Lost Creek | 6174 | 2 |  | OP | HY | WAT | 24.5 | 0.491 | 105291 | 379044.5676 | 48125.5 | 173250.414 | Distributed from 923 Generation And Fuel | 1977
19409 | 2022 | OR | McNary | 3084 | 1 |  | OP | HY | WAT | 70 | 0.535 | 327918.728 | 1180497.9768 | 149882.12 | 539571.3154 | Distributed from 923 Generation And Fuel | 1953
19410 | 2022 | OR | McNary | 3084 | 10 |  | OP | HY | WAT | 70 | 0.535 | 327918.728 | 1180497.9768 | 149882.12 | 539571.3154 | Distributed from 923 Generation And Fuel | 1955
19411 | 2022 | OR | McNary | 3084 | 11 |  | OP | HY | WAT | 70 | 0.535 | 327918.728 | 1180497.9768 | 149882.12 | 539571.3154 | Distributed from 923 Generation And Fuel | 1956
19412 | 2022 | OR | McNary | 3084 | 12 |  | OP | HY | WAT | 70 | 0.535 | 327918.728 | 1180497.9768 | 149882.12 | 539571.3154 | Distributed from 923 Generation And Fuel | 1956
19413 | 2022 | OR | McNary | 3084 | 13 |  | OP | HY | WAT | 70 | 0.535 | 327918.728 | 1180497.9768 | 149882.12 | 539571.3154 | Distributed from 923 Generation And Fuel | 1957
19414 | 2022 | OR | McNary | 3084 | 14 |  | OP | HY | WAT | 80.5 | 0.535 | 377106.537 | 1357572.6726 | 172364.438 | 620507.0127 | Distributed from 923 Generation And Fuel | 1957
19415 | 2022 | OR | McNary | 3084 | 2 |  | OP | HY | WAT | 70 | 0.535 | 327918.728 | 1180497.9768 | 149882.12 | 539571.3154 | Distributed from 923 Generation And Fuel | 1954
19416 | 2022 | OR | McNary | 3084 | 3 |  | OP | HY | WAT | 70 | 0.535 | 327918.728 | 1180497.9768 | 149882.12 | 539571.3154 | Distributed from 923 Generation And Fuel | 1954
19417 | 2022 | OR | McNary | 3084 | 4 |  | OP | HY | WAT | 70 | 0.535 | 327918.728 | 1180497.9768 | 149882.12 | 539571.3154 | Distributed from 923 Generation And Fuel | 1954
19418 | 2022 | OR | McNary | 3084 | 5 |  | OP | HY | WAT | 70 | 0.535 | 327918.728 | 1180497.9768 | 149882.12 | 539571.3154 | Distributed from 923 Generation And Fuel | 1954
19419 | 2022 | OR | McNary | 3084 | 6 |  | OP | HY | WAT | 70 | 0.535 | 327918.728 | 1180497.9768 | 149882.12 | 539571.3154 | Distributed from 923 Generation And Fuel | 1955
19420 | 2022 | OR | McNary | 3084 | 7 |  | OP | HY | WAT | 70 | 0.535 | 327918.728 | 1180497.9768 | 149882.12 | 539571.3154 | Distributed from 923 Generation And Fuel | 1955
19421 | 2022 | OR | McNary | 3084 | 8 |  | OP | HY | WAT | 70 | 0.535 | 327918.728 | 1180497.9768 | 149882.12 | 539571.3154 | Distributed from 923 Generation And Fuel | 1955
19422 | 2022 | OR | McNary | 3084 | 9 |  | OA | HY | WAT | 70 | 0.535 | 327918.728 | 1180497.9768 | 149882.12 | 539571.3154 | Distributed from 923 Generation And Fuel | 1956
19423 | 2022 | OR | Medford Operation | 56193 | 1 |  | OS | ST | WDS | 3.5 |  | GENYRONL: 1956
19424 | 2022 | OR | Medford Operation | 56193 | 2 |  | OS | ST | WDS | 5 |  | GENYRONL: 1965
19425 | 2022 | OR | Michell Butte Power Project | 50360 | GEN1 |  | OP | HY | WAT | 1.8 | 0.169 | 2663 | 9586.7233 | 1217 | 4381.165 | Distributed from 923 Generation And Fuel | 1989
19426 | 2022 | OR | Middle Fork Irrigation District | 50917 | GEN1 |  | OP | HY | WAT | 2 | 0.811 | 14203.636 | 51132.6805 | 6492.121 | 23371.4486 | Distributed from 923 Generation And Fuel | 1986
19427 | 2022 | OR | Middle Fork Irrigation District | 50917 | GEN2 |  | OP | HY | WAT | 0.5 | 0.811 | 3550.909 | 12783.1701 | 1623.03 | 5842.8613 | Distributed from 923 Generation And Fuel | 1986
19428 | 2022 | OR | Middle Fork Irrigation District | 50917 | GEN3 |  | OP | HY | WAT | 0.8 | 0.811 | 5681.455 | 20453.0744 | 2596.848 | 9348.578 | Distributed from 923 Generation And Fuel | 1986
19429 | 2022 | OR | MilfordSolar OR | 64008 | MS |  | OP | PV | SUN | 3 | 0.175 | 4604 | 16574.2674 | 2679 | 9644.3228 | Distributed from 923 Generation And Fuel | 2021
19430 | 2022 | OR | Mill Creek Solar (OR) | 61338 | PGRC1 |  | OP | PV | SUN | 2.2 | 0.195 | 3753 | 13510.6919 | 2183 | 7858.7371 | Distributed from 923 Generation And Fuel | 2017
19431 | 2022 | OR | Millican Solar Energy LLC | 63050 | GEN1 |  | OP | PV | SUN | 70 | 0.231 | 141640 | 509899.9208 | 83518 | 300662.3947 | Distributed from 923 Generation And Fuel | 2021
19432 | 2022 | OR | Minke Solar | 63465 | PGR20 |  | OP | PV | SUN | 2.2 | 0.154 | 2973 | 10702.7144 | 1730 | 6227.9502 | Distributed from 923 Generation And Fuel | 2020
19433 | 2022 | OR | Montague Wind Power Facility LLC | 58099 | 1 |  | OP | WT | WND | 200 | 0.281 | 491582 | 1769681.0426 | 253220 | 911584.7073 | Distributed from 923 Generation And Fuel | 2019
19434 | 2022 | OR | Morgan Solar Center | 61855 | MORGN |  | OP | PV | SUN | 3 | 0.263 | 6912 | 24883.0009 | 4021 | 14475.4842 | Distributed from 923 Generation And Fuel | 2020
19435 | 2022 | OR | Mt Hope Solar | 63663 | W0053 |  | OP | PV | SUN | 2.5 | 0.191 | 4193 | 15094.6792 | 2439 | 8780.3298 | Distributed from 923 Generation And Fuel | 2021
19436 | 2022 | OR | Neal Hot Springs Geothermal Project | 58022 | NHS1 |  | OP | BT | GEO | 11 | 0.619 | 59615.333 | 214613.4819 | 24984.667 | 89944.0816 | Distributed from 923 Generation And Fuel | 2012
19437 | 2022 | OR | Neal Hot Springs Geothermal Project | 58022 | NHS2 |  | OP | BT | GEO | 11 | 0.619 | 59615.333 | 214613.4819 | 24984.667 | 89944.0816 | Distributed from 923 Generation And Fuel | 2012
19438 | 2022 | OR | Neal Hot Springs Geothermal Project | 58022 | NHS3 |  | OP | BT | GEO | 11 | 0.619 | 59615.333 | 214613.4819 | 24984.667 | 89944.0816 | Distributed from 923 Generation And Fuel | 2012
19439 | 2022 | OR | North Fork | 3047 | 1 |  | OP | HY | WAT | 19.2 | 0.563 | 94761.882 | 341140.0461 | 43312.941 | 155925.3402 | Distributed from 923 Generation And Fuel | 1958
19440 | 2022 | OR | North Fork | 3047 | 2 |  | OP | HY | WAT | 21.6 | 0.563 | 106607.118 | 383782.5545 | 48727.059 | 175416.0091 | Distributed from 923 Generation And Fuel | 1958
19441 | 2022 | OR | North Hurlburt Wind LLC | 57526 | NORTH |  | OP | WT | WND | 265 | 0.223 | 518106 | 1865166.6787 | 288132 | 1037266.9019 | Distributed from 923 Generation And Fuel | 2012
19442 | 2022 | OR | NorWest Energy 2, LLC | 60548 | PV1 |  | OP | PV | SUN | 9.9 | 0.234 | 20267 | 72960.6163 | 11478 | 41320.4694 | Distributed from 923 Generation And Fuel | 2016
19443 | 2022 | OR | NorWest Energy 4, LLC | 62268 | NWE4 |  | OP | PV | SUN | 5.6 | 0.231 | 11353 | 40870.473 | 6605 | 23777.8098 | Distributed from 923 Generation And Fuel | 2019
19444 | 2022 | OR | NorWest Energy 9 LLC | 62241 | NWE9 |  | OP | PV | SUN | 6 | 0.218 | 11464 | 41270.0698 | 6670 | 24011.8079 | Distributed from 923 Generation And Fuel | 2018
19445 | 2022 | OR | NSE Astoria - Skyward | 66368 | SKYW |  | OP | PV | SUN | 2.5 | 0.006 | 128 | 460.7963 | 74 | 266.3979 | Distributed from 923 Generation And Fuel | 2021
19446 | 2022 | OR | Oak Grove | 6505 | 1 |  | OS | HY | WAT | 25.5 | 0.104 | 23164.5 | 83391.5329 | 10588 | 38116.4951 | Distributed from 923 Generation And Fuel | 1924
19447 | 2022 | OR | Oak Grove | 6505 | 2 |  | OS | HY | WAT | 25.5 | 0.104 | 23164.5 | 83391.5329 | 10588 | 38116.4951 | Distributed from 923 Generation And Fuel | 1931
19448 | 2022 | OR | Old Mill Solar | 59374 | OMSLR |  | OP | PV | SUN | 5 | 0.172 | 7542 | 27150.9828 | 4388 | 15796.6736 | Distributed from 923 Generation And Fuel | 2015
19449 | 2022 | OR | O'Neill Creek Solar | 63235 | OCPV1 |  | OP | PV | SUN | 2.2 | 0.202 | 3902 | 14047.0876 | 2270 | 8171.9346 | Distributed from 923 Generation And Fuel | 2019
19450 | 2022 | OR | Ontario Solar Center | 61860 | ONTRO |  | OP | PV | SUN | 3 | 0.267 | 7019 | 25268.1979 | 4084 | 14702.2824 | Distributed from 923 Generation And Fuel | 2020
19451 | 2022 | OR | Opal Springs Hydro | 54251 | 1 |  | OP | HY | WAT | 4.3 | 0.563 | 21213 | 76366.1891 | 9696 | 34905.3208 | Distributed from 923 Generation And Fuel | 1985
19452 | 2022 | OR | Open Range Solar Center, LLC | 60332 | ORSC1 |  | OP | PV | SUN | 10 | 0.252 | 22117 | 79620.563 | 13073 | 47062.4235 | Distributed from 923 Generation And Fuel | 2016
19453 | 2022 | OR | OR Solar 2, LLC | 61200 | ORSR2 |  | OP | PV | SUN | 10 | 0.254 | 22274 | 80185.7585 | 12959 | 46652.0268 | Distributed from 923 Generation And Fuel | 2020
19454 | 2022 | OR | OR Solar 3, LLC | 61201 | ORSR3 |  | OP | PV | SUN | 10 | 0.285 | 24999 | 89995.68 | 14544 | 52357.9811 | Distributed from 923 Generation And Fuel | 2017
19455 | 2022 | OR | OR Solar 5, LLC | 61423 | PV1 |  | OP | PV | SUN | 8 | 0.282 | 19732 | 71034.6317 | 11480 | 41327.6694 | Distributed from 923 Generation And Fuel | 2018
19456 | 2022 | OR | OR Solar 6, LLC | 61430 | PV6 |  | OP | PV | SUN | 10 | 0.285 | 24941 | 89786.8817 | 14510 | 52235.5821 | Distributed from 923 Generation And Fuel | 2017
19457 | 2022 | OR | OR Solar 8, LLC | 61424 | PV1 |  | OP | PV | SUN | 10 | 0.308 | 26957 | 97044.4236 | 15683 | 56458.3483 | Distributed from 923 Generation And Fuel | 2018
19458 | 2022 | OR | Orchard Windfarm 1, LLC | 62935 | OCHW |  | OP | WT | WND | 10 | 0.182 | 15926 | 57333.1413 | 8027 | 28896.9688 | Distributed from 923 Generation And Fuel | 2020
19459 | 2022 | OR | Orchard Windfarm 2, LLC | 64051 | OCHW2 |  | OP | WT | WND | 10 | 0.192 | 16796 | 60465.1163 | 8466 | 30477.3562 | Distributed from 923 Generation And Fuel | 2020
19460 | 2022 | OR | Orchard Windfarm 3, LLC | 64052 | OCHW3 |  | OP | WT | WND | 10 | 0.194 | 17019 | 61267.9099 | 8578 | 30880.553 | Distributed from 923 Generation And Fuel | 2020
19461 | 2022 | OR | Orchard Windfarm 4, LLC | 64053 | OCHW4 |  | OP | WT | WND | 10 | 0.206 | 18047 | 64968.6803 | 9096 | 32745.338 | Distributed from 923 Generation And Fuel | 2020
19462 | 2022 | OR | Oregon Convention Center | 60112 | PV1 |  | OP | PV | SUN | 1.4 | 0.139 | 1705 | 6137.9509 | 992 | 3571.1714 | Distributed from 923 Generation And Fuel | 2016
19463 | 2022 | OR | Oregon State University Energy Center | 57653 | CTG |  | OP | CT | NG | 5.5 | 0.835 | 40226 | 144812.4415 | 15502 | 55806.7535 | EIA-923 Generator File | 2010
19464 | 2022 | OR | Oregon State University Energy Center | 57653 | STG |  | OS | CA | NG | 1 | 0 | 0 | 0 | 0 | 0 | EIA-923 Generator File | 2010
19465 | 2022 | OR | Oregon Trail Windfarm LLC | 56971 | 1 |  | OP | WT | WND | 9.9 | 0.216 | 18704 | 67333.8613 | 9427 | 33936.9285 | Distributed from 923 Generation And Fuel | 2009
19466 | 2022 | OR | Oregon University System OIT Klamath Falls | 58961 | PV |  | OP | PV | SUN | 1.7 | 0.201 | 2990 | 10763.9139 | 1740 | 6263.9499 | Distributed from 923 Generation And Fuel | 2014
19467 | 2022 | OR | Oregon University System Rabbit Field | 59790 | PV1 |  | OP | PV | SUN | 1.2 | 0.133 | 1397 | 5029.1598 | 813 | 2926.7766 | Distributed from 923 Generation And Fuel | 2014
19468 | 2022 | OR | OSLH, LLC | 60976 | PV1 |  | OP | PV | SUN | 9.9 | 0.26 | 22579 | 81283.7497 | 13136 | 47289.2217 | Distributed from 923 Generation And Fuel | 2016
19469 | 2022 | OR | Outback Solar At Christmas Valley | 58131 | PV1 |  | OP | PV | SUN | 4.4 | 0.25 | 9621 | 34635.3229 | 5597 | 20149.0388 | Distributed from 923 Generation And Fuel | 2012
19470 | 2022 | OR | Owyhee Dam Power Project | 50361 | GEN1 |  | OP | HY | WAT | 4.3 | 0.285 | 10753 | 38710.4903 | 4915 | 17693.8584 | Distributed from 923 Generation And Fuel | 1985
19471 | 2022 | OR | Oxbow (OR) | 3014 | 1 |  | OP | HY | WAT | 47.5 | 0.424 | 176404.75 | 635052.0196 | 80629.5 | 290263.8779 | Distributed from 923 Generation And Fuel | 1961
19472 | 2022 | OR | Oxbow (OR) | 3014 | 2 |  | OP | HY | WAT | 47.5 | 0.424 | 176404.75 | 635052.0196 | 80629.5 | 290263.8779 | Distributed from 923 Generation And Fuel | 1961
19473 | 2022 | OR | Oxbow (OR) | 3014 | 3 |  | OP | HY | WAT | 47.5 | 0.424 | 176404.75 | 635052.0196 | 80629.5 | 290263.8779 | Distributed from 923 Generation And Fuel | 1961
19474 | 2022 | OR | Oxbow (OR) | 3014 | 4 |  | OP | HY | WAT | 47.5 | 0.424 | 176404.75 | 635052.0196 | 80629.5 | 290263.8779 | Distributed from 923 Generation And Fuel | 1961
19475 | 2022 | OR | Pacific Canyon Windfarm LLC | 56972 | 1 |  | OP | WT | WND | 8.3 | 0.222 | 16121 | 58035.1357 | 8125 | 29249.766 | Distributed from 923 Generation And Fuel | 2009
19476 | 2022 | OR | Paisley Geothermal Generating Plant | 59382 | SVEP1 |  | OS | ST | GEO | 3.7 |  | GENYRONL: 2015
19477 | 2022 | OR | Palmer Creek Solar, LLC | 63956 | 223 |  | OP | PV | SUN | 2.3 | 0.182 | 3676 | 13233.4941 | 2139 | 7700.3384 | Distributed from 923 Generation And Fuel | 2020
19478 | 2022 | OR | PaTu Wind Farm LLC | 57578 | PATU |  | OP | WT | WND | 9 | 0.326 | 25692 | 92490.4601 | 12949 | 46616.0271 | Distributed from 923 Generation And Fuel | 2010
19479 | 2022 | OR | Pebble Springs Wind LLC | 56789 | 1 |  | OP | WT | WND | 98.7 | 0.226 | 195235 | 702840.3773 | 98403 | 354247.966 | Distributed from 923 Generation And Fuel | 2009
19480 | 2022 | OR | Pelton | 3048 | 1 |  | OP | HY | WAT | 45 | 0.323 | 127472.541 | 458897.4764 | 58263.934 | 209748.4844 | Distributed from 923 Generation And Fuel | 1957
19481 | 2022 | OR | Pelton | 3048 | 2 |  | OP | HY | WAT | 32.4 | 0.323 | 91780.23 | 330406.1848 | 41950.033 | 151018.9106 | Distributed from 923 Generation And Fuel | 1958
19482 | 2022 | OR | Pelton | 3048 | 3 |  | OP | HY | WAT | 32.4 | 0.323 | 91780.23 | 330406.1848 | 41950.033 | 151018.9106 | Distributed from 923 Generation And Fuel | 1958
19483 | 2022 | OR | Peters Drive Plant | 10324 | GEN3 |  | OP | HY | WAT | 1.8 | 0.503 | 7936 | 28569.3714 | 3627 | 13057.0955 | Distributed from 923 Generation And Fuel | 1987
19484 | 2022 | OR | PHP 1 | 4213 | 1 |  | OP | HY | WAT | 23.7 | 0.238 | 49369 | 177726.9782 | 22565 | 81233.3501 | Distributed from 923 Generation And Fuel | 1982
19485 | 2022 | OR | PHP 2 | 4214 | 2 |  | OP | HY | WAT | 11.8 | 0.353 | 36454 | 131233.3501 | 16662 | 59982.7201 | Distributed from 923 Generation And Fuel | 1982
19486 | 2022 | OR | Pika Solar | 63462 | PGR17 |  | OP | PV | SUN | 2.2 | 0.174 | 3353 | 12070.7034 | 1951 | 7023.5438 | Distributed from 923 Generation And Fuel | 2020
19487 | 2022 | OR | Port Westward | 56227 | 1 |  | OP | CT | NG | 312 | 0.547 | 1494747 | 5381046.1516 | 568039 | 2044924.0406 | EIA-923 Generator File | 2007
19488 | 2022 | OR | Port Westward | 56227 | 2 | 1 | OP | CA | NG | 171 | 0.554 | 829150 | 2984916.1207 | 319526 | 1150284.3977 | EIA-923 Generator File | 2007
19489 | 2022 | OR | Port Westward Unit 2 | 58266 | 1 |  | OP | IC | NG | 18.8 | 0.352 | 57897.5 | 208429.3326 | 19273.917 | 69385.5461 | Distributed from 923 Generation And Fuel | 2014
19490 | 2022 | OR | Port Westward Unit 2 | 58266 | 10 |  | OP | IC | NG | 18.8 | 0.352 | 57897.5 | 208429.3326 | 19273.917 | 69385.5461 | Distributed from 923 Generation And Fuel | 2014
19491 | 2022 | OR | Port Westward Unit 2 | 58266 | 11 |  | OP | IC | NG | 18.8 | 0.352 | 57897.5 | 208429.3326 | 19273.917 | 69385.5461 | Distributed from 923 Generation And Fuel | 2014
19492 | 2022 | OR | Port Westward Unit 2 | 58266 | 12 |  | OP | IC | NG | 18.8 | 0.352 | 57897.5 | 208429.3326 | 19273.917 | 69385.5461 | Distributed from 923 Generation And Fuel | 2014
19493 | 2022 | OR | Port Westward Unit 2 | 58266 | 2 |  | OP | IC | NG | 18.8 | 0.352 | 57897.5 | 208429.3326 | 19273.917 | 69385.5461 | Distributed from 923 Generation And Fuel | 2014
19494 | 2022 | OR | Port Westward Unit 2 | 58266 | 3 |  | OP | IC | NG | 18.8 | 0.352 | 57897.5 | 208429.3326 | 19273.917 | 69385.5461 | Distributed from 923 Generation And Fuel | 2014
19495 | 2022 | OR | Port Westward Unit 2 | 58266 | 4 |  | OP | IC | NG | 18.8 | 0.352 | 57897.5 | 208429.3326 | 19273.917 | 69385.5461 | Distributed from 923 Generation And Fuel | 2014
19496 | 2022 | OR | Port Westward Unit 2 | 58266 | 5 |  | OP | IC | NG | 18.8 | 0.352 | 57897.5 | 208429.3326 | 19273.917 | 69385.5461 | Distributed from 923 Generation And Fuel | 2014
19497 | 2022 | OR | Port Westward Unit 2 | 58266 | 6 |  | OP | IC | NG | 18.8 | 0.352 | 57897.5 | 208429.3326 | 19273.917 | 69385.5461 | Distributed from 923 Generation And Fuel | 2014
19498 | 2022 | OR | Port Westward Unit 2 | 58266 | 7 |  | OP | IC | NG | 18.8 | 0.352 | 57897.5 | 208429.3326 | 19273.917 | 69385.5461 | Distributed from 923 Generation And Fuel | 2014
19499 | 2022 | OR | Port Westward Unit 2 | 58266 | 8 |  | OP | IC | NG | 18.8 | 0.352 | 57897.5 | 208429.3326 | 19273.917 | 69385.5461 | Distributed from 923 Generation And Fuel | 2014
19500 | 2022 | OR | Port Westward Unit 2 | 58266 | 9 |  | OP | IC | NG | 18.8 | 0.352 | 57897.5 | 208429.3326 | 19273.917 | 69385.5461 | Distributed from 923 Generation And Fuel | 2015
19501 | 2022 | OR | POTB Digester | 58591 | GEN1 |  | OP | IC | OBG | 1 | 0.176 | 1538 | 5536.7557 | 641 | 2307.5815 | Distributed from 923 Generation And Fuel | 2013
19502 | 2022 | OR | Prineville Solar Energy LLC | 63049 | GEN1 |  | OP | PV | SUN | 40 | 0.28 | 98042 | 352948.3764 | 55756 | 200719.9942 | Distributed from 923 Generation And Fuel | 2021
19503 | 2022 | OR | Prospect 1 | 3032 | 1 |  | OP | HY | WAT | 3.8 | 0.007 | 219 | 788.3937 | 100 | 359.9971 | Distributed from 923 Generation And Fuel | 1912
19504 | 2022 | OR | Prospect 2 | 3033 | 1 |  | OP | HY | WAT | 16 | 0.576 | 80772.5 | 290778.6738 | 36919 | 132907.3367 | Distributed from 923 Generation And Fuel | 1928
19505 | 2022 | OR | Prospect 2 | 3033 | 2 |  | OP | HY | WAT | 16 | 0.576 | 80772.5 | 290778.6738 | 36919 | 132907.3367 | Distributed from 923 Generation And Fuel | 1928
19506 | 2022 | OR | Prospect 3 | 3034 | 1 |  | OP | HY | WAT | 7.2 | -0.003 | -175 | -629.995 | -80 | -287.9977 | Distributed from 923 Generation And Fuel | 1932
19507 | 2022 | OR | Prospect 4 | 3035 | 1 |  | OP | HY | WAT | 1 | -0.002 | -16 | -57.5995 | -7 | -25.1998 | Distributed from 923 Generation And Fuel | 1944
19508 | 2022 | OR | Prospector Windfarm (Burnt River) | 59493 | PW |  | OP | WT | WND | 10 | 0.304 | 26674 | 96025.6318 | 13444 | 48398.0128 | Distributed from 923 Generation And Fuel | 2017
19509 | 2022 | OR | Rafael Solar | 63206 | RSPV1 |  | OP | PV | SUN | 2.2 | 0.2 | 3845 | 13841.8893 | 2237 | 8053.1356 | Distributed from 923 Generation And Fuel | 2019
19510 | 2022 | OR | Railroad Solar Center, LLC | 60333 | RSC1 |  | OP | PV | SUN | 4.5 | 0.255 | 10049 | 36176.1106 | 5893 | 21214.6303 | Distributed from 923 Generation And Fuel | 2016
19511 | 2022 | OR | Red Prairie Solar | 65228 | RP21 |  | OP | PV | SUN | 2.2 | 0.217 | 4179 | 15044.2796 | 2431 | 8751.53 | Distributed from 923 Generation And Fuel | 2021
19512 | 2022 | OR | Riley | 63925 | RILEY |  | OP | PV | SUN | 10 | 0.261 | 22857 | 82284.5417 | 13298 | 47872.417 | Distributed from 923 Generation And Fuel | 2020
19513 | 2022 | OR | River Mill | 3049 | 1 |  | OP | HY | WAT | 3.3 | 0.633 | 18297.798 | 65871.5458 | 8363.394 | 30107.9775 | Distributed from 923 Generation And Fuel | 1911
19514 | 2022 | OR | River Mill | 3049 | 2 |  | OP | HY | WAT | 3.3 | 0.633 | 18297.798 | 65871.5458 | 8363.394 | 30107.9775 | Distributed from 923 Generation And Fuel | 1911
19515 | 2022 | OR | River Mill | 3049 | 3 |  | OP | HY | WAT | 3.3 | 0.633 | 18297.798 | 65871.5458 | 8363.394 | 30107.9775 | Distributed from 923 Generation And Fuel | 1912
19516 | 2022 | OR | River Mill | 3049 | 4 |  | OP | HY | WAT | 3.9 | 0.633 | 21624.67 | 77848.1892 | 9884.011 | 35582.1549 | Distributed from 923 Generation And Fuel | 1927
19517 | 2022 | OR | River Mill | 3049 | 5 |  | OP | HY | WAT | 5 | 0.633 | 27723.936 | 99805.3712 | 12671.809 | 45618.1475 | Distributed from 923 Generation And Fuel | 1952
19518 | 2022 | OR | River Valley Solar | 63665 | W0054 |  | OP | PV | SUN | 1.9 | 0.088 | 1470 | 5291.9577 | 1042 | 3751.17 | Distributed from 923 Generation And Fuel | 2022
19519 | 2022 | OR | Riverbend Landfill | 57019 | GEN1 |  | OP | IC | LFG | 0.8 | 0.643 | 4508.167 | 16229.2714 | 1878.667 | 6763.1471 | Distributed from 923 Generation And Fuel | 2010
19520 | 2022 | OR | Riverbend Landfill | 57019 | GEN2 |  | OP | IC | LFG | 0.8 | 0.643 | 4508.167 | 16229.2714 | 1878.667 | 6763.1471 | Distributed from 923 Generation And Fuel | 2010
19521 | 2022 | OR | Riverbend Landfill | 57019 | GEN3 |  | OP | IC | LFG | 0.8 | 0.643 | 4508.167 | 16229.2714 | 1878.667 | 6763.1471 | Distributed from 923 Generation And Fuel | 2010
19522 | 2022 | OR | Riverbend Landfill | 57019 | GEN4 |  | OP | IC | LFG | 0.8 | 0.643 | 4508.167 | 16229.2714 | 1878.667 | 6763.1471 | Distributed from 923 Generation And Fuel | 2010
19523 | 2022 | OR | Riverbend Landfill | 57019 | GEN5 |  | OP | IC | LFG | 0.8 | 0.643 | 4508.167 | 16229.2714 | 1878.667 | 6763.1471 | Distributed from 923 Generation And Fuel | 2010
19524 | 2022 | OR | Riverbend Landfill | 57019 | GEN6 |  | OP | IC | LFG | 0.8 | 0.643 | 4508.167 | 16229.2714 | 1878.667 | 6763.1471 | Distributed from 923 Generation And Fuel | 2010
19525 | 2022 | OR | Rock Garden Solar, LLC | 63779 | 4 |  | OP | PV | SUN | 10 | 0.274 | 23968 | 86284.1097 | 13944 | 50197.9984 | Distributed from 923 Generation And Fuel | 2020
19526 | 2022 | OR | Roseburg LFG | 57911 | 1 |  | OP | IC | LFG | 1.6 | 0.536 | 7507 | 27024.9838 | 3128 | 11260.7099 | Distributed from 923 Generation And Fuel | 2011
19527 | 2022 | OR | Round Butte | 3050 | 1 |  | OP | HY | WAT | 112.5 | 0.231 | 227602.752 | 819363.3523 | 104030.638 | 374507.3007 | Distributed from 923 Generation And Fuel | 1964
19528 | 2022 | OR | Round Butte | 3050 | 2 |  | OP | HY | WAT | 130 | 0.231 | 263007.624 | 946819.8718 | 120213.181 | 432763.9895 | Distributed from 923 Generation And Fuel | 1964
19529 | 2022 | OR | Round Butte | 3050 | 3 |  | OP | HY | WAT | 130 | 0.231 | 263007.624 | 946819.8718 | 120213.181 | 432763.9895 | Distributed from 923 Generation And Fuel | 1964
19530 | 2022 | OR | Salem Smart Power Center | 60441 | SSPC |  | SB | BA | MWH | 5 | -0.008 | -371 | -1335.5893 | -173 | -622.795 | Distributed from 923 Generation And Fuel | 2013
19531 | 2022 | OR | Sand Ranch Windfarm LLC | 56973 | 1 |  | OP | WT | WND | 9.9 | 0.228 | 19781 | 71211.0303 | 9970 | 35891.7129 | Distributed from 923 Generation And Fuel | 2009
19532 | 2022 | OR | Sandy River Solar (CSG) | 65750 | SR22 |  | OP | PV | SUN | 1.9 | 0.006 | 103 | 370.797 | 0 | 0 | Distributed from 923 Generation And Fuel | 2022
19533 | 2022 | OR | Schumann Wind Farm | 65737 | SCH |  | OP | WT | WND | 8 | 0.043 | 3004 | 10814.3135 | 0 | 0 | Distributed from 923 Generation And Fuel | 2022
19534 | 2022 | OR | Seneca Sustainable Energy LLC | 57457 | 1 | 1 | OP | ST | WDS | 19.8 | 0.838 | 145431 | 523547.4116 | 64895 | 233620.131 | EIA-923 Generator File | 2011
19535 | 2022 | OR | Sesqui-C Solar (CSG) | 65751 | SC22 |  | OP | PV | SUN | 2.5 | 0.003 | 60 | 215.9983 | 0 | 0 | Distributed from 923 Generation And Fuel | 2022
19536 | 2022 | OR | Sheep Solar | 61830 | PGRC8 |  | OP | PV | SUN | 2.2 | 0.193 | 3724 | 13406.2927 | 2167 | 7801.1376 | Distributed from 923 Generation And Fuel | 2017
19537 | 2022 | OR | Shell New Energies, Junction City | 59704 | JCBIO |  | OS | GT | OBG | 1.6 |  | GENYRONL: 2011
19538 | 2022 | OR | Short Mountain | 7413 | 1 |  | OP | IC | LFG | 0.8 | 0.594 | 4164.25 | 14991.1801 | 1735.25 | 6246.85 | Distributed from 923 Generation And Fuel | 1992
19539 | 2022 | OR | Short Mountain | 7413 | 2 |  | OP | IC | LFG | 0.8 | 0.594 | 4164.25 | 14991.1801 | 1735.25 | 6246.85 | Distributed from 923 Generation And Fuel | 1992
19540 | 2022 | OR | Short Mountain | 7413 | 3 |  | OP | IC | LFG | 0.8 | 0.594 | 4164.25 | 14991.1801 | 1735.25 | 6246.85 | Distributed from 923 Generation And Fuel | 1993
19541 | 2022 | OR | Short Mountain | 7413 | 4 |  | OP | IC | LFG | 0.8 | 0.594 | 4164.25 | 14991.1801 | 1735.25 | 6246.85 | Distributed from 923 Generation And Fuel | 1993
19542 | 2022 | OR | Silverton Solar | 61829 | PGRC7 |  | OP | PV | SUN | 2.2 | 0.184 | 3545 | 12761.8979 | 2062 | 7423.1406 | Distributed from 923 Generation And Fuel | 2017
19543 | 2022 | OR | Siphon Power Project | 50980 | GEN1 |  | OP | HY | WAT | 2.7 | 0.281 | 6647 | 23929.0086 | 3038 | 10936.7125 | Distributed from 923 Generation And Fuel | 1989
19544 | 2022 | OR | Siphon Power Project | 50980 | GEN2 |  | OP | HY | WAT | 2.7 | 0.281 | 6647 | 23929.0086 | 3038 | 10936.7125 | Distributed from 923 Generation And Fuel | 1989
19545 | 2022 | OR | Slide Creek | 3036 | 1 |  | OP | HY | WAT | 18 | 0.327 | 51532 | 185513.7159 | 23554 | 84793.7217 | Distributed from 923 Generation And Fuel | 1951
19546 | 2022 | OR | Soda Springs | 3037 | 1 |  | OP | HY | WAT | 11 | 0.454 | 43711 | 157358.3411 | 19979 | 71923.8246 | Distributed from 923 Generation And Fuel | 1952
19547 | 2022 | OR | Solar Star Oregon II | 61048 | PV1 |  | OP | PV | SUN | 56.3 | 0.223 | 109787 | 395230.0382 | 65265 | 234952.1204 | Distributed from 923 Generation And Fuel | 2017
19548 | 2022 | OR | South Hurlburt Wind LLC | 57549 | SOUTH |  | OP | WT | WND | 290 | 0.203 | 514500 | 1852185.1825 | 255676 | 920426.2366 | Distributed from 923 Generation And Fuel | 2012
19549 | 2022 | OR | Sprague Hydro | 10737 | GEN1 |  | OP | HY | WAT | 1.2 | 0.036 | 377 | 1357.1891 | 172 | 619.195 | Distributed from 923 Generation And Fuel | 1989
19550 | 2022 | OR | SSD Clackamas 1, LLC | 63961 | 1 |  | OP | PV | SUN | 4 | 0.195 | 6820 | 24551.8036 | 3968 | 14284.6857 | Distributed from 923 Generation And Fuel | 2020
19551 | 2022 | OR | SSD Clackamas 4, LLC | 63962 | 1 |  | OP | PV | SUN | 2 | 0.221 | 3869 | 13928.2886 | 2251 | 8103.5352 | Distributed from 923 Generation And Fuel | 2020
19552 | 2022 | OR | SSD Clackamas 7, LLC | 63963 | 1 |  | OP | PV | SUN | 2 | 0.214 | 3755 | 13517.8919 | 2185 | 7865.9371 | Distributed from 923 Generation And Fuel | 2020
19553 | 2022 | OR | SSD Marion 1, LLC | 63964 | 1 |  | OP | PV | SUN | 2 | 0.192 | 3359 | 12092.3033 | 1954 | 7034.3437 | Distributed from 923 Generation And Fuel | 2020
19554 | 2022 | OR | SSD Marion 3, LLC | 63958 | 1 |  | OP | PV | SUN | 2 | 0.204 | 3581 | 12891.4969 | 2083 | 7498.74 | Distributed from 923 Generation And Fuel | 2020
19555 | 2022 | OR | SSD Marion 5, LLC | 63959 | 1 |  | OP | PV | SUN | 2 | 0.2 | 3500 | 12599.8992 | 2036 | 7329.5414 | Distributed from 923 Generation And Fuel | 2020
19556 | 2022 | OR | SSD Marion 6, LLC | 63960 | 1 |  | OP | PV | SUN | 2 | 0.209 | 3668 | 13204.6944 | 2134 | 7682.3385 | Distributed from 923 Generation And Fuel | 2020
19557 | 2022 | OR | St Louis Solar | 63456 | W9319 |  | OP | PV | SUN | 2.2 | 0.205 | 3953 | 14230.6862 | 2300 | 8279.9338 | Distributed from 923 Generation And Fuel | 2020
19558 | 2022 | OR | Star Point Wind Project LLC | 57096 | 1 |  | OP | WT | WND | 98.7 | 0.226 | 195619 | 704222.7662 | 98596 | 354942.7605 | Distributed from 923 Generation And Fuel | 2010
19559 | 2022 | OR | Starvation | 63344 | STAR |  | OP | PV | SUN | 9.9 | 0.275 | 23812 | 85722.5142 | 13853 | 49870.401 | Distributed from 923 Generation And Fuel | 2019
19560 | 2022 | OR | Steel Bridge Solar, LLC | 60057 | STEEL |  | OP | PV | SUN | 2.3 | 0.108 | 2182 | 7855.1372 | 1269 | 4568.3635 | Distributed from 923 Generation And Fuel | 2016
19561 | 2022 | OR | Stone Creek | 7508 | 1 |  | OP | HY | WAT | 12 | 0.481 | 50568 | 182043.3437 | 23113 | 83206.1344 | Distributed from 923 Generation And Fuel | 1994
19562 | 2022 | OR | Sullivan | 3053 | 1 |  | OP | HY | WAT | 1.2 | 0.908 | 9546.935 | 34368.6911 | 4363.636 | 15708.9639 | Distributed from 923 Generation And Fuel | 1952
19563 | 2022 | OR | Sullivan | 3053 | 10 |  | OP | HY | WAT | 1.2 | 0.908 | 9546.935 | 34368.6911 | 4363.636 | 15708.9639 | Distributed from 923 Generation And Fuel | 1952
19564 | 2022 | OR | Sullivan | 3053 | 11 |  | OP | HY | WAT | 1.2 | 0.908 | 9546.935 | 34368.6911 | 4363.636 | 15708.9639 | Distributed from 923 Generation And Fuel | 1952
19565 | 2022 | OR | Sullivan | 3053 | 12 |  | OP | HY | WAT | 1.2 | 0.908 | 9546.935 | 34368.6911 | 4363.636 | 15708.9639 | Distributed from 923 Generation And Fuel | 1952
19566 | 2022 | OR | Sullivan | 3053 | 13 |  | OP | HY | WAT | 1.2 | 0.908 | 9546.935 | 34368.6911 | 4363.636 | 15708.9639 | Distributed from 923 Generation And Fuel | 1952
19567 | 2022 | OR | Sullivan | 3053 | 2 |  | OP | HY | WAT | 1.2 | 0.908 | 9546.935 | 34368.6911 | 4363.636 | 15708.9639 | Distributed from 923 Generation And Fuel | 1952
19568 | 2022 | OR | Sullivan | 3053 | 3 |  | OP | HY | WAT | 1.2 | 0.908 | 9546.935 | 34368.6911 | 4363.636 | 15708.9639 | Distributed from 923 Generation And Fuel | 1952
19569 | 2022 | OR | Sullivan | 3053 | 4 |  | OP | HY | WAT | 1.2 | 0.908 | 9546.935 | 34368.6911 | 4363.636 | 15708.9639 | Distributed from 923 Generation And Fuel | 1952
19570 | 2022 | OR | Sullivan | 3053 | 5 |  | OP | HY | WAT | 1.2 | 0.908 | 9546.935 | 34368.6911 | 4363.636 | 15708.9639 | Distributed from 923 Generation And Fuel | 1952
19571 | 2022 | OR | Sullivan | 3053 | 6 |  | OP | HY | WAT | 1.2 | 0.908 | 9546.935 | 34368.6911 | 4363.636 | 15708.9639 | Distributed from 923 Generation And Fuel | 1952
19572 | 2022 | OR | Sullivan | 3053 | 7 |  | OP | HY | WAT | 1.2 | 0.908 | 9546.935 | 34368.6911 | 4363.636 | 15708.9639 | Distributed from 923 Generation And Fuel | 1952
19573 | 2022 | OR | Sullivan | 3053 | 8 |  | OP | HY | WAT | 1.2 | 0.908 | 9546.935 | 34368.6911 | 4363.636 | 15708.9639 | Distributed from 923 Generation And Fuel | 1952
19574 | 2022 | OR | Sullivan | 3053 | 9 |  | OP | HY | WAT | 1 | 0.908 | 7955.779 | 28640.5753 | 3636.364 | 13090.8057 | Distributed from 923 Generation And Fuel | 1924
19575 | 2022 | OR | SulusSolar17 | 63908 | SS17 |  | OP | PV | SUN | 3.1 | 0.152 | 4120 | 14831.8813 | 2397 | 8629.131 | Distributed from 923 Generation And Fuel | 2020
19576 | 2022 | OR | SulusSolar22 | 64022 | SS22 |  | OP | PV | SUN | 3 | 0.169 | 4438 | 15976.6722 | 2582 | 9295.1256 | Distributed from 923 Generation And Fuel | 2021
19577 | 2022 | OR | SulusSolar25 | 64034 | SS25 |  | OP | PV | SUN | 2.2 | 0.174 | 3359 | 12092.3033 | 1954 | 7034.3437 | Distributed from 923 Generation And Fuel | 2020
19578 | 2022 | OR | SulusSolar28 | 64007 | SS28 |  | OP | PV | SUN | 3 | 0.189 | 4954 | 17834.2573 | 2882 | 10375.117 | Distributed from 923 Generation And Fuel | 2020
19579 | 2022 | OR | SulusSolar29 | 64048 | SS29 |  | OP | PV | SUN | 2.6 | 0.16 | 3654 | 13154.2948 | 2126 | 7653.5388 | Distributed from 923 Generation And Fuel | 2020
19580 | 2022 | OR | SulusSolar33 | 64006 | SS33 |  | OP | PV | SUN | 3 | 0.182 | 4782 | 17215.0623 | 2782 | 10015.1199 | Distributed from 923 Generation And Fuel | 2021
19581 | 2022 | OR | SulusSolar35 | 63969 | SS35 |  | OP | PV | SUN | 3 | 0.173 | 4537 | 16333.0693 | 2640 | 9503.924 | Distributed from 923 Generation And Fuel | 2020
19582 | 2022 | OR | Suntex Solar, LLC | 63778 | 3 |  | OP | PV | SUN | 10 | 0.284 | 24866 | 89516.8839 | 14467 | 52080.7834 | Distributed from 923 Generation And Fuel | 2020
19583 | 2022 | OR | The Dalles | 3895 | 1 |  | OP | HY | WAT | 78 | 0.423 | 288727.178 | 1039409.5255 | 115477.635 | 415716.1603 | Distributed from 923 Generation And Fuel | 1957
19584 | 2022 | OR | The Dalles | 3895 | 10 |  | OP | HY | WAT | 78 | 0.423 | 288727.178 | 1039409.5255 | 115477.635 | 415716.1603 | Distributed from 923 Generation And Fuel | 1959
19585 | 2022 | OR | The Dalles | 3895 | 11 |  | OP | HY | WAT | 78 | 0.423 | 288727.178 | 1039409.5255 | 115477.635 | 415716.1603 | Distributed from 923 Generation And Fuel | 1960
19586 | 2022 | OR | The Dalles | 3895 | 12 |  | OA | HY | WAT | 78 | 0.423 | 288727.178 | 1039409.5255 | 115477.635 | 415716.1603 | Distributed from 923 Generation And Fuel | 1960
19587 | 2022 | OR | The Dalles | 3895 | 13 |  | OP | HY | WAT | 78 | 0.423 | 288727.178 | 1039409.5255 | 115477.635 | 415716.1603 | Distributed from 923 Generation And Fuel | 1960
19588 | 2022 | OR | The Dalles | 3895 | 14 |  | OP | HY | WAT | 78 | 0.423 | 288727.178 | 1039409.5255 | 115477.635 | 415716.1603 | Distributed from 923 Generation And Fuel | 1960
19589 | 2022 | OR | The Dalles | 3895 | 15 |  | OP | HY | WAT | 86 | 0.423 | 318340.222 | 1146015.6311 | 127321.495 | 458353.7152 | Distributed from 923 Generation And Fuel | 1973
19590 | 2022 | OR | The Dalles | 3895 | 16 |  | OP | HY | WAT | 86 | 0.423 | 318340.222 | 1146015.6311 | 127321.495 | 458353.7152 | Distributed from 923 Generation And Fuel | 1973
19591 | 2022 | OR | The Dalles | 3895 | 17 |  | OP | HY | WAT | 86 | 0.423 | 318340.222 | 1146015.6311 | 127321.495 | 458353.7152 | Distributed from 923 Generation And Fuel | 1973
19592 | 2022 | OR | The Dalles | 3895 | 18 |  | OA | HY | WAT | 86 | 0.423 | 318340.222 | 1146015.6311 | 127321.495 | 458353.7152 | Distributed from 923 Generation And Fuel | 1973
19593 | 2022 | OR | The Dalles | 3895 | 19 |  | OS | HY | WAT | 86 | 0.423 | 318340.222 | 1146015.6311 | 127321.495 | 458353.7152 | Distributed from 923 Generation And Fuel | 1973
19594 | 2022 | OR | The Dalles | 3895 | 2 |  | OP | HY | WAT | 78 | 0.423 | 288727.178 | 1039409.5255 | 115477.635 | 415716.1603 | Distributed from 923 Generation And Fuel | 1957
19595 | 2022 | OR | The Dalles | 3895 | 20 |  | OS | HY | WAT | 86 | 0.423 | 318340.222 | 1146015.6311 | 127321.495 | 458353.7152 | Distributed from 923 Generation And Fuel | 1973
19596 | 2022 | OR | The Dalles | 3895 | 21 |  | OA | HY | WAT | 86 | 0.423 | 318340.222 | 1146015.6311 | 127321.495 | 458353.7152 | Distributed from 923 Generation And Fuel | 1973
19597 | 2022 | OR | The Dalles | 3895 | 22 |  | OP | HY | WAT | 86 | 0.423 | 318340.222 | 1146015.6311 | 127321.495 | 458353.7152 | Distributed from 923 Generation And Fuel | 1973
19598 | 2022 | OR | The Dalles | 3895 | 3 |  | OP | HY | WAT | 78 | 0.423 | 288727.178 | 1039409.5255 | 115477.635 | 415716.1603 | Distributed from 923 Generation And Fuel | 1958
19599 | 2022 | OR | The Dalles | 3895 | 4 |  | OP | HY | WAT | 78 | 0.423 | 288727.178 | 1039409.5255 | 115477.635 | 415716.1603 | Distributed from 923 Generation And Fuel | 1958
19600 | 2022 | OR | The Dalles | 3895 | 5 |  | OP | HY | WAT | 89.7 | 0.423 | 332036.255 | 1195320.9554 | 132799.28 | 478073.5834 | Distributed from 923 Generation And Fuel | 1958
19601 | 2022 | OR | The Dalles | 3895 | 6 |  | OP | HY | WAT | 78 | 0.423 | 288727.178 | 1039409.5255 | 115477.635 | 415716.1603 | Distributed from 923 Generation And Fuel | 1958
19602 | 2022 | OR | The Dalles | 3895 | 7 |  | OP | HY | WAT | 78 | 0.423 | 288727.178 | 1039409.5255 | 115477.635 | 415716.1603 | Distributed from 923 Generation And Fuel | 1959
19603 | 2022 | OR | The Dalles | 3895 | 8 |  | OP | HY | WAT | 78 | 0.423 | 288727.178 | 1039409.5255 | 115477.635 | 415716.1603 | Distributed from 923 Generation And Fuel | 1959
19604 | 2022 | OR | The Dalles | 3895 | 9 |  | OP | HY | WAT | 78 | 0.423 | 288727.178 | 1039409.5255 | 115477.635 | 415716.1603 | Distributed from 923 Generation And Fuel | 1959
19605 | 2022 | OR | The Dalles | 3895 | F1 |  | OP | HY | WAT | 14 | 0.423 | 51822.827 | 186560.6847 | 20726.755 | 74615.7211 | Distributed from 923 Generation And Fuel | 1957
19606 | 2022 | OR | The Dalles | 3895 | F2 |  | OP | HY | WAT | 14 | 0.423 | 51822.827 | 186560.6847 | 20726.755 | 74615.7211 | Distributed from 923 Generation And Fuel | 1957
19607 | 2022 | OR | Thomas Creek Solar | 63443 | W9318 |  | OP | PV | SUN | 2.2 | 0.195 | 3763 | 13546.6916 | 2189 | 7880.337 | Distributed from 923 Generation And Fuel | 2019
19608 | 2022 | OR | Threemile Canyon | 56933 | 1 |  | OP | WT | WND | 9.9 | 0.23 | 19954 | 71833.8253 | 10057 | 36204.9104 | Distributed from 923 Generation And Fuel | 2009
19609 | 2022 | OR | Threemile Digester | 58382 | GEN1 |  | OP | IC | NG | 1.6 | 0.819 | 11477 | 41316.8695 | 3820.667 | 13754.2912 | Distributed from 923 Generation And Fuel | 2012
19610 | 2022 | OR | Threemile Digester | 58382 | GEN2 |  | OP | IC | NG | 1.6 | 0.819 | 11477 | 41316.8695 | 3820.667 | 13754.2912 | Distributed from 923 Generation And Fuel | 2012
19611 | 2022 | OR | Threemile Digester | 58382 | GEN3 |  | OP | IC | NG | 1.6 | 0.819 | 11477 | 41316.8695 | 3820.667 | 13754.2912 | Distributed from 923 Generation And Fuel | 2012
19612 | 2022 | OR | Thunderegg Solar Center, LLC | 60334 | TSC1 |  | OP | PV | SUN | 10 | 0.245 | 21487 | 77352.5812 | 12651 | 45543.2357 | Distributed from 923 Generation And Fuel | 2016
19613 | 2022 | OR | Tickle Creek Solar | 63442 | W9317 |  | OP | PV | SUN | 1.9 | 0.175 | 2917 | 10501.116 | 1697 | 6109.1511 | Distributed from 923 Generation And Fuel | 2019
19614 | 2022 | OR | Timothy Lake Powerhouse | 60868 | 1 |  | OP | HY | WAT | 1.2 | 0 | 0 | 0 | 0 | 0 | Distributed from 923 Generation And Fuel | 2018
19615 | 2022 | OR | Toketee Falls | 3040 | 1 |  | OP | HY | WAT | 14.2 | 0.491 | 61106 | 219979.8402 | 27929.667 | 100545.9968 | Distributed from 923 Generation And Fuel | 1950
19616 | 2022 | OR | Toketee Falls | 3040 | 2 |  | OP | HY | WAT | 14.2 | 0.491 | 61106 | 219979.8402 | 27929.667 | 100545.9968 | Distributed from 923 Generation And Fuel | 1949
19617 | 2022 | OR | Toketee Falls | 3040 | 3 |  | OP | HY | WAT | 14.2 | 0.491 | 61106 | 219979.8402 | 27929.667 | 100545.9968 | Distributed from 923 Generation And Fuel | 1950
19618 | 2022 | OR | Tumbleweed Solar, LLC | 61580 | TUMBL |  | OP | PV | SUN | 9.9 | 0.233 | 20225 | 72809.4175 | 11766 | 42357.2611 | Distributed from 923 Generation And Fuel | 2017
19619 | 2022 | OR | Tunnel 1 Power Project | 50362 | GEN1 |  | SB | HY | WAT | 7 | 0.058 | 3528 | 12700.6984 | 1613 | 5806.7535 | Distributed from 923 Generation And Fuel | 1993
19620 | 2022 | OR | Univ of Oregon Central Power Station | 54950 | CTG1 |  | SB | CT | NG | 7.5 | 0.001 | 64.99 | 233.9621 | 18.852 | 67.8667 | EIA-923 Generator File | 2012
19621 | 2022 | OR | Univ of Oregon Central Power Station | 54950 | DG1 |  | SB | IC | DFO | 2.2 | 0.003 | 57.167 | 205.7996 | 10.655 | 38.3577 | Data from EIA-923 Generator File overwritten with distributed data from EIA-923 Generation and Fuel | 2009
19622 | 2022 | OR | Univ of Oregon Central Power Station | 54950 | DG2 |  | SB | IC | DFO | 2.2 | 0.003 | 57.167 | 205.7996 | 10.655 | 38.3577 | Data from EIA-923 Generator File overwritten with distributed data from EIA-923 Generation and Fuel | 2009
19623 | 2022 | OR | Univ of Oregon Central Power Station | 54950 | DG3 |  | SB | IC | DFO | 2.2 | 0.003 | 57.167 | 205.7996 | 10.655 | 38.3577 | Data from EIA-923 Generator File overwritten with distributed data from EIA-923 Generation and Fuel | 2009
19624 | 2022 | OR | Univ of Oregon Central Power Station | 54950 | STG1 |  | SB | CA | NG | 3.5 | 0 | 0 | 0 | 0 | 0 | EIA-923 Generator File | 2012
19625 | 2022 | OR | Vale Air Solar Center, LLC | 60335 | VASC1 |  | OP | PV | SUN | 10 | 0.246 | 21576 | 77672.9786 | 12830 | 46187.6305 | Distributed from 923 Generation And Fuel | 2016
19626 | 2022 | OR | Vale Solar Center | 61856 | VALE |  | OP | PV | SUN | 3 | 0.221 | 5820 | 20951.8324 | 3386 | 12189.5025 | Distributed from 923 Generation And Fuel | 2020
19627 | 2022 | OR | Valley Creek Solar | 61828 | PGRC6 |  | OP | PV | SUN | 2.2 | 0.168 | 3245 | 11681.9065 | 1888 | 6796.7456 | Distributed from 923 Generation And Fuel | 2017
19628 | 2022 | OR | Vansycle | 55125 | WGNS |  | OP | WT | WND | 25 | 0.279 | 61203 | 220329.0374 | 30848 | 111051.9116 | Distributed from 923 Generation And Fuel | 1998
19629 | 2022 | OR | Vansycle II Wind Energy Center | 58324 | SIE23 |  | OP | WT | WND | 102.3 | 0.203 | 182065 | 655428.7566 | 91765 | 330351.3572 | Distributed from 923 Generation And Fuel | 2009
19630 | 2022 | OR | Wagon Trail LLC | 56974 | 1 |  | OP | WT | WND | 3.3 | 0.205 | 5926 | 21333.4293 | 2987 | 10753.114 | Distributed from 923 Generation And Fuel | 2009
19631 | 2022 | OR | Wallowa Falls | 3041 | 1 |  | OP | HY | WAT | 1.1 | 0.175 | 1687 | 6073.1514 | 771 | 2775.5778 | Distributed from 923 Generation And Fuel | 1921
19632 | 2022 | OR | Walterville | 3071 | 1 |  | OP | HY | WAT | 8 | 0.845 | 59211 | 213157.8947 | 27064 | 97429.6206 | Distributed from 923 Generation And Fuel | 1949
19633 | 2022 | OR | Ward Butte Windfarm LLC | 56975 | 1 |  | OP | WT | WND | 6.6 | 0.237 | 13717 | 49380.805 | 6914 | 24890.2009 | Distributed from 923 Generation And Fuel | 2009
19634 | 2022 | OR | Warm Springs Power Enterprises | 54721 | 0001 |  | OP | HY | WAT | 19.6 | 0.344 | 59068 | 212643.0989 | 26998 | 97192.0225 | Distributed from 923 Generation And Fuel | 1982
19635 | 2022 | OR | Waste Management Columbia Ridge LFGTE | 57015 | GEN1 |  | OP | IC | LFG | 0.8 | 0.779 | 5461.938 | 19662.8195 | 2376.438 | 8555.1084 | Distributed from 923 Generation And Fuel | 2009
19636 | 2022 | OR | Waste Management Columbia Ridge LFGTE | 57015 | GEN10 |  | OP | IC | LFG | 1.6 | 0.779 | 10923.875 | 39325.6354 | 4752.875 | 17110.2131 | Distributed from 923 Generation And Fuel | 2014
19637 | 2022 | OR | Waste Management Columbia Ridge LFGTE | 57015 | GEN11 |  | OP | IC | LFG | 1.6 | 0.779 | 10923.875 | 39325.6354 | 4752.875 | 17110.2131 | Distributed from 923 Generation And Fuel | 2014
19638 | 2022 | OR | Waste Management Columbia Ridge LFGTE | 57015 | GEN12 |  | OP | IC | LFG | 1.6 | 0.779 | 10923.875 | 39325.6354 | 4752.875 | 17110.2131 | Distributed from 923 Generation And Fuel | 2014
19639 | 2022 | OR | Waste Management Columbia Ridge LFGTE | 57015 | GEN2 |  | OP | IC | LFG | 0.8 | 0.779 | 5461.938 | 19662.8195 | 2376.438 | 8555.1084 | Distributed from 923 Generation And Fuel | 2009
19640 | 2022 | OR | Waste Management Columbia Ridge LFGTE | 57015 | GEN3 |  | OP | IC | LFG | 0.8 | 0.779 | 5461.938 | 19662.8195 | 2376.438 | 8555.1084 | Distributed from 923 Generation And Fuel | 2009
19641 | 2022 | OR | Waste Management Columbia Ridge LFGTE | 57015 | GEN4 |  | OP | IC | LFG | 0.8 | 0.779 | 5461.938 | 19662.8195 | 2376.438 | 8555.1084 | Distributed from 923 Generation And Fuel | 2009
19642 | 2022 | OR | Waste Management Columbia Ridge LFGTE | 57015 | GEN5 |  | OP | IC | LFG | 0.8 | 0.779 | 5461.938 | 19662.8195 | 2376.438 | 8555.1084 | Distributed from 923 Generation And Fuel | 2009
19643 | 2022 | OR | Waste Management Columbia Ridge LFGTE | 57015 | GEN6 |  | OP | IC | LFG | 0.8 | 0.779 | 5461.938 | 19662.8195 | 2376.438 | 8555.1084 | Distributed from 923 Generation And Fuel | 2009
19644 | 2022 | OR | Waste Management Columbia Ridge LFGTE | 57015 | GEN7 |  | OP | IC | LFG | 0.8 | 0.779 | 5461.938 | 19662.8195 | 2376.438 | 8555.1084 | Distributed from 923 Generation And Fuel | 2009
19645 | 2022 | OR | Waste Management Columbia Ridge LFGTE | 57015 | GEN8 |  | OP | IC | LFG | 0.8 | 0.779 | 5461.938 | 19662.8195 | 2376.438 | 8555.1084 | Distributed from 923 Generation And Fuel | 2009
19646 | 2022 | OR | Waste Management Columbia Ridge LFGTE | 57015 | GEN9 |  | OP | IC | LFG | 1.6 | 0.779 | 10923.875 | 39325.6354 | 4752.875 | 17110.2131 | Distributed from 923 Generation And Fuel | 2014
19647 | 2022 | OR | West Hines Solar I, LLC | 63796 | 1 |  | OP | PV | SUN | 10 | 0.281 | 24611 | 88598.8912 | 14318 | 51544.3876 | Distributed from 923 Generation And Fuel | 2020
19648 | 2022 | OR | Wheat Field Wind Power Project | 56854 | GEN1 |  | OP | WT | WND | 102.9 | 0.213 | 192025 | 691284.4697 | 96785 | 348423.2126 | Distributed from 923 Generation And Fuel | 2009
19649 | 2022 | OR | Wheatridge 1 | 64057 | WND |  | OP | WT | WND | 100 | 0.303 | 265061 | 954211.9663 | 119580 | 430484.5561 | Distributed from 923 Generation And Fuel | 2020
19650 | 2022 | OR | Wheatridge Hybrid | 62745 | BTRY |  | OP | BA | MWH | 30 | -0.003 | -801 | -2883.5769 | -324 | -1166.3907 | Distributed from 923 Generation And Fuel | 2022
19651 | 2022 | OR | Wheatridge Hybrid | 62745 | SOLAR |  | OP | PV | SUN | 50 | 0.2 | 87395 | 314619.483 | 59809 | 215310.6775 | Distributed from 923 Generation And Fuel | 2022
19652 | 2022 | OR | Wheatridge Hybrid | 62745 | WIND |  | OP | WT | WND | 200 | 0.296 | 518664 | 1867175.4626 | 185898 | 669227.4462 | Distributed from 923 Generation And Fuel | 2020
19653 | 2022 | OR | Williams Acres Solar | 63664 | W0055 |  | OP | PV | SUN | 2.5 | 0.189 | 4135 | 14885.8809 | 2406 | 8661.5307 | Distributed from 923 Generation And Fuel | 2021
19654 | 2022 | OR | Willow Creek Energy Center | 56952 | 1 |  | OP | WT | WND | 72 | 0.244 | 153691 | 553283.1737 | 77464 | 278868.1691 | Distributed from 923 Generation And Fuel | 2009
19655 | 2022 | OR | Willow Spring Windfarm (Burnt River) | 59494 | WSW |  | OP | WT | WND | 10 | 0.33 | 28880 | 103967.1683 | 14556 | 52401.1808 | Distributed from 923 Generation And Fuel | 2017
19656 | 2022 | OR | WLWPCF Cogeneration Facility | 64663 | EG075 |  | OP | IC | OBG | 1.2 | 0.618 | 6496 | 23385.4129 | 2707 | 9745.122 | Distributed from 923 Generation And Fuel | 2020
19657 | 2022 | OR | Woodline Solar | 61559 | PGRD5 |  | OP | PV | SUN | 8 | 0.282 | 19762 | 71142.6309 | 11497 | 41388.8689 | Distributed from 923 Generation And Fuel | 2017
19658 | 2022 | OR | WyEast Solar | 61345 | PV1 |  | OP | PV | SUN | 10 | 0.21 | 18385 | 66185.4705 | 10696 | 38505.292 | Distributed from 923 Generation And Fuel | 2018
19659 | 2022 | OR | Yamhill Solar LLC | 57652 | 1 |  | OP | PV | SUN | 1 | 0.118 | 1033 | 3718.7702 | 601 | 2163.5827 | Distributed from 923 Generation And Fuel | 2011
19660 | 2022 | PA | 500 Virginia Solar | 57640 | 1 |  | OP | PV | SUN | 1 | 0.053 | 467 | 1681.1866 | 241 | 867.5931 | Distributed from 923 Generation And Fuel | 2011
19661 | 2022 | PA | Allegheny Energy Units 3 4 & 5 | 55710 | UNT3 |  | OP | CT | NG | 184 | 0.908 | 1463584 | 5268860.2491 | 565032 | 2034098.9272 | EIA-923 Generator File | 2003
19662 | 2022 | PA | Allegheny Energy Units 3 4 & 5 | 55710 | UNT4 |  | OP | CT | NG | 184 | 0.896 | 1444834 | 5201360.7891 | 554351 | 1995647.6348 | EIA-923 Generator File | 2003
19663 | 2022 | PA | Allegheny Energy Units 3 4 & 5 | 55710 | UNT5 | 1 | OP | CA | NG | 188 | 0.909 | 1496743 | 5388231.6941 | 604523 | 2176265.3899 | EIA-923 Generator File | 2003
19664 | 2022 | PA | Allegheny Hydro No 8 | 50897 | GEN1 |  | OP | HY | WAT | 6.8 | 0.59 | 35158 | 126567.7875 | 14700.5 | 52921.3766 | Distributed from 923 Generation And Fuel | 1990
19665 | 2022 | PA | Allegheny Hydro No 8 | 50897 | GEN2 |  | OP | HY | WAT | 6.8 | 0.59 | 35158 | 126567.7875 | 14700.5 | 52921.3766 | Distributed from 923 Generation And Fuel | 1990
19666 | 2022 | PA | Allegheny Hydro No 9 | 50898 | GEN1 |  | OP | HY | WAT | 8.9 | 0.558 | 43468.5 | 156485.3481 | 18175.5 | 65431.2765 | Distributed from 923 Generation And Fuel | 1990
19667 | 2022 | PA | Allegheny Hydro No 9 | 50898 | GEN2 |  | OP | HY | WAT | 8.9 | 0.558 | 43468.5 | 156485.3481 | 18175.5 | 65431.2765 | Distributed from 923 Generation And Fuel | 1990
19668 | 2022 | PA | Allegheny No 6 Hydro Station | 50894 | GEN1 |  | OP | HY | WAT | 4.6 | 0.444 | 17911 | 64479.0842 | 7489 | 26960.1843 | Distributed from 923 Generation And Fuel | 1988
19669 | 2022 | PA | Allegheny No 6 Hydro Station | 50894 | GEN2 |  | OP | HY | WAT | 4.6 | 0.444 | 17911 | 64479.0842 | 7489 | 26960.1843 | Distributed from 923 Generation And Fuel | 1988
19670 | 2022 | PA | Allegheny No. 5 Hydro Station | 50893 | GEN1 |  | OP | HY | WAT | 4.6 | 0.463 | 18642.5 | 67112.4631 | 7795 | 28061.7755 | Distributed from 923 Generation And Fuel | 1988
19671 | 2022 | PA | Allegheny No. 5 Hydro Station | 50893 | GEN2 |  | OP | HY | WAT | 4.6 | 0.463 | 18642.5 | 67112.4631 | 7795 | 28061.7755 | Distributed from 923 Generation And Fuel | 1988
19672 | 2022 | PA | Allegheny Ridge Wind Farm | 56451 | 1 |  | OP | WT | WND | 80 | 0.284 | 198840 | 715818.2735 | 51713 | 186165.3107 | Distributed from 923 Generation And Fuel | 2007
19673 | 2022 | PA | Allenwood | 57581 | 1 |  | OP | IC | LFG | 1.6 | 0.872 | 12220 | 43991.6481 | 4934 | 17762.2579 | Distributed from 923 Generation And Fuel | 2012
19674 | 2022 | PA | Allenwood | 57581 | 2 |  | OP | IC | LFG | 1.6 | 0.872 | 12220 | 43991.6481 | 4934 | 17762.2579 | Distributed from 923 Generation And Fuel | 2012
19675 | 2022 | PA | Alpaca | 58813 | 1 |  | OP | IC | NG | 7 | 0.25 | 15352 | 55266.7579 | 6729 | 24224.2062 | Distributed from 923 Generation And Fuel | 2017
19676 | 2022 | PA | Alpaca | 58813 | 2 |  | OP | IC | NG | 7 | 0.25 | 15352 | 55266.7579 | 6729 | 24224.2062 | Distributed from 923 Generation And Fuel | 2017
19677 | 2022 | PA | Alpaca | 58813 | 3 |  | OP | IC | NG | 7 | 0.25 | 15352 | 55266.7579 | 6729 | 24224.2062 | Distributed from 923 Generation And Fuel | 2017
19678 | 2022 | PA | Aqua Ingrams Mill | 57280 | 1 |  | OP | PV | SUN | 1 | 0.093 | 818 | 2944.7764 | 422 | 1519.1878 | Distributed from 923 Generation And Fuel | 2009
19679 | 2022 | PA | Archbald Power Station | 50279 | GEN1 | 1 | OP | ST | LFG | 23.2 | 0.443 | 90018 | 324062.2075 | 40940 | 147382.8209 | EIA-923 Generator File | 1988
19680 | 2022 | PA | Archbald Power Station | 50279 | GEN5 |  | OP | GT | LFG | 4.6 | 0.104 | 4185.604 | 15068.0539 | 2415.231 | 8694.762 | Distributed from 923 Generation And Fuel | 2010
19681 | 2022 | PA | Archbald Power Station | 50279 | GEN6 |  | OP | GT | LFG | 4.6 | 0.104 | 4185.604 | 15068.0539 | 2415.231 | 8694.762 | Distributed from 923 Generation And Fuel | 2010
19682 | 2022 | PA | Archbald Power Station | 50279 | Gen2 |  | OP | GT | NG | 60.5 | 0.104 | 55049.792 | 198177.6658 | 31765.538 | 114355.022 | Distributed from 923 Generation And Fuel | 2001
19683 | 2022 | PA | Armenia Mountain Wind Farm | 57044 | 1 |  | OP | WT | WND | 100.5 | 0.303 | 266624 | 959838.7213 | 80559 | 290010.0799 | Distributed from 923 Generation And Fuel | 2009
19684 | 2022 | PA | Armstrong | 55347 | 1 |  | OP | GT | NG | 172 | 0.219 | 329225.5 | 1185202.3184 | 130867.75 | 471120.131 | Distributed from 923 Generation And Fuel | 2002
19685 | 2022 | PA | Armstrong | 55347 | 2 |  | OP | GT | NG | 172 | 0.219 | 329225.5 | 1185202.3184 | 130867.75 | 471120.131 | Distributed from 923 Generation And Fuel | 2002
19686 | 2022 | PA | Armstrong | 55347 | 3 |  | OP | GT | NG | 172 | 0.219 | 329225.5 | 1185202.3184 | 130867.75 | 471120.131 | Distributed from 923 Generation And Fuel | 2002
19687 | 2022 | PA | Armstrong | 55347 | 4 |  | OP | GT | NG | 172 | 0.219 | 329225.5 | 1185202.3184 | 130867.75 | 471120.131 | Distributed from 923 Generation And Fuel | 2002
19688 | 2022 | PA | Beaver Dam | 58811 | GEN1 |  | OP | IC | NG | 4.4 | 0.314 | 12101.8 | 43566.1315 | 5304.2 | 19094.9672 | Distributed from 923 Generation And Fuel | 2016
19689 | 2022 | PA | Beaver Dam | 58811 | GEN2 |  | OP | IC | NG | 4.4 | 0.314 | 12101.8 | 43566.1315 | 5304.2 | 19094.9672 | Distributed from 923 Generation And Fuel | 2016
19690 | 2022 | PA | Beaver Dam | 58811 | GEN3 |  | OP | IC | NG | 4.4 | 0.314 | 12101.8 | 43566.1315 | 5304.2 | 19094.9672 | Distributed from 923 Generation And Fuel | 2016
19691 | 2022 | PA | Beaver Dam | 58811 | GEN4 |  | OP | IC | NG | 4.4 | 0.314 | 12101.8 | 43566.1315 | 5304.2 | 19094.9672 | Distributed from 923 Generation And Fuel | 2016
19692 | 2022 | PA | Beaver Dam | 58811 | GEN5 |  | OP | IC | NG | 4.4 | 0.314 | 12101.8 | 43566.1315 | 5304.2 | 19094.9672 | Distributed from 923 Generation And Fuel | 2016
19693 | 2022 | PA | Beaver Solar LLC | 59546 | PV1 |  | OP | PV | SUN | 1.3 | 0.117 | 1330 | 4787.9617 | 687 | 2473.1802 | Distributed from 923 Generation And Fuel | 2012
19694 | 2022 | PA | Beaver Valley | 6040 | 1 | 1 | OP | ST | NUC | 923.4 | 0.912 | 7375013.5 | 26549836.2013 | 3150018 | 11339974.0802 | Distributed from 923 Generation And Fuel | 1976
19695 | 2022 | PA | Beaver Valley | 6040 | 2 | 1 | OP | ST | NUC | 923.4 | 0.912 | 7375013.5 | 26549836.2013 | 3150018 | 11339974.0802 | Distributed from 923 Generation And Fuel | 1987
19696 | 2022 | PA | Beaver Valley Patterson Dam | 10546 | GEN1 |  | OS | HY | WAT | 0.4 | 0.367 | 1285 | 4625.963 | 537.333 | 1934.3833 | Distributed from 923 Generation And Fuel | 1982
19697 | 2022 | PA | Beaver Valley Patterson Dam | 10546 | GEN2 |  | OP | HY | WAT | 0.4 | 0.367 | 1285 | 4625.963 | 537.333 | 1934.3833 | Distributed from 923 Generation And Fuel | 1982
19698 | 2022 | PA | Beaver Valley Patterson Dam | 10546 | GEN3 |  | OP | HY | WAT | 0.4 | 0.367 | 1285 | 4625.963 | 537.333 | 1934.3833 | Distributed from 923 Generation And Fuel | 1982
19699 | 2022 | PA | Bethlehem Power Plant | 55690 | CTG1 |  | OP | CT | NG | 127 | 0.413 | 459872 | 1655525.9558 | 231725 | 834203.3264 | EIA-923 Generator File | 2002
19700 | 2022 | PA | Bethlehem Power Plant | 55690 | CTG2 |  | OP | CT | NG | 127 | 0.423 | 470686 | 1694456.0444 | 226626 | 815847.0732 | EIA-923 Generator File | 2002
19701 | 2022 | PA | Bethlehem Power Plant | 55690 | CTG3 |  | OP | CT | NG | 127 | 0.396 | 440953 | 1587418.1007 | 231977 | 835110.5191 | EIA-923 Generator File | 2002
19702 | 2022 | PA | Bethlehem Power Plant | 55690 | CTG5 |  | OP | CT | NG | 127 | 0.445 | 494941 | 1781773.3458 | 244262 | 879336.1653 | EIA-923 Generator File | 2003
19703 | 2022 | PA | Bethlehem Power Plant | 55690 | CTG6 |  | OP | CT | NG | 127 | 0.452 | 503254 | 1811699.9064 | 250866 | 903110.3751 | EIA-923 Generator File | 2003
19704 | 2022 | PA | Bethlehem Power Plant | 55690 | CTG7 |  | OP | CT | NG | 127 | 0.359 | 399148 | 1436921.3046 | 248440 | 894376.845 | EIA-923 Generator File | 2003
19705 | 2022 | PA | Bethlehem Power Plant | 55690 | STG4 | 3 | OP | CA | NG | 195.5 | 0.462 | 791501 | 2849380.805 | 409695 | 1474890.2009 | EIA-923 Generator File | 2003
19706 | 2022 | PA | Bethlehem Power Plant | 55690 | STG8 | 3 | OP | CA | NG | 195.5 | 0.468 | 801445 | 2885178.9186 | 440115 | 1584401.3248 | EIA-923 Generator File | 2003
19707 | 2022 | PA | Big Level Wind | 60551 | BLW01 |  | OP | WT | WND | 90 | 0.383 | 302236 | 1088040.8957 | 90726 | 326610.9871 | Distributed from 923 Generation And Fuel | 2019
19708 | 2022 | PA | Birdsboro Power | 61035 | GEN1 | 1 | OP | CS | NG | 525 | 0.657 | 3020519 | 10873781.4097 | 1403054 | 5050953.9924 | EIA-923 Generator File | 2019
19709 | 2022 | PA | Blakely (PA) RTO BTM | 66445 | PB 2 |  | OP | IC | DFO | 2.7 | 0.001 | 31 | 111.5991 | 0 | 0 | Distributed from 923 Generation And Fuel | 2022
19710 | 2022 | PA | Blakely (PA) RTO BTM | 66445 | PB1 |  | OP | IC | DFO | 2.7 | 0.001 | 31 | 111.5991 | 0 | 0 | Distributed from 923 Generation And Fuel | 2022
19711 | 2022 | PA | Blossburg | 3120 | 1 |  | OP | GT | NG | 24 | 0.013 | 2804 | 10094.3192 | 1229 | 4424.3646 | Distributed from 923 Generation And Fuel | 1971
19712 | 2022 | PA | Blue Ridge Landfill | 57466 | GEN1 |  | OP | IC | LFG | 1.6 | 0.82 | 11495.5 | 41383.4689 | 4641.25 | 16708.3663 | Distributed from 923 Generation And Fuel | 2013
19713 | 2022 | PA | Blue Ridge Landfill | 57466 | GEN2 |  | OP | IC | LFG | 1.6 | 0.82 | 11495.5 | 41383.4689 | 4641.25 | 16708.3663 | Distributed from 923 Generation And Fuel | 2013
19714 | 2022 | PA | Blue Ridge Landfill | 57466 | GEN3 |  | OP | IC | LFG | 1.6 | 0.82 | 11495.5 | 41383.4689 | 4641.25 | 16708.3663 | Distributed from 923 Generation And Fuel | 2013
19715 | 2022 | PA | Blue Ridge Landfill | 57466 | GEN4 |  | OP | IC | LFG | 1.6 | 0.82 | 11495.5 | 41383.4689 | 4641.25 | 16708.3663 | Distributed from 923 Generation And Fuel | 2013
19716 | 2022 | PA | Broad Mountain | 56911 | GEN1 |  | OP | GT | LFG | 5.5 | 0.458 | 22065 | 79433.3645 | 8908.5 | 32070.3434 | Distributed from 923 Generation And Fuel | 2009
19717 | 2022 | PA | Broad Mountain | 56911 | GEN2 |  | OP | GT | LFG | 5.5 | 0.458 | 22065 | 79433.3645 | 8908.5 | 32070.3434 | Distributed from 923 Generation And Fuel | 2009
19718 | 2022 | PA | Brunner Island | 3140 | 1 | 1 | OP | ST | NG | 363.3 | 0.248 | 787859 | 2836269.7098 | 311189 | 1120271.4378 | EIA-923 Generator File | 1961
19719 | 2022 | PA | Brunner Island | 3140 | 2 | 1 | OP | ST | NG | 405 | 0.315 | 1118339 | 4025988.1921 | 349002 | 1256397.1488 | EIA-923 Generator File | 1965
19720 | 2022 | PA | Brunner Island | 3140 | 3 | 1 | OP | ST | NG | 847.8 | 0.238 | 1766590 | 6359673.1226 | 758272 | 2729757.3619 | EIA-923 Generator File | 1969
19721 | 2022 | PA | Brunot Island | 3096 | 1A |  | OP | GT | DFO | 25.5 | 0.001 | 214 | 770.3938 | 58 | 208.7983 | Distributed from 923 Generation And Fuel | 1972
19722 | 2022 | PA | Brunot Island | 3096 | 2A |  | OP | CT | NG | 65.3 | 0.03 | 17009 | 61231.9101 | 13298 | 47872.417 | EIA-923 Generator File | 1973
19723 | 2022 | PA | Brunot Island | 3096 | 2B |  | OP | CT | NG | 65.3 | 0.024 | 13481 | 48531.2118 | 13107 | 47184.8225 | EIA-923 Generator File | 1973
19724 | 2022 | PA | Brunot Island | 3096 | 3 |  | OP | CT | NG | 65.3 | 0.015 | 8777 | 31596.9472 | 4554 | 16394.2688 | EIA-923 Generator File | 1973
19725 | 2022 | PA | Brunot Island | 3096 | ST4 | 3 | OP | CA | NG | 144 | 0.009 | 11607 | 41784.8657 | 12954 | 46634.0269 | EIA-923 Generator File | 1974
19726 | 2022 | PA | Bucknell University | 54333 | G001 |  | OP | CT | NG | 4.7 | 1 | 41162 | 148182.0145 | 16530 | 59507.5239 | EIA-923 Generator File | 1998
19727 | 2022 | PA | Bucknell University | 54333 | G502 |  | OP | CA | NG | 1.2 | 0.322 | 3389 | 12200.3024 | 1716 | 6177.5506 | EIA-923 Generator File | 1991
19728 | 2022 | PA | Cambria Wind LLC | 57139 | 1 |  | OP | WT | WND | 62.5 | 0.252 | 137715 | 495770.0338 | 41610 | 149794.8016 | Distributed from 923 Generation And Fuel | 2009
19729 | 2022 | PA | CASD Solar | 57668 | CASDE |  | OP | PV | SUN | 0.9 | 0 | 0.692 | 2.4912 | 0.692 | 2.4912 | Distributed from 923 Generation And Fuel | 2010
19730 | 2022 | PA | CASD Solar | 57668 | CASDW |  | OP | PV | SUN | 0.4 | 0 | 0.308 | 1.1088 | 0.308 | 1.1088 | Distributed from 923 Generation And Fuel | 2010
19731 | 2022 | PA | Casselman Wind Power Project | 56369 | 1 |  | OP | WT | WND | 34.5 | 0.29 | 87754 | 315911.8727 | 26515 | 95453.2364 | Distributed from 923 Generation And Fuel | 2007
19732 | 2022 | PA | Chambersburg | 55654 | UN12 |  | OP | GT | NG | 43.8 | 0.268 | 102799.5 | 370075.2394 | 60650.5 | 218340.0533 | Distributed from 923 Generation And Fuel | 2001
19733 | 2022 | PA | Chambersburg | 55654 | UN13 |  | OP | GT | NG | 43.8 | 0.268 | 102799.5 | 370075.2394 | 60650.5 | 218340.0533 | Distributed from 923 Generation And Fuel | 2001
19734 | 2022 | PA | Chester Generating Station | 3157 | 7 |  | OP | GT | DFO | 18.6 | 0.004 | 587.333 | 2114.3819 | 160.333 | 577.1942 | Distributed from 923 Generation And Fuel | 1969
19735 | 2022 | PA | Chester Generating Station | 3157 | 8 |  | OP | GT | DFO | 18.6 | 0.004 | 587.333 | 2114.3819 | 160.333 | 577.1942 | Distributed from 923 Generation And Fuel | 1969
19736 | 2022 | PA | Chester Generating Station | 3157 | 9 |  | OP | GT | DFO | 18.6 | 0.004 | 587.333 | 2114.3819 | 160.333 | 577.1942 | Distributed from 923 Generation And Fuel | 1969
19737 | 2022 | PA | Chester Operations | 50410 | 6 |  | OP | CT | NG | 17.3 | 0.621 | 94136 | 338886.8889 | 39634 | 142681.2585 | EIA-923 Generator File | 2020
19738 | 2022 | PA | Chester Operations | 50410 | 6A | 1 | OP | CA | NG | 17.3 | 0 | 0 | 0 | 0 | 0 | EIA-923 Generator File | 2020
19739 | 2022 | PA | Chester Operations | 50410 | 7 |  | OP | CT | NG | 17.3 | 0.625 | 94642 | 340708.4743 | 40140 | 144502.844 | EIA-923 Generator File | 2020
19740 | 2022 | PA | Chester Operations | 50410 | 7A | 1 | OP | CA | NG | 17.3 | 0 | 0 | 0 | 0 | 0 | EIA-923 Generator File | 2020
19741 | 2022 | PA | Chestnut Flats Wind Farm | 57268 | 1 |  | OP | WT | WND | 38 | 0.283 | 94077 | 338674.4906 | 28425 | 102329.1814 | Distributed from 923 Generation And Fuel | 2011
19742 | 2022 | PA | Cheswick Power Plant | 8226 | 1 | 1 | RE | ST | BIT | 637 | 0.082 | 458187 | 1649460.0043 | 0 | 0 | EIA-923 Generator File | 1970 | 2022
19743 | 2022 | PA | Clairton Works | 50729 | GEN1 | 2 | OP | ST | OG | 21 | 0.584 | 107413 | 386683.7065 | 41877 | 150755.994 | EIA-923 Generator File | 1955
19744 | 2022 | PA | Clairton Works | 50729 | GEN3 | 6 | OP | ST | OG | 10 | 0.236 | 20635 | 74285.4057 | 10398 | 37432.5005 | EIA-923 Generator File | 1955
19745 | 2022 | PA | Colver Green Energy | 10143 | COLV | 1 | OP | ST | WC | 118 | 0.675 | 698242 | 2513651.0908 | 305940 | 1101375.189 | EIA-923 Generator File | 1995
19746 | 2022 | PA | Conemaugh | 3118 | 1 | 1 | OP | ST | BIT | 975.5 | 0.326 | 2783971 | 10022215.4223 | 820139 | 2952476.7802 | EIA-923 Generator File | 1970
19747 | 2022 | PA | Conemaugh | 3118 | 2 | 1 | OP | ST | BIT | 975.5 | 0.343 | 2930750 | 10550615.5951 | 1234934 | 4445726.8342 | EIA-923 Generator File | 1971
19748 | 2022 | PA | Conemaugh | 3118 | A |  | OP | IC | DFO | 3 | 0.004 | 94.25 | 339.2973 | 18.5 | 66.5995 | Distributed from 923 Generation And Fuel | 1970
19749 | 2022 | PA | Conemaugh | 3118 | B |  | SB | IC | DFO | 3 | 0.004 | 94.25 | 339.2973 | 18.5 | 66.5995 | Distributed from 923 Generation And Fuel | 1970
19750 | 2022 | PA | Conemaugh | 3118 | C |  | SB | IC | DFO | 3 | 0.004 | 94.25 | 339.2973 | 18.5 | 66.5995 | Distributed from 923 Generation And Fuel | 1970
19751 | 2022 | PA | Conemaugh | 3118 | D |  | SB | IC | DFO | 3 | 0.004 | 94.25 | 339.2973 | 18.5 | 66.5995 | Distributed from 923 Generation And Fuel | 1970
19752 | 2022 | PA | Conemaugh Hydro Plant | 52173 | GEN1 |  | OP | HY | WAT | 7.5 | 0.434 | 28496 | 102584.7793 | 11915 | 42893.6569 | Distributed from 923 Generation And Fuel | 1989
19753 | 2022 | PA | Conemaugh Hydro Plant | 52173 | GEN2 |  | OP | HY | WAT | 7.5 | 0.434 | 28496 | 102584.7793 | 11915 | 42893.6569 | Distributed from 923 Generation And Fuel | 1989
19754 | 2022 | PA | Covanta Delaware Valley | 10746 | GEN1 | 6 | OP | ST | MSW | 90 | 0.654 | 515366 | 1855302.7576 | 268448 | 966405.0688 | EIA-923 Generator File | 1991
19755 | 2022 | PA | Covanta Plymouth Renewable Energy | 54625 | TGI | 2 | OP | ST | MSW | 32.1 | 0.701 | 197022 | 709273.5258 | 81050 | 291777.6658 | EIA-923 Generator File | 1991
19756 | 2022 | PA | CPV Fairview Energy Center | 60589 | GEN1 |  | OP | CT | NG | 372 | 0.758 | 2469006 | 8888350.4932 | 948183 | 3413431.4925 | EIA-923 Generator File | 2019
19757 | 2022 | PA | CPV Fairview Energy Center | 60589 | GEN2 |  | OP | CT | NG | 372 | 0.769 | 2505237 | 9018781.0498 | 1024337 | 3687583.6993 | EIA-923 Generator File | 2019
19758 | 2022 | PA | CPV Fairview Energy Center | 60589 | GEN3 | 2 | OP | CA | NG | 453 | 0.663 | 2632815 | 9478058.1755 | 1055402 | 3799416.8047 | EIA-923 Generator File | 2019
19759 | 2022 | PA | Crayola Solar Project | 57216 | 1 |  | OP | PV | SUN | 1 | 0.114 | 997.857 | 3592.2565 | 526.786 | 1896.4144 | Distributed from 923 Generation And Fuel | 2010
19760 | 2022 | PA | Crayola Solar Project | 57216 | 2 |  | OP | PV | SUN | 1 | 0.114 | 997.857 | 3592.2565 | 526.786 | 1896.4144 | Distributed from 923 Generation And Fuel | 2011
19761 | 2022 | PA | Crayola Solar Project | 57216 | 3 |  | OP | PV | SUN | 0.8 | 0.114 | 798.286 | 2873.8066 | 421.429 | 1517.1323 | Distributed from 923 Generation And Fuel | 2012
19762 | 2022 | PA | Croydon CT Generating Station | 8012 | 11 |  | OP | GT | DFO | 68.3 | 0.004 | 2648.125 | 9533.1737 | 816.375 | 2938.9265 | Distributed from 923 Generation And Fuel | 1974
19763 | 2022 | PA | Croydon CT Generating Station | 8012 | 12 |  | OP | GT | DFO | 68.3 | 0.004 | 2648.125 | 9533.1737 | 816.375 | 2938.9265 | Distributed from 923 Generation And Fuel | 1974
19764 | 2022 | PA | Croydon CT Generating Station | 8012 | 21 |  | OP | GT | DFO | 68.3 | 0.004 | 2648.125 | 9533.1737 | 816.375 | 2938.9265 | Distributed from 923 Generation And Fuel | 1974
19765 | 2022 | PA | Croydon CT Generating Station | 8012 | 22 |  | OP | GT | DFO | 68.3 | 0.004 | 2648.125 | 9533.1737 | 816.375 | 2938.9265 | Distributed from 923 Generation And Fuel | 1974
19766 | 2022 | PA | Croydon CT Generating Station | 8012 | 31 |  | OP | GT | DFO | 68.3 | 0.004 | 2648.125 | 9533.1737 | 816.375 | 2938.9265 | Distributed from 923 Generation And Fuel | 1974
19767 | 2022 | PA | Croydon CT Generating Station | 8012 | 32 |  | OP | GT | DFO | 68.3 | 0.004 | 2648.125 | 9533.1737 | 816.375 | 2938.9265 | Distributed from 923 Generation And Fuel | 1974
19768 | 2022 | PA | Croydon CT Generating Station | 8012 | 41 |  | OP | GT | DFO | 68.3 | 0.004 | 2648.125 | 9533.1737 | 816.375 | 2938.9265 | Distributed from 923 Generation And Fuel | 1974
19769 | 2022 | PA | Croydon CT Generating Station | 8012 | 42 |  | OP | GT | DFO | 68.3 | 0.004 | 2648.125 | 9533.1737 | 816.375 | 2938.9265 | Distributed from 923 Generation And Fuel | 1974
19770 | 2022 | PA | Cumberland County PA LFG Recovery | 56887 | GEN 1 |  | OP | IC | LFG | 1.6 | 0.848 | 11892 | 42810.8575 | 4801.25 | 17284.3617 | Distributed from 923 Generation And Fuel | 2009
19771 | 2022 | PA | Cumberland County PA LFG Recovery | 56887 | GEN 2 |  | OP | IC | LFG | 1.6 | 0.848 | 11892 | 42810.8575 | 4801.25 | 17284.3617 | Distributed from 923 Generation And Fuel | 2009
19772 | 2022 | PA | Cumberland County PA LFG Recovery | 56887 | GEN 3 |  | OP | IC | LFG | 1.6 | 0.848 | 11892 | 42810.8575 | 4801.25 | 17284.3617 | Distributed from 923 Generation And Fuel | 2009
19773 | 2022 | PA | Cumberland County PA LFG Recovery | 56887 | GEN 4 |  | OP | IC | LFG | 1.6 | 0.848 | 11892 | 42810.8575 | 4801.25 | 17284.3617 | Distributed from 923 Generation And Fuel | 2009
19774 | 2022 | PA | Dart Container Corp | 58476 | LFGT1 |  | OP | GT | LFG | 5.6 | 0.335 | 16439.5 | 59181.7265 | 7332 | 26394.9888 | Distributed from 923 Generation And Fuel | 2012
19775 | 2022 | PA | Dart Container Corp | 58476 | LFGT2 |  | OP | GT | LFG | 5.6 | 0.335 | 16439.5 | 59181.7265 | 7332 | 26394.9888 | Distributed from 923 Generation And Fuel | 2012
19776 | 2022 | PA | Delaware Generating Station | 3160 | 10 |  | OP | GT | DFO | 18.6 | 0.003 | 549.787 | 1979.2174 | 150.249 | 540.8921 | Distributed from 923 Generation And Fuel | 1969
19777 | 2022 | PA | Delaware Generating Station | 3160 | 11 |  | OP | GT | DFO | 18.6 | 0.003 | 549.787 | 1979.2174 | 150.249 | 540.8921 | Distributed from 923 Generation And Fuel | 1969
19778 | 2022 | PA | Delaware Generating Station | 3160 | 12 |  | OP | GT | DFO | 18.6 | 0.003 | 549.787 | 1979.2174 | 150.249 | 540.8921 | Distributed from 923 Generation And Fuel | 1969
19779 | 2022 | PA | Delaware Generating Station | 3160 | 9 |  | OP | GT | DFO | 21.2 | 0.003 | 626.639 | 2255.8824 | 171.252 | 616.5023 | Distributed from 923 Generation And Fuel | 1970
19780 | 2022 | PA | Dickinson Solar | 62946 | DICK |  | OP | PV | SUN | 3 | 0.175 | 4608 | 16588.6673 | 2304 | 8294.3336 | Distributed from 923 Generation And Fuel | 2016
19781 | 2022 | PA | East Campus Steam Plant | 58195 | CT1 |  | OP | GT | NG | 7 | 0.817 | 50107 | 180383.7569 | 19324 | 69565.8435 | Distributed from 923 Generation And Fuel | 2011
19782 | 2022 | PA | Ebensburg Power | 10603 | GEN1 | 1 | OP | ST | WC | 57.6 | 0.726 | 366187 | 1318262.6539 | 162255 | 584113.3271 | EIA-923 Generator File | 1990
19783 | 2022 | PA | ECP Uptown Campus | 63485 | 1 |  | OP | GT | NG | 5.6 | 0.569 | 27892 | 100410.3967 | 12225 | 44009.6479 | Distributed from 923 Generation And Fuel | 1997
19784 | 2022 | PA | Eddystone Generating Station | 3161 | 10 |  | OP | GT | DFO | 18.6 | 0.003 | 557.299 | 2006.2603 | 152.118 | 547.6204 | Distributed from 923 Generation And Fuel | 1967
19785 | 2022 | PA | Eddystone Generating Station | 3161 | 20 |  | OP | GT | DFO | 18.6 | 0.003 | 557.299 | 2006.2603 | 152.118 | 547.6204 | Distributed from 923 Generation And Fuel | 1967
19786 | 2022 | PA | Eddystone Generating Station | 3161 | 3 | 1 | OP | ST | NG | 391 | 0.002 | 8102 | 29166.9667 | 6692 | 24091.0073 | EIA-923 Generator File | 1974
19787 | 2022 | PA | Eddystone Generating Station | 3161 | 30 |  | OP | GT | DFO | 21.2 | 0.003 | 635.201 | 2286.7053 | 173.382 | 624.1702 | Distributed from 923 Generation And Fuel | 1970
19788 | 2022 | PA | Eddystone Generating Station | 3161 | 4 | 1 | OP | ST | NG | 391 | 0.003 | 9731 | 35031.3197 | 7798 | 28072.5754 | EIA-923 Generator File | 1976
19789 | 2022 | PA | Eddystone Generating Station | 3161 | 40 |  | OP | GT | DFO | 21.2 | 0.003 | 635.201 | 2286.7053 | 173.382 | 624.1702 | Distributed from 923 Generation And Fuel | 1970
19790 | 2022 | PA | Elizabethtown Solar | 60985 | ESPV |  | OP | PV | SUN | 2 | 0.178 | 3118 | 11224.7102 | 1610 | 5795.9536 | Distributed from 923 Generation And Fuel | 2016
19791 | 2022 | PA | Elk Hill Solar 1 | 63773 | PAEH1 |  | OP | PV | SUN | 20 | 0.004 | 748 | 2692.7785 | 0 | 0 | Distributed from 923 Generation And Fuel | 2022
19792 | 2022 | PA | Elk Hill Solar 2 | 63768 | PAEH2 |  | OP | PV | SUN | 15 | 0.213 | 27994 | 100777.5938 | 14455 | 52037.5837 | Distributed from 923 Generation And Fuel | 2020
19793 | 2022 | PA | Ephrata PA BTM | 66446 | PB1 |  | OP | IC | DFO | 2.7 | 0.002 | 51 | 183.5985 | 14 | 50.3996 | Distributed from 923 Generation And Fuel | 2021
19794 | 2022 | PA | Ephrata PA BTM | 66446 | PB2 |  | OP | IC | DFO | 2.7 | 0.002 | 51 | 183.5985 | 14 | 50.3996 | Distributed from 923 Generation And Fuel | 2021
19795 | 2022 | PA | Fairless Energy Center | 55298 | CT1A |  | OP | CT | NG | 198.9 | 0.728 | 1268264 | 4565713.8743 | 595310 | 2143098.8552 | EIA-923 Generator File | 2004
19796 | 2022 | PA | Fairless Energy Center | 55298 | CT1B |  | OP | CT | NG | 198.9 | 0.707 | 1231179 | 4432208.9423 | 592067 | 2131424.1486 | EIA-923 Generator File | 2004
19797 | 2022 | PA | Fairless Energy Center | 55298 | CT2A |  | OP | CT | NG | 198.9 | 0.69 | 1202153 | 4327716.1783 | 575576 | 2072057.0235 | EIA-923 Generator File | 2004
19798 | 2022 | PA | Fairless Energy Center | 55298 | CT2B |  | OP | CT | NG | 198.9 | 0.703 | 1225431 | 4411516.3079 | 543290 | 1955828.3534 | EIA-923 Generator File | 2004
19799 | 2022 | PA | Fairless Energy Center | 55298 | ST1 | 2 | OP | CA | NG | 271.2 | 0.586 | 1392616 | 5013377.493 | 683995 | 2462362.3011 | EIA-923 Generator File | 2004
19800 | 2022 | PA | Fairless Energy Center | 55298 | ST2 | 2 | OP | CA | NG | 271.2 | 0.578 | 1373784 | 4945582.8353 | 659908 | 2375649.7948 | EIA-923 Generator File | 2004
19801 | 2022 | PA | Falling Spring | 7397 | 5 |  | OP | IC | NG | 2 | 0.042 | 739.444 | 2661.9771 | 410 | 1475.9882 | Distributed from 923 Generation And Fuel | 1967
19802 | 2022 | PA | Falling Spring | 7397 | 6 |  | OP | IC | NG | 2 | 0.042 | 739.444 | 2661.9771 | 410 | 1475.9882 | Distributed from 923 Generation And Fuel | 1967
19803 | 2022 | PA | Falling Spring | 7397 | 7 |  | OP | IC | NG | 3.2 | 0.042 | 1183.111 | 4259.1655 | 656 | 2361.5811 | Distributed from 923 Generation And Fuel | 2001
19804 | 2022 | PA | Falls | 3162 | 1 |  | OP | GT | DFO | 21.2 | 0.003 | 614.667 | 2212.7835 | 168 | 604.7952 | Distributed from 923 Generation And Fuel | 1970
19805 | 2022 | PA | Falls | 3162 | 2 |  | OP | GT | DFO | 21.2 | 0.003 | 614.667 | 2212.7835 | 168 | 604.7952 | Distributed from 923 Generation And Fuel | 1970
19806 | 2022 | PA | Falls | 3162 | 3 |  | OP | GT | DFO | 21.2 | 0.003 | 614.667 | 2212.7835 | 168 | 604.7952 | Distributed from 923 Generation And Fuel | 1970
19807 | 2022 | PA | Fayette Energy Facility | 55516 | CTG1 |  | OP | CT | NG | 198.9 | 0.856 | 1490607 | 5366142.2709 | 637335 | 2294387.6449 | EIA-923 Generator File | 2003
19808 | 2022 | PA | Fayette Energy Facility | 55516 | CTG2 |  | OP | CT | NG | 198.9 | 0.854 | 1488094 | 5357095.5432 | 630419 | 2269490.2441 | EIA-923 Generator File | 2003
19809 | 2022 | PA | Fayette Energy Facility | 55516 | STG1 | 2 | OP | CA | NG | 317.1 | 0.707 | 1964095 | 7070685.4345 | 840906 | 3027237.3821 | EIA-923 Generator File | 2003
19810 | 2022 | PA | Fort Indiantown Gap | 62408 | X0028 |  | OP | PV | SUN | 3 | 0.197 | 5176 | 18633.4509 | 2673 | 9622.723 | Distributed from 923 Generation And Fuel | 2019
19811 | 2022 | PA | Forward Windpower LLC | 56699 | 1 |  | OP | WT | WND | 29.4 | 0.211 | 54302 | 195485.6361 | 16407 | 59064.7275 | Distributed from 923 Generation And Fuel | 2008
19812 | 2022 | PA | Foster Wheeler Mt Carmel Cogen | 10343 | TG1 | 1 | OP | ST | WC | 47.3 | 0.256 | 106014 | 381647.3468 | 63336 | 228007.7759 | EIA-923 Generator File | 1990
19813 | 2022 | PA | Frey Farm Landfill | 56510 | GEN2 |  | OP | IC | LFG | 1.6 | 1.181 | 16549 | 59575.9234 | 6682 | 24055.0076 | Distributed from 923 Generation And Fuel | 2006
19814 | 2022 | PA | Gans | 55377 | UNT8 |  | OP | GT | NG | 43.8 | 0.174 | 66898 | 240830.8734 | 30899.5 | 111237.3101 | Distributed from 923 Generation And Fuel | 2000
19815 | 2022 | PA | Gans | 55377 | UNT9 |  | OP | GT | NG | 43.8 | 0.174 | 66898 | 240830.8734 | 30899.5 | 111237.3101 | Distributed from 923 Generation And Fuel | 2000
19816 | 2022 | PA | General Electric Diesel Engine Plant | 10058 | REGN |  | OP | IC | DFO | 4.4 | 0.088 | 3382 | 12175.1026 | 1473 | 5302.7576 | Distributed from 923 Generation And Fuel | 1984
19817 | 2022 | PA | Gettysburg Energy & Nutrient Rec Facility | 58565 | GENRF |  | OS | ST | OBS | 3.3 |  | GENYRONL: 2013
19818 | 2022 | PA | Girard (PA) RTO BTM | 66448 | PB1 |  | OP | IC | DFO | 2.7 | 0.004 | 84 | 302.3976 | 29 | 104.3992 | Distributed from 923 Generation And Fuel | 2022
19819 | 2022 | PA | Glades Pike Generation Plant | 59759 | CAT1 |  | OP | IC | LFG | 1.6 | 0.349 | 4894 | 17618.2591 | 1976 | 7113.5431 | Distributed from 923 Generation And Fuel | 2011
19820 | 2022 | PA | Glades Pike Generation Plant | 59759 | CAT2 |  | OP | IC | LFG | 1.6 | 0.349 | 4894 | 17618.2591 | 1976 | 7113.5431 | Distributed from 923 Generation And Fuel | 2011
19821 | 2022 | PA | GLRA Landfill | 56512 | GEN1 |  | OP | IC | LFG | 1.6 | 0.499 | 6998 | 25192.5985 | 2825.5 | 10171.7186 | Distributed from 923 Generation And Fuel | 2007
19822 | 2022 | PA | GLRA Landfill | 56512 | GEN2 |  | OP | IC | LFG | 1.6 | 0.499 | 6998 | 25192.5985 | 2825.5 | 10171.7186 | Distributed from 923 Generation And Fuel | 2007
19823 | 2022 | PA | Grays Ferry Cogeneration | 54785 | GEN1 | 2 | OP | ST | NG | 57.6 | 0.539 | 272043 | 979346.9652 | 139061 | 500615.5951 | EIA-923 Generator File | 1997
19824 | 2022 | PA | Grays Ferry Cogeneration | 54785 | GEN2 |  | OP | GT | NG | 135 | 0.748 | 884372 | 3183713.7303 | 387625 | 1395438.8365 | Distributed from 923 Generation And Fuel | 1997
19825 | 2022 | PA | Green Knight Energy Center | 55765 | TG1 |  | OP | GT | LFG | 3.3 | 0.412 | 11900 | 42839.6573 | 4804.667 | 17296.6628 | Distributed from 923 Generation And Fuel | 2001
19826 | 2022 | PA | Green Knight Energy Center | 55765 | TG2 |  | OP | GT | LFG | 3.3 | 0.412 | 11900 | 42839.6573 | 4804.667 | 17296.6628 | Distributed from 923 Generation And Fuel | 2001
19827 | 2022 | PA | Green Knight Energy Center | 55765 | TG3 |  | OP | GT | LFG | 3.3 | 0.412 | 11900 | 42839.6573 | 4804.667 | 17296.6628 | Distributed from 923 Generation And Fuel | 2001
19828 | 2022 | PA | Green Mountain Storage, LLC | 55370 | BGM |  | OP | BA | MWH | 10.4 | -0.032 | -2888 | -10396.7168 | -1191 | -4287.5657 | Distributed from 923 Generation And Fuel | 2016
19829 | 2022 | PA | Haleon York RDC Solar Facility | 57390 | 1 |  | OP | PV | SUN | 2.6 | 0.049 | 1120 | 4031.9677 | 578 | 2080.7834 | Distributed from 923 Generation And Fuel | 2010
19830 | 2022 | PA | Hamilton (PA) | 3109 | 1 |  | OP | GT | DFO | 19.6 | 0.006 | 983 | 3538.7717 | 269 | 968.3923 | Distributed from 923 Generation And Fuel | 1971
19831 | 2022 | PA | Hamilton Liberty | 58420 | GEN1 | 1 | OP | CS | NG | 435 | 0.774 | 2951065 | 10623749.01 | 1265925 | 4557293.5417 | EIA-923 Generator File | 2016
19832 | 2022 | PA | Hamilton Liberty | 58420 | GEN2 | 1 | OP | CS | NG | 435 | 0.811 | 3091655 | 11129868.961 | 1274437 | 4587936.4965 | EIA-923 Generator File | 2016
19833 | 2022 | PA | Hamilton Patriot Generation Plant | 58426 | GEN1 | 1 | OP | CS | NG | 435 | 0.855 | 3259272 | 11733285.3337 | 1305115 | 4698376.413 | EIA-923 Generator File | 2016
19834 | 2022 | PA | Hamilton Patriot Generation Plant | 58426 | GEN2 | 1 | OP | CS | NG | 435 | 0.821 | 3127739 | 11259770.3218 | 1195176 | 4302599.1792 | EIA-923 Generator File | 2016
19835 | 2022 | PA | Handsome Lake Energy LLC | 55233 | GT01 |  | OP | GT | NG | 58.9 | 0.012 | 6162.8 | 22185.9025 | 482.2 | 1735.9061 | Distributed from 923 Generation And Fuel | 2001
19836 | 2022 | PA | Handsome Lake Energy LLC | 55233 | GT02 |  | OP | GT | NG | 58.9 | 0.012 | 6162.8 | 22185.9025 | 482.2 | 1735.9061 | Distributed from 923 Generation And Fuel | 2001
19837 | 2022 | PA | Handsome Lake Energy LLC | 55233 | GT03 |  | OP | GT | NG | 58.9 | 0.012 | 6162.8 | 22185.9025 | 482.2 | 1735.9061 | Distributed from 923 Generation And Fuel | 2001
19838 | 2022 | PA | Handsome Lake Energy LLC | 55233 | GT04 |  | OP | GT | NG | 58.9 | 0.012 | 6162.8 | 22185.9025 | 482.2 | 1735.9061 | Distributed from 923 Generation And Fuel | 2001
19839 | 2022 | PA | Handsome Lake Energy LLC | 55233 | GT05 |  | OP | GT | NG | 58.9 | 0.012 | 6162.8 | 22185.9025 | 482.2 | 1735.9061 | Distributed from 923 Generation And Fuel | 2001
19840 | 2022 | PA | Harrisburg Facility | 10118 | GEN3 | 3 | OP | ST | MSW | 24.1 | 0.55 | 116094 | 417935.0565 | 49982 | 179933.7605 | EIA-923 Generator File | 2006
19841 | 2022 | PA | Hatfield PA BTM | 66454 | PB1 |  | OP | IC | DFO | 2.7 | 0.001 | 20 | 71.9994 | 0 | 0 | Distributed from 923 Generation And Fuel | 2022
19842 | 2022 | PA | Hazelton | 10870 | GEN1 |  | SB | GT | NG | 72.5 | 0.012 | 7656.254 | 27562.2939 | 1625.86 | 5853.0492 | Distributed from 923 Generation And Fuel | 1989
19843 | 2022 | PA | Hazelton | 10870 | GEN2 |  | SB | GT | NG | 33 | 0.012 | 3484.915 | 12545.5936 | 740.047 | 2664.1479 | Distributed from 923 Generation And Fuel | 2002
19844 | 2022 | PA | Hazelton | 10870 | GEN3 |  | SB | GT | NG | 33 | 0.012 | 3484.915 | 12545.5936 | 740.047 | 2664.1479 | Distributed from 923 Generation And Fuel | 2002
19845 | 2022 | PA | Hazelton | 10870 | GEN4 |  | SB | GT | NG | 33 | 0.012 | 3484.915 | 12545.5936 | 740.047 | 2664.1479 | Distributed from 923 Generation And Fuel | 2002
19846 | 2022 | PA | Hazle Spindle | 57716 | HRS1 |  | OP | FW | MWH | 20 | -0.078 | -13634 | -49082.0073 | -5623 | -20242.6381 | Distributed from 923 Generation And Fuel | 2013
19847 | 2022 | PA | Hickory Run Energy Station | 61028 | CTG1 |  | OP | CT | NG | 295 | 0.76 | 1963709.7 | 7069298.3656 | 915074 | 3294240.0461 | EIA-923 Generator File | 2020
19848 | 2022 | PA | Hickory Run Energy Station | 61028 | CTG2 |  | OP | CT | NG | 295 | 0.728 | 1881982.1 | 6775081.3593 | 917940 | 3304557.5635 | EIA-923 Generator File | 2020
19849 | 2022 | PA | Hickory Run Energy Station | 61028 | STG1 | 2 | OP | CA | NG | 443.7 | 0.602 | 2339759.7 | 8423067.5355 | 1157052 | 4165353.8772 | EIA-923 Generator File | 2020
19850 | 2022 | PA | Highland North Wind Farm | 57991 | 1 |  | OP | WT | WND | 75 | 0.263 | 173073 | 623057.8155 | 52293 | 188253.294 | Distributed from 923 Generation And Fuel | 2012
19851 | 2022 | PA | Hill Top Energy Center, LLC | 62565 | GEN1 | 1 | OP | CS | NG | 664.7 | 0.711 | 4142509 | 14912913.0967 | 1782396 | 6416574.2674 | EIA-923 Generator File | 2021
19852 | 2022 | PA | Holtwood | 3145 | HW1 |  | OP | HY | WAT | 10.4 | 0.408 | 37130.439 | 133668.5111 | 15525.228 | 55890.3737 | Distributed from 923 Generation And Fuel | 1910
19853 | 2022 | PA | Holtwood | 3145 | HW10 |  | OP | HY | WAT | 12 | 0.408 | 42842.814 | 154232.8965 | 17913.724 | 64488.8905 | Distributed from 923 Generation And Fuel | 1924
19854 | 2022 | PA | Holtwood | 3145 | HW11 |  | OP | HY | WAT | 1.4 | 0.408 | 4998.328 | 17993.8368 | 2089.934 | 7523.7022 | Distributed from 923 Generation And Fuel | 2011
19855 | 2022 | PA | Holtwood | 3145 | HW13 |  | OP | HY | WAT | 1.4 | 0.408 | 4998.328 | 17993.8368 | 2089.934 | 7523.7022 | Distributed from 923 Generation And Fuel | 2011
19856 | 2022 | PA | Holtwood | 3145 | HW18 |  | OP | HY | WAT | 66 | 0.408 | 235635.479 | 848280.9382 | 98525.483 | 354688.9013 | Distributed from 923 Generation And Fuel | 2013
19857 | 2022 | PA | Holtwood | 3145 | HW19 |  | OP | HY | WAT | 66 | 0.408 | 235635.479 | 848280.9382 | 98525.483 | 354688.9013 | Distributed from 923 Generation And Fuel | 2013
19858 | 2022 | PA | Holtwood | 3145 | HW2 |  | OP | HY | WAT | 10.4 | 0.408 | 37130.439 | 133668.5111 | 15525.228 | 55890.3737 | Distributed from 923 Generation And Fuel | 1911
19859 | 2022 | PA | Holtwood | 3145 | HW3 |  | OP | HY | WAT | 13.5 | 0.408 | 48198.166 | 173512.0095 | 20152.94 | 72550.0036 | Distributed from 923 Generation And Fuel | 1911
19860 | 2022 | PA | Holtwood | 3145 | HW4 |  | OP | HY | WAT | 10.4 | 0.408 | 37130.439 | 133668.5111 | 15525.228 | 55890.3737 | Distributed from 923 Generation And Fuel | 1911
19861 | 2022 | PA | Holtwood | 3145 | HW5 |  | OP | HY | WAT | 10.4 | 0.408 | 37130.439 | 133668.5111 | 15525.228 | 55890.3737 | Distributed from 923 Generation And Fuel | 1911
19862 | 2022 | PA | Holtwood | 3145 | HW6 |  | OP | HY | WAT | 10.4 | 0.408 | 37130.439 | 133668.5111 | 15525.228 | 55890.3737 | Distributed from 923 Generation And Fuel | 1911
19863 | 2022 | PA | Holtwood | 3145 | HW7 |  | OP | HY | WAT | 10.4 | 0.408 | 37130.439 | 133668.5111 | 15525.228 | 55890.3737 | Distributed from 923 Generation And Fuel | 1913
19864 | 2022 | PA | Holtwood | 3145 | HW8 |  | OP | HY | WAT | 11.4 | 0.408 | 40700.674 | 146521.2542 | 17018.038 | 61264.4467 | Distributed from 923 Generation And Fuel | 1914
19865 | 2022 | PA | Holtwood | 3145 | HW9 |  | OP | HY | WAT | 13.2 | 0.408 | 47127.096 | 169656.1884 | 19705.097 | 70937.7817 | Distributed from 923 Generation And Fuel | 1914
19866 | 2022 | PA | Homer City Generating Station | 3122 | 1 | 1 | OP | ST | BIT | 660 | 0.19 | 1098148 | 3953301.1736 | 140142 | 504507.1639 | EIA-923 Generator File | 1969 | 2023
19867 | 2022 | PA | Homer City Generating Station | 3122 | 2 | 1 | OP | ST | BIT | 660 | 0.042 | 245396 | 883418.5327 | 107042 | 385348.1172 | EIA-923 Generator File | 1969 | 2023
19868 | 2022 | PA | Homer City Generating Station | 3122 | 3 | 1 | OP | ST | BIT | 692 | 0.324 | 1965710 | 7076499.388 | 1266532 | 4559478.7242 | EIA-923 Generator File | 1977 | 2023
19869 | 2022 | PA | Hummel Station LLC | 60368 | CTG1 |  | OP | CT | NG | 244.8 | 0.805 | 1726088 | 6213867.0891 | 613575 | 2208852.3292 | EIA-923 Generator File | 2018
19870 | 2022 | PA | Hummel Station LLC | 60368 | CTG2 |  | OP | CT | NG | 244.8 | 0.78 | 1672396 | 6020577.4354 | 600748 | 2162675.4986 | EIA-923 Generator File | 2018
19871 | 2022 | PA | Hummel Station LLC | 60368 | CTG3 |  | OP | CT | NG | 244.8 | 0.79 | 1695127 | 6102408.3807 | 657927 | 2368518.2519 | EIA-923 Generator File | 2018
19872 | 2022 | PA | Hummel Station LLC | 60368 | STG | 3 | OP | CA | NG | 460 | 0.659 | 2657040 | 9565267.4779 | 1020128 | 3672431.4205 | EIA-923 Generator File | 2018
19873 | 2022 | PA | Hunker Solar River, LLC | 63691 | 13502 |  | OP | PV | SUN | 3.3 | 0.12 | 3482 | 12535.0997 | 1798 | 6472.7482 | Distributed from 923 Generation And Fuel | 2021
19874 | 2022 | PA | Hunlock Power Station | 3176 | 3 | 3 | OP | CA | NG | 49.9 | 0.3 | 131294 | 472654.6188 | 55327 | 199175.6066 | EIA-923 Generator File | 1959
19875 | 2022 | PA | Hunlock Power Station | 3176 | 5 |  | OP | CT | NG | 48 | 0.623 | 261814 | 942522.8598 | 111841 | 402624.379 | EIA-923 Generator File | 2011
19876 | 2022 | PA | Hunlock Power Station | 3176 | 6 |  | OP | CT | NG | 48 | 0.617 | 259297 | 933461.7323 | 107221 | 385992.5121 | EIA-923 Generator File | 2011
19877 | 2022 | PA | Hunlock Unit 4 | 56397 | 4 |  | OP | GT | NG | 44 | 0.136 | 52597 | 189347.6852 | 31102 | 111966.3043 | Distributed from 923 Generation And Fuel | 2000
19878 | 2022 | PA | Hunterstown | 3110 | 1 |  | OP | GT | NG | 20 | 0.041 | 7132.333 | 25676.1934 | 3062.333 | 11024.3106 | Distributed from 923 Generation And Fuel | 1971
19879 | 2022 | PA | Hunterstown | 3110 | 2 |  | OP | GT | NG | 20 | 0.041 | 7132.333 | 25676.1934 | 3062.333 | 11024.3106 | Distributed from 923 Generation And Fuel | 1971
19880 | 2022 | PA | Hunterstown | 3110 | 3 |  | OP | GT | NG | 20 | 0.041 | 7132.333 | 25676.1934 | 3062.333 | 11024.3106 | Distributed from 923 Generation And Fuel | 1971
19881 | 2022 | PA | Hunterstown Power Plant | 55976 | 101 |  | OP | CT | NG | 179 | 0.781 | 1225112 | 4410367.9171 | 562385 | 2024569.8034 | EIA-923 Generator File | 2003
19882 | 2022 | PA | Hunterstown Power Plant | 55976 | 201 |  | OP | CT | NG | 179 | 0.817 | 1280919 | 4611271.5098 | 580931 | 2091334.8693 | EIA-923 Generator File | 2003
19883 | 2022 | PA | Hunterstown Power Plant | 55976 | 301 |  | OP | CT | NG | 179 | 0.808 | 1267600 | 4563323.4934 | 560402 | 2017431.0606 | EIA-923 Generator File | 2003
19884 | 2022 | PA | Hunterstown Power Plant | 55976 | 401 | 3 | OP | CA | NG | 361 | 0.677 | 2140493 | 7705713.1543 | 997994 | 3592749.658 | EIA-923 Generator File | 2003
19885 | 2022 | PA | IKEA Conshohocken Rooftop PV System | 61819 | 211 |  | OP | PV | SUN | 1 | 0.023 | 203 | 730.7942 | 105 | 377.997 | Distributed from 923 Generation And Fuel | 2013
19886 | 2022 | PA | Indiana University of Pennsylvania | 10129 | GEN1 |  | OP | IC | NG | 6.1 | 0.133 | 7094 | 25538.1957 | 2722.75 | 9801.8216 | Distributed from 923 Generation And Fuel | 1988
19887 | 2022 | PA | Indiana University of Pennsylvania | 10129 | GEN2 |  | OP | IC | NG | 6.1 | 0.133 | 7094 | 25538.1957 | 2722.75 | 9801.8216 | Distributed from 923 Generation And Fuel | 1988
19888 | 2022 | PA | Indiana University of Pennsylvania | 10129 | GEN3 |  | OP | IC | NG | 6.1 | 0.133 | 7094 | 25538.1957 | 2722.75 | 9801.8216 | Distributed from 923 Generation And Fuel | 1988
19889 | 2022 | PA | Indiana University of Pennsylvania | 10129 | GEN4 |  | OP | IC | NG | 6.1 | 0.133 | 7094 | 25538.1957 | 2722.75 | 9801.8216 | Distributed from 923 Generation And Fuel | 1988
19890 | 2022 | PA | Ironwood LLC | 55337 | CT1 |  | OP | CT | NG | 259.2 | 0.753 | 1709490 | 6154114.7671 | 752714 | 2709748.722 | EIA-923 Generator File | 2001
19891 | 2022 | PA | Ironwood LLC | 55337 | CT2 |  | OP | CT | NG | 259.2 | 0.737 | 1674213 | 6027118.5831 | 743485 | 2676524.5878 | EIA-923 Generator File | 2001
19892 | 2022 | PA | Ironwood LLC | 55337 | ST4 | 2 | OP | CA | NG | 259.2 | 0.772 | 1752879 | 6310313.9175 | 793786 | 2857606.7391 | EIA-923 Generator File | 2001
19893 | 2022 | PA | Jefferson Torresdale Hospital | 63023 | COGEN |  | SB | IC | NG | 1.1 | 0.189 | 1823 | 6562.7475 | 799 | 2876.377 | Distributed from 923 Generation And Fuel | 2016
19894 | 2022 | PA | John B Rich Memorial Power Station | 10113 | GEN1 | 2 | OP | ST | WC | 88.4 | 0.823 | 637542 | 2295132.8389 | 261232 | 940427.6766 | EIA-923 Generator File | 1988
19895 | 2022 | PA | Johnsonburg Mill | 54638 | PT1 | 3 | OP | ST | BLQ | 54 | 0.314 | 148403 | 534246.526 | 72069 | 259446.3244 | EIA-923 Generator File | 1993
19896 | 2022 | PA | Jordan Energy-DFA Middlebury Center Plan | 66730 | P4318 |  | OP | PV | SUN | 1.1 | 0 | 0 | 0 | 0 | 0 | Distributed from 923 Generation And Fuel | 2021
19897 | 2022 | PA | Juniata Locomotive Shop | 10302 | GEN3 |  | OP | GT | NG | 1.5 | 0 | 0 | 0 | 0 | 0 | Distributed from 923 Generation And Fuel | 2015
19898 | 2022 | PA | Keystone | 3136 | 1 | 1 | OP | ST | BIT | 936 | 0.297 | 2437114 | 8773540.2117 | 436040 | 1569731.4421 | EIA-923 Generator File | 1967
19899 | 2022 | PA | Keystone | 3136 | 2 | 1 | OP | ST | BIT | 936 | 0.322 | 2640068 | 9504168.7666 | 1414117 | 5090780.4738 | EIA-923 Generator File | 1968
19900 | 2022 | PA | Keystone | 3136 | 3 |  | OP | IC | DFO | 2.5 | 0.002 | 48.438 | 174.3754 | 25.223 | 90.8021 | Distributed from 923 Generation And Fuel | 1968
19901 | 2022 | PA | Keystone | 3136 | 4 |  | OP | IC | DFO | 2.9 | 0.002 | 56.187 | 202.2716 | 29.259 | 105.3316 | Distributed from 923 Generation And Fuel | 1968
19902 | 2022 | PA | Keystone | 3136 | 5 |  | OP | IC | DFO | 2.9 | 0.002 | 56.187 | 202.2716 | 29.259 | 105.3316 | Distributed from 923 Generation And Fuel | 1968
19903 | 2022 | PA | Keystone | 3136 | 6 |  | OP | IC | DFO | 2.9 | 0.002 | 56.187 | 202.2716 | 29.259 | 105.3316 | Distributed from 923 Generation And Fuel | 1968
19904 | 2022 | PA | Keystone Solar | 58091 | KSTN |  | OP | PV | SUN | 5 | 0.178 | 7815 | 28133.7749 | 3752 | 13507.0919 | Distributed from 923 Generation And Fuel | 2012
19905 | 2022 | PA | Knouse Solar Project 1 | 57412 | 1 |  | OP | PV | SUN | 3 | 0.153 | 4011 | 14439.4845 | 2071 | 7455.5404 | Distributed from 923 Generation And Fuel | 2010
19906 | 2022 | PA | L&S Sweetners | 58497 | GEN1 |  | OP | IC | LFG | 1.6 | 0.823 | 11532 | 41514.8679 | 4656 | 16761.4659 | Distributed from 923 Generation And Fuel | 2013
19907 | 2022 | PA | L&S Sweetners | 58497 | GEN2 |  | OP | IC | LFG | 1.6 | 0.823 | 11532 | 41514.8679 | 4656 | 16761.4659 | Distributed from 923 Generation And Fuel | 2013
19908 | 2022 | PA | Lackawanna Energy Center | 60357 | GEN1 |  | OP | CS | NG | 499.5 | 0.685 | 2997745 | 10791795.6656 | 1363952 | 4910187.9185 | EIA-923 Generator File | 2018
19909 | 2022 | PA | Lackawanna Energy Center | 60357 | GEN2 |  | OP | CS | NG | 499.5 | 0.756 | 3309000 | 11912304.7016 | 1248977 | 4496281.2298 | EIA-923 Generator File | 2018
19910 | 2022 | PA | Lackawanna Energy Center | 60357 | GEN3 |  | OP | CS | NG | 499.5 | 0.649 | 2841699 | 10230034.5597 | 993691 | 3577258.9819 | EIA-923 Generator File | 2018
19911 | 2022 | PA | Lake Lynn Hydro Station | 6636 | 1 |  | OP | HY | WAT | 12.8 | 0.237 | 26585 | 95705.2344 | 11116 | 40017.2799 | Distributed from 923 Generation And Fuel | 1926
19912 | 2022 | PA | Lake Lynn Hydro Station | 6636 | 2 |  | OP | HY | WAT | 12.8 | 0.237 | 26585 | 95705.2344 | 11116 | 40017.2799 | Distributed from 923 Generation And Fuel | 1929
19913 | 2022 | PA | Lake Lynn Hydro Station | 6636 | 3 |  | OP | HY | WAT | 12.8 | 0.237 | 26585 | 95705.2344 | 11116 | 40017.2799 | Distributed from 923 Generation And Fuel | 1926
19914 | 2022 | PA | Lake Lynn Hydro Station | 6636 | 4 |  | OP | HY | WAT | 12.8 | 0.237 | 26585 | 95705.2344 | 11116 | 40017.2799 | Distributed from 923 Generation And Fuel | 1926
19915 | 2022 | PA | Lakeview Gas Recovery | 55074 | GEN1 |  | OP | IC | LFG | 3 | 0.681 | 17902 | 64446.6844 | 7228 | 26020.5918 | Distributed from 923 Generation And Fuel | 1997
19916 | 2022 | PA | Lakeview Gas Recovery | 55074 | GEN2 |  | OP | IC | LFG | 3 | 0.681 | 17902 | 64446.6844 | 7228 | 26020.5918 | Distributed from 923 Generation And Fuel | 1997
19917 | 2022 | PA | Lancaster County Resource Recovery | 50859 | GEN1 | 3 | OP | ST | MSW | 35.7 | 0.609 | 190447 | 685603.7152 | 83168 | 299402.4048 | EIA-923 Generator File | 1990
19918 | 2022 | PA | Lanchester Generating Station | 56850 | 1 |  | OP | IC | LFG | 1.6 | 0.542 | 7603 | 27370.581 | 3069.5 | 11050.1116 | Distributed from 923 Generation And Fuel | 2006
19919 | 2022 | PA | Lanchester Generating Station | 56850 | 2 |  | OP | IC | LFG | 1.6 | 0.542 | 7603 | 27370.581 | 3069.5 | 11050.1116 | Distributed from 923 Generation And Fuel | 2010
19920 | 2022 | PA | Laurel Hill Wind | 57744 | 1 |  | OP | WT | WND | 69 | 0.375 | 226844 | 816631.8669 | 89981 | 323929.0086 | Distributed from 923 Generation And Fuel | 2012
19921 | 2022 | PA | Liberty Electric Power Plant | 55231 | GTG1 |  | OP | CT | NG | 186 | 0.676 | 1102089 | 3967488.6601 | 480612 | 1730189.3585 | EIA-923 Generator File | 2002
19922 | 2022 | PA | Liberty Electric Power Plant | 55231 | GTG2 |  | OP | CT | NG | 186 | 0.714 | 1162712 | 4185729.7142 | 499142 | 1796896.8248 | EIA-923 Generator File | 2002
19923 | 2022 | PA | Liberty Electric Power Plant | 55231 | STG | 2 | OP | CA | NG | 242 | 0.609 | 1291460 | 4649218.8062 | 577935 | 2080549.3556 | EIA-923 Generator File | 2002
19924 | 2022 | PA | Limerick | 6105 | 1 | 1 | OP | ST | NUC | 1138.5 | 0.961 | 9583578 | 34500604.7952 | 4114217 | 14811062.7115 | Distributed from 923 Generation And Fuel | 1986
19925 | 2022 | PA | Limerick | 6105 | 2 | 1 | OP | ST | NUC | 1138.5 | 0.961 | 9583578 | 34500604.7952 | 4114217 | 14811062.7115 | Distributed from 923 Generation And Fuel | 1990
19926 | 2022 | PA | Lincoln Financial Field | 58231 | GEN1 |  | OP | PV | SUN | 2.9 | 0.118 | 2992 | 10771.1138 | 1545 | 5561.9555 | Distributed from 923 Generation And Fuel | 2013
19927 | 2022 | PA | Locust Ridge | 56470 | LRWF |  | OP | WT | WND | 26 | 0.231 | 52596 | 189344.0852 | 15892 | 57210.7423 | Distributed from 923 Generation And Fuel | 2007
19928 | 2022 | PA | Locust Ridge II LLC | 56770 | 1 |  | OP | WT | WND | 102 | 0.231 | 206013 | 741640.8669 | 62246 | 224083.8073 | Distributed from 923 Generation And Fuel | 2009
19929 | 2022 | PA | Longwood Gardens | 57768 | 1 |  | OP | PV | SUN | 1.3 | 0.17 | 1932 | 6955.1444 | 998 | 3592.7713 | Distributed from 923 Generation And Fuel | 2010
19930 | 2022 | PA | Lookout Windpower LLC | 56700 | 1 |  | OP | WT | WND | 37.8 | 0.286 | 94630 | 340665.2747 | 28592 | 102930.3766 | Distributed from 923 Generation And Fuel | 2008
19931 | 2022 | PA | Lower Mount Bethel Energy | 55667 | G1 |  | OP | CT | NG | 211.5 | 0.712 | 1319526 | 4750255.598 | 511565 | 1841619.267 | EIA-923 Generator File | 2004
19932 | 2022 | PA | Lower Mount Bethel Energy | 55667 | G2 |  | OP | CT | NG | 211.5 | 0.745 | 1380598 | 4970113.0391 | 526233 | 1894423.6446 | EIA-923 Generator File | 2004
19933 | 2022 | PA | Lower Mount Bethel Energy | 55667 | G3 | 2 | OP | CA | NG | 228.6 | 0.797 | 1595336 | 5743163.6547 | 637373 | 2294524.4438 | EIA-923 Generator File | 2004
19934 | 2022 | PA | Lycoming County | 57582 | 1 |  | OP | IC | LFG | 1.6 | 0.555 | 7782.5 | 28016.7759 | 3142 | 11311.1095 | Distributed from 923 Generation And Fuel | 2012
19935 | 2022 | PA | Lycoming County | 57582 | 2 |  | OP | IC | LFG | 1.6 | 0.555 | 7782.5 | 28016.7759 | 3142 | 11311.1095 | Distributed from 923 Generation And Fuel | 2012
19936 | 2022 | PA | Mahoning Creek Hydroelectric Project | 58685 | 8107 |  | OP | HY | WAT | 6 | 0.348 | 18295 | 65861.4731 | 7650 | 27539.7797 | Distributed from 923 Generation And Fuel | 2013
19937 | 2022 | PA | Marcus Hook Energy LP | 55801 | CT13 |  | OP | CT | NG | 188.2 | 0.783 | 1290469 | 4645651.2348 | 534706 | 1924926.2006 | EIA-923 Generator File | 2004
19938 | 2022 | PA | Marcus Hook Energy LP | 55801 | CT1A |  | OP | CT | NG | 188.2 | 0.798 | 1315033 | 4734080.9274 | 585383 | 2107361.9411 | EIA-923 Generator File | 2004
19939 | 2022 | PA | Marcus Hook Energy LP | 55801 | CTIB |  | OP | CT | NG | 188.2 | 0.626 | 1031583 | 3713669.0906 | 590736 | 2126632.5869 | EIA-923 Generator File | 2004
19940 | 2022 | PA | Marcus Hook Energy LP | 55801 | STG | 3 | OP | CA | NG | 271.5 | 0.76 | 1807576 | 6507221.5422 | 882775 | 3177964.5763 | EIA-923 Generator File | 2004
19941 | 2022 | PA | Marlboro Mushrooms Solar Field | 59327 | GEN1 |  | OP | PV | SUN | 1 | 0.135 | 1180 | 4247.966 | 609 | 2192.3825 | Distributed from 923 Generation And Fuel | 2011
19942 | 2022 | PA | Martin Limestone Solar Array | 58443 | GEN1 |  | OP | PV | SUN | 1 | 0.176 | 1546 | 5565.5555 | 798 | 2872.777 | Distributed from 923 Generation And Fuel | 2012
19943 | 2022 | PA | Masser Farms Realty Solar | 57494 | MFRS |  | OP | PV | SUN | 1 | 0.098 | 855 | 3077.9754 | 442 | 1591.1873 | Distributed from 923 Generation And Fuel | 2011
19944 | 2022 | PA | Mehoopany Wind Energy LLC | 57769 | 1 |  | OP | WT | WND | 140.8 | 0.316 | 389911 | 1403668.3707 | 117810 | 424112.6071 | Distributed from 923 Generation And Fuel | 2012
19945 | 2022 | PA | Merck - Upper Gwynedd Solar Array | 61198 | SA-1 |  | OP | PV | SUN | 1.5 | 0.113 | 1483 | 5338.7573 | 766 | 2757.5779 | Distributed from 923 Generation And Fuel | 2011
19946 | 2022 | PA | Meyersdale Battery | 62444 | BMY |  | OP | BA | MWH | 18 | -0.026 | -4123 | -14842.6813 | -1091 | -3927.5686 | Distributed from 923 Generation And Fuel | 2015
19947 | 2022 | PA | Meyersdale Windpower, LLC | 56052 | GE15 |  | OP | WT | WND | 30 | 0.149 | 39184 | 141061.2715 | 9761 | 35139.3189 | Distributed from 923 Generation And Fuel | 2003
19948 | 2022 | PA | MF Mesa Lane LLC | 56993 | MESA |  | OP | PV | SUN | 3 | 0.132 | 3458 | 12448.7004 | 1786 | 6429.5486 | Distributed from 923 Generation And Fuel | 2008
19949 | 2022 | PA | Mid-River PA, LLC (ABE4) | 64101 | 259 |  | OP | PV | SUN | 3 | 0.181 | 4747 | 17089.0633 | 2451 | 8823.5294 | Distributed from 923 Generation And Fuel | 2020
19950 | 2022 | PA | Milan | 58818 | 1 |  | OP | IC | NG | 7 | 0.265 | 16256 | 58521.1318 | 7125 | 25649.7948 | Distributed from 923 Generation And Fuel | 2017
19951 | 2022 | PA | Milan | 58818 | 2 |  | OP | IC | NG | 7 | 0.265 | 16256 | 58521.1318 | 7125 | 25649.7948 | Distributed from 923 Generation And Fuel | 2017
19952 | 2022 | PA | Milan | 58818 | 3 |  | OP | IC | NG | 7 | 0.265 | 16256 | 58521.1318 | 7125 | 25649.7948 | Distributed from 923 Generation And Fuel | 2017
19953 | 2022 | PA | Mill Run Windpower LLC | 55805 | G1 |  | OP | WT | WND | 15 | 0.106 | 13983 | 50338.3973 | 4285 | 15425.8766 | Distributed from 923 Generation And Fuel | 2001
19954 | 2022 | PA | Mon Valley Works | 50732 | GEN1 | 3 | OP | ST | BFG | 25 | 0.783 | 171374 | 616941.4645 | 78838 | 283814.5295 | EIA-923 Generator File | 1943
19955 | 2022 | PA | Mon Valley Works | 50732 | GEN2 | 3 | OP | ST | BFG | 25 | 1.087 | 237996 | 856778.7458 | 101237 | 364450.2844 | EIA-923 Generator File | 1943
19956 | 2022 | PA | Mon Valley Works | 50732 | GEN3 | 3 | OP | ST | BFG | 2.5 | 0.312 | 6834 | 24602.2032 | 2166 | 7797.5376 | EIA-923 Generator File | 2002
19957 | 2022 | PA | Morgantown | 60388 | GEMT |  | OP | IC | LFG | 1.6 | 0.409 | 5737 | 20653.0348 | 2316 | 8337.5333 | Distributed from 923 Generation And Fuel | 2016
19958 | 2022 | PA | Morgantown Solar Park | 57362 | 1 |  | OP | PV | SUN | 2 | 0.101 | 1770 | 6371.949 | 914 | 3290.3737 | Distributed from 923 Generation And Fuel | 2011
19959 | 2022 | PA | Moser Generating Station | 3163 | 1 |  | OP | GT | DFO | 21.2 | 0.005 | 859.667 | 3094.7764 | 234.667 | 844.7944 | Distributed from 923 Generation And Fuel | 1970
19960 | 2022 | PA | Moser Generating Station | 3163 | 2 |  | OP | GT | DFO | 21.2 | 0.005 | 859.667 | 3094.7764 | 234.667 | 844.7944 | Distributed from 923 Generation And Fuel | 1970
19961 | 2022 | PA | Moser Generating Station | 3163 | 3 |  | OP | GT | DFO | 21.2 | 0.005 | 859.667 | 3094.7764 | 234.667 | 844.7944 | Distributed from 923 Generation And Fuel | 1970
19962 | 2022 | PA | Mount Joy Wire | 62741 | CHP |  | OA | IC | NG | 1.1 | 0 | 0 | 0 | 0 | 0 | Distributed from 923 Generation And Fuel | 2011
19963 | 2022 | PA | Mountain | 3111 | 1 |  | OP | GT | DFO | 27 | 0.014 | 3412.5 | 12284.9017 | 1471.5 | 5297.3576 | Distributed from 923 Generation And Fuel | 1972
19964 | 2022 | PA | Mountain | 3111 | 2 |  | OP | GT | DFO | 27 | 0.014 | 3412.5 | 12284.9017 | 1471.5 | 5297.3576 | Distributed from 923 Generation And Fuel | 1972
19965 | 2022 | PA | Mountain View | 56687 | 1 |  | OP | IC | LFG | 0.3 | 0.224 | 588.708 | 2119.3318 | 233.646 | 841.1189 | Distributed from 923 Generation And Fuel | 2003
19966 | 2022 | PA | Mountain View | 56687 | 10 |  | OP | IC | LFG | 0.3 | 0.224 | 588.708 | 2119.3318 | 233.646 | 841.1189 | Distributed from 923 Generation And Fuel | 2003
19967 | 2022 | PA | Mountain View | 56687 | 11 |  | OP | IC | LFG | 0.3 | 0.224 | 588.708 | 2119.3318 | 233.646 | 841.1189 | Distributed from 923 Generation And Fuel | 2003
19968 | 2022 | PA | Mountain View | 56687 | 12 |  | OP | IC | LFG | 0.3 | 0.224 | 588.708 | 2119.3318 | 233.646 | 841.1189 | Distributed from 923 Generation And Fuel | 2003
19969 | 2022 | PA | Mountain View | 56687 | 13 |  | OP | IC | LFG | 0.3 | 0.224 | 588.708 | 2119.3318 | 233.646 | 841.1189 | Distributed from 923 Generation And Fuel | 2003
19970 | 2022 | PA | Mountain View | 56687 | 14 |  | OP | IC | LFG | 0.3 | 0.224 | 588.708 | 2119.3318 | 233.646 | 841.1189 | Distributed from 923 Generation And Fuel | 2003
19971 | 2022 | PA | Mountain View | 56687 | 15 |  | OP | IC | LFG | 0.3 | 0.224 | 588.708 | 2119.3318 | 233.646 | 841.1189 | Distributed from 923 Generation And Fuel | 2003
19972 | 2022 | PA | Mountain View | 56687 | 16 |  | OP | IC | LFG | 0.3 | 0.224 | 588.708 | 2119.3318 | 233.646 | 841.1189 | Distributed from 923 Generation And Fuel | 2003
19973 | 2022 | PA | Mountain View | 56687 | 17 |  | OP | IC | LFG | 0.3 | 0.224 | 588.708 | 2119.3318 | 233.646 | 841.1189 | Distributed from 923 Generation And Fuel | 2003
19974 | 2022 | PA | Mountain View | 56687 | 18 |  | OP | IC | LFG | 0.3 | 0.224 | 588.708 | 2119.3318 | 233.646 | 841.1189 | Distributed from 923 Generation And Fuel | 2003
19975 | 2022 | PA | Mountain View | 56687 | 19 |  | OP | IC | LFG | 0.3 | 0.224 | 588.708 | 2119.3318 | 233.646 | 841.1189 | Distributed from 923 Generation And Fuel | 2003
19976 | 2022 | PA | Mountain View | 56687 | 2 |  | OP | IC | LFG | 0.3 | 0.224 | 588.708 | 2119.3318 | 233.646 | 841.1189 | Distributed from 923 Generation And Fuel | 2003
19977 | 2022 | PA | Mountain View | 56687 | 20 |  | OP | IC | LFG | 0.3 | 0.224 | 588.708 | 2119.3318 | 233.646 | 841.1189 | Distributed from 923 Generation And Fuel | 2003
19978 | 2022 | PA | Mountain View | 56687 | 21 |  | OP | IC | LFG | 0.3 | 0.224 | 588.708 | 2119.3318 | 233.646 | 841.1189 | Distributed from 923 Generation And Fuel | 2003
19979 | 2022 | PA | Mountain View | 56687 | 22 |  | OP | IC | LFG | 0.3 | 0.224 | 588.708 | 2119.3318 | 233.646 | 841.1189 | Distributed from 923 Generation And Fuel | 2003
19980 | 2022 | PA | Mountain View | 56687 | 23 |  | OP | IC | LFG | 0.3 | 0.224 | 588.708 | 2119.3318 | 233.646 | 841.1189 | Distributed from 923 Generation And Fuel | 2003
19981 | 2022 | PA | Mountain View | 56687 | 24 |  | OP | IC | LFG | 0.3 | 0.224 | 588.708 | 2119.3318 | 233.646 | 841.1189 | Distributed from 923 Generation And Fuel | 2003
19982 | 2022 | PA | Mountain View | 56687 | 25 |  | OP | IC | LFG | 0.3 | 0.224 | 588.708 | 2119.3318 | 233.646 | 841.1189 | Distributed from 923 Generation And Fuel | 2003
19983 | 2022 | PA | Mountain View | 56687 | 26 |  | OP | IC | LFG | 0.3 | 0.224 | 588.708 | 2119.3318 | 233.646 | 841.1189 | Distributed from 923 Generation And Fuel | 2003
19984 | 2022 | PA | Mountain View | 56687 | 27 |  | OP | IC | LFG | 0.3 | 0.224 | 588.708 | 2119.3318 | 233.646 | 841.1189 | Distributed from 923 Generation And Fuel | 2003
19985 | 2022 | PA | Mountain View | 56687 | 28 |  | OP | IC | LFG | 0.3 | 0.224 | 588.708 | 2119.3318 | 233.646 | 841.1189 | Distributed from 923 Generation And Fuel | 2003
19986 | 2022 | PA | Mountain View | 56687 | 29 |  | OP | IC | LFG | 0.3 | 0.224 | 588.708 | 2119.3318 | 233.646 | 841.1189 | Distributed from 923 Generation And Fuel | 2003
19987 | 2022 | PA | Mountain View | 56687 | 3 |  | OP | IC | LFG | 0.3 | 0.224 | 588.708 | 2119.3318 | 233.646 | 841.1189 | Distributed from 923 Generation And Fuel | 2003
19988 | 2022 | PA | Mountain View | 56687 | 30 |  | OP | IC | LFG | 0.3 | 0.224 | 588.708 | 2119.3318 | 233.646 | 841.1189 | Distributed from 923 Generation And Fuel | 2003
19989 | 2022 | PA | Mountain View | 56687 | 31 |  | OP | IC | LFG | 0.3 | 0.224 | 588.708 | 2119.3318 | 233.646 | 841.1189 | Distributed from 923 Generation And Fuel | 2003
19990 | 2022 | PA | Mountain View | 56687 | 32 |  | OP | IC | LFG | 0.3 | 0.224 | 588.708 | 2119.3318 | 233.646 | 841.1189 | Distributed from 923 Generation And Fuel | 2003
19991 | 2022 | PA | Mountain View | 56687 | 33 |  | OP | IC | LFG | 0.3 | 0.224 | 588.708 | 2119.3318 | 233.646 | 841.1189 | Distributed from 923 Generation And Fuel | 2003
19992 | 2022 | PA | Mountain View | 56687 | 34 |  | OP | IC | LFG | 0.3 | 0.224 | 588.708 | 2119.3318 | 233.646 | 841.1189 | Distributed from 923 Generation And Fuel | 2003
19993 | 2022 | PA | Mountain View | 56687 | 35 |  | OP | IC | LFG | 0.3 | 0.224 | 588.708 | 2119.3318 | 233.646 | 841.1189 | Distributed from 923 Generation And Fuel | 2003
19994 | 2022 | PA | Mountain View | 56687 | 36 |  | OP | IC | LFG | 0.3 | 0.224 | 588.708 | 2119.3318 | 233.646 | 841.1189 | Distributed from 923 Generation And Fuel | 2003
19995 | 2022 | PA | Mountain View | 56687 | 37 |  | OP | IC | LFG | 0.3 | 0.224 | 588.708 | 2119.3318 | 233.646 | 841.1189 | Distributed from 923 Generation And Fuel | 2003
19996 | 2022 | PA | Mountain View | 56687 | 38 |  | OP | IC | LFG | 0.3 | 0.224 | 588.708 | 2119.3318 | 233.646 | 841.1189 | Distributed from 923 Generation And Fuel | 2003
19997 | 2022 | PA | Mountain View | 56687 | 39 |  | OP | IC | LFG | 0.3 | 0.224 | 588.708 | 2119.3318 | 233.646 | 841.1189 | Distributed from 923 Generation And Fuel | 2003
19998 | 2022 | PA | Mountain View | 56687 | 4 |  | OP | IC | LFG | 0.3 | 0.224 | 588.708 | 2119.3318 | 233.646 | 841.1189 | Distributed from 923 Generation And Fuel | 2003
19999 | 2022 | PA | Mountain View | 56687 | 40 |  | OP | IC | LFG | 0.3 | 0.224 | 588.708 | 2119.3318 | 233.646 | 841.1189 | Distributed from 923 Generation And Fuel | 2003
20000 | 2022 | PA | Mountain View | 56687 | 41 |  | OP | IC | LFG | 0.3 | 0.224 | 588.708 | 2119.3318 | 233.646 | 841.1189 | Distributed from 923 Generation And Fuel | 2003
20001 | 2022 | PA | Mountain View | 56687 | 42 |  | OP | IC | LFG | 0.3 | 0.224 | 588.708 | 2119.3318 | 233.646 | 841.1189 | Distributed from 923 Generation And Fuel | 2003
20002 | 2022 | PA | Mountain View | 56687 | 43 |  | OP | IC | LFG | 0.3 | 0.224 | 588.708 | 2119.3318 | 233.646 | 841.1189 | Distributed from 923 Generation And Fuel | 2003
20003 | 2022 | PA | Mountain View | 56687 | 44 |  | OP | IC | LFG | 0.3 | 0.224 | 588.708 | 2119.3318 | 233.646 | 841.1189 | Distributed from 923 Generation And Fuel | 2003
20004 | 2022 | PA | Mountain View | 56687 | 45 |  | OP | IC | LFG | 0.3 | 0.224 | 588.708 | 2119.3318 | 233.646 | 841.1189 | Distributed from 923 Generation And Fuel | 2003
20005 | 2022 | PA | Mountain View | 56687 | 46 |  | OP | IC | LFG | 0.3 | 0.224 | 588.708 | 2119.3318 | 233.646 | 841.1189 | Distributed from 923 Generation And Fuel | 2003
20006 | 2022 | PA | Mountain View | 56687 | 47 |  | OP | IC | LFG | 0.3 | 0.224 | 588.708 | 2119.3318 | 233.646 | 841.1189 | Distributed from 923 Generation And Fuel | 2003
20007 | 2022 | PA | Mountain View | 56687 | 48 |  | OP | IC | LFG | 0.3 | 0.224 | 588.708 | 2119.3318 | 233.646 | 841.1189 | Distributed from 923 Generation And Fuel | 2003
20008 | 2022 | PA | Mountain View | 56687 | 5 |  | OP | IC | LFG | 0.3 | 0.224 | 588.708 | 2119.3318 | 233.646 | 841.1189 | Distributed from 923 Generation And Fuel | 2003
20009 | 2022 | PA | Mountain View | 56687 | 6 |  | OP | IC | LFG | 0.3 | 0.224 | 588.708 | 2119.3318 | 233.646 | 841.1189 | Distributed from 923 Generation And Fuel | 2003
20010 | 2022 | PA | Mountain View | 56687 | 7 |  | OP | IC | LFG | 0.3 | 0.224 | 588.708 | 2119.3318 | 233.646 | 841.1189 | Distributed from 923 Generation And Fuel | 2003
20011 | 2022 | PA | Mountain View | 56687 | 8 |  | OP | IC | LFG | 0.3 | 0.224 | 588.708 | 2119.3318 | 233.646 | 841.1189 | Distributed from 923 Generation And Fuel | 2003
20012 | 2022 | PA | Mountain View | 56687 | 9 |  | OP | IC | LFG | 0.3 | 0.224 | 588.708 | 2119.3318 | 233.646 | 841.1189 | Distributed from 923 Generation And Fuel | 2003
20013 | 2022 | PA | Moxie Freedom Generation Plant | 59906 | GEN1 | 1 | OP | CS | NG | 529 | 0.614 | 2843422 | 10236237.3101 | 1753088 | 6311066.3115 | EIA-923 Generator File | 2018
20014 | 2022 | PA | Moxie Freedom Generation Plant | 59906 | GEN2 | 1 | OP | CS | NG | 529 | 0.347 | 1609809 | 5795266.0379 | 504604 | 1816559.8675 | EIA-923 Generator File | 2018
20015 | 2022 | PA | Muddy Run | 3164 | 1 |  | OP | PS | WAT | 134 | -0.048 | -56165.5 | -202194.1824 | -25499.875 | -91798.8156 | Distributed from 923 Generation And Fuel | 1967
20016 | 2022 | PA | Muddy Run | 3164 | 2 |  | OP | PS | WAT | 134 | -0.048 | -56165.5 | -202194.1824 | -25499.875 | -91798.8156 | Distributed from 923 Generation And Fuel | 1967
20017 | 2022 | PA | Muddy Run | 3164 | 3 |  | OP | PS | WAT | 134 | -0.048 | -56165.5 | -202194.1824 | -25499.875 | -91798.8156 | Distributed from 923 Generation And Fuel | 1967
20018 | 2022 | PA | Muddy Run | 3164 | 4 |  | OP | PS | WAT | 134 | -0.048 | -56165.5 | -202194.1824 | -25499.875 | -91798.8156 | Distributed from 923 Generation And Fuel | 1967
20019 | 2022 | PA | Muddy Run | 3164 | 5 |  | OP | PS | WAT | 134 | -0.048 | -56165.5 | -202194.1824 | -25499.875 | -91798.8156 | Distributed from 923 Generation And Fuel | 1967
20020 | 2022 | PA | Muddy Run | 3164 | 6 |  | OP | PS | WAT | 134 | -0.048 | -56165.5 | -202194.1824 | -25499.875 | -91798.8156 | Distributed from 923 Generation And Fuel | 1967
20021 | 2022 | PA | Muddy Run | 3164 | 7 |  | OP | PS | WAT | 134 | -0.048 | -56165.5 | -202194.1824 | -25499.875 | -91798.8156 | Distributed from 923 Generation And Fuel | 1968
20022 | 2022 | PA | Muddy Run | 3164 | 8 |  | OP | PS | WAT | 134 | -0.048 | -56165.5 | -202194.1824 | -25499.875 | -91798.8156 | Distributed from 923 Generation And Fuel | 1968
20023 | 2022 | PA | Navy Yard Peaker Station | 61737 | GEN1 |  | OP | IC | NG | 2 | 0.136 | 2377.25 | 8558.0315 | 1042 | 3751.17 | Distributed from 923 Generation And Fuel | 2017
20024 | 2022 | PA | Navy Yard Peaker Station | 61737 | GEN2 |  | OP | IC | NG | 2 | 0.136 | 2377.25 | 8558.0315 | 1042 | 3751.17 | Distributed from 923 Generation And Fuel | 2017
20025 | 2022 | PA | Navy Yard Peaker Station | 61737 | GEN3 |  | OP | IC | NG | 2 | 0.136 | 2377.25 | 8558.0315 | 1042 | 3751.17 | Distributed from 923 Generation And Fuel | 2017
20026 | 2022 | PA | Navy Yard Peaker Station | 61737 | GEN4 |  | OP | IC | NG | 2 | 0.136 | 2377.25 | 8558.0315 | 1042 | 3751.17 | Distributed from 923 Generation And Fuel | 2018
20027 | 2022 | PA | Navy Yard Peaker Station | 61737 | GEN5 |  | OP | BA | MWH | 6.2 | -0.009 | -508 | -1828.7854 | -210 | -755.994 | Distributed from 923 Generation And Fuel | 2021
20028 | 2022 | PA | New Castle Plant | 3138 | 3 | 1 | OP | ST | NG | 98 | 0.168 | 144546 | 520361.4371 | 89177 | 321034.6317 | EIA-923 Generator File | 1952
20029 | 2022 | PA | New Castle Plant | 3138 | 4 | 1 | OP | ST | NG | 114 | 0.178 | 177867 | 640316.0775 | 95644 | 344315.6455 | EIA-923 Generator File | 1958
20030 | 2022 | PA | New Castle Plant | 3138 | 5 | 1 | OP | ST | NG | 136 | 0.144 | 171689 | 618075.4554 | 106430 | 383144.9348 | EIA-923 Generator File | 1964
20031 | 2022 | PA | New Castle Plant | 3138 | EMDA |  | OP | IC | DFO | 3.2 | 0.001 | 27 | 97.1992 | 7.5 | 26.9998 | Distributed from 923 Generation And Fuel | 1968
20032 | 2022 | PA | New Castle Plant | 3138 | EMDB |  | OS | IC | DFO | 3.2 | 0.001 | 27 | 97.1992 | 7.5 | 26.9998 | Distributed from 923 Generation And Fuel | 1968
20033 | 2022 | PA | Newman (PA) | 54250 | 001 |  | OP | ST | NG | 1.8 | 0.715 | 11267 | 40560.8755 | 4938 | 17776.6578 | Distributed from 923 Generation And Fuel | 1964
20034 | 2022 | PA | North Allegheny Windpower Project | 56651 | 1 |  | OP | WT | WND | 70 | 0.209 | 128345 | 462038.3037 | 38302 | 137886.0969 | Distributed from 923 Generation And Fuel | 2009
20035 | 2022 | PA | North Wales Diesel | 64983 | GEN1 |  | SB | IC | DFO | 1.8 |  | GENYRONL: 2010
20036 | 2022 | PA | North Wales Diesel | 64983 | GEN2 |  | SB | IC | DFO | 1.8 |  | GENYRONL: 2010
20037 | 2022 | PA | North Wales Diesel | 64983 | GEN3 |  | SB | IC | DFO | 1.8 |  | GENYRONL: 2010
20038 | 2022 | PA | North Wales Diesel | 64983 | GEN4 |  | SB | IC | DFO | 1.8 |  | GENYRONL: 2010
20039 | 2022 | PA | Northampton Generating Company LP | 50888 | GEN1 | 1 | OP | ST | WC | 134.1 | 0.364 | 427900 | 1540427.6766 | 140979 | 507520.3398 | EIA-923 Generator File | 1995
20040 | 2022 | PA | Norther Tier Landfill | 56890 | GEN 1 |  | OP | IC | LFG | 1.6 | 0.638 | 8949 | 32216.1423 | 3613 | 13006.6959 | Distributed from 923 Generation And Fuel | 2009
20041 | 2022 | PA | Ontelaunee Energy Center | 55193 | CTG1 |  | OP | CT | NG | 250 | 0.61 | 1334995 | 4805943.5525 | 559866 | 2015501.476 | EIA-923 Generator File | 2002
20042 | 2022 | PA | Ontelaunee Energy Center | 55193 | CTG2 |  | OP | CT | NG | 250 | 0.607 | 1328870 | 4783893.7289 | 576306 | 2074685.0025 | EIA-923 Generator File | 2002
20043 | 2022 | PA | Ontelaunee Energy Center | 55193 | STG | 2 | OP | CA | NG | 228 | 0.754 | 1505982 | 5421491.8281 | 637513 | 2295028.4398 | EIA-923 Generator File | 2002
20044 | 2022 | PA | Orchard Park | 55997 | 10 |  | OP | IC | NG | 6 | 0.161 | 8451 | 30423.3566 | 5582.25 | 20095.9392 | Distributed from 923 Generation And Fuel | 2003
20045 | 2022 | PA | Orchard Park | 55997 | 11 |  | OP | IC | NG | 6 | 0.161 | 8451 | 30423.3566 | 5582.25 | 20095.9392 | Distributed from 923 Generation And Fuel | 2003
20046 | 2022 | PA | Orchard Park | 55997 | 8 |  | OP | IC | NG | 6 | 0.161 | 8451 | 30423.3566 | 5582.25 | 20095.9392 | Distributed from 923 Generation And Fuel | 2003
20047 | 2022 | PA | Orchard Park | 55997 | 9 |  | OP | IC | NG | 6 | 0.161 | 8451 | 30423.3566 | 5582.25 | 20095.9392 | Distributed from 923 Generation And Fuel | 2003
20048 | 2022 | PA | Orrtanna | 3112 | 1 |  | OP | GT | DFO | 27 | 0.003 | 827 | 2977.1762 | 226 | 813.5935 | Distributed from 923 Generation And Fuel | 1971
20049 | 2022 | PA | Oxbow Creek | 58714 | GEN1 |  | OP | IC | NG | 4.4 | 0.289 | 11138 | 40096.4792 | 4881.8 | 17574.3394 | Distributed from 923 Generation And Fuel | 2019
20050 | 2022 | PA | Oxbow Creek | 58714 | GEN2 |  | OP | IC | NG | 4.4 | 0.289 | 11138 | 40096.4792 | 4881.8 | 17574.3394 | Distributed from 923 Generation And Fuel | 2019
20051 | 2022 | PA | Oxbow Creek | 58714 | GEN3 |  | OP | IC | NG | 4.4 | 0.289 | 11138 | 40096.4792 | 4881.8 | 17574.3394 | Distributed from 923 Generation And Fuel | 2019
20052 | 2022 | PA | Oxbow Creek | 58714 | GEN4 |  | OP | IC | NG | 4.4 | 0.289 | 11138 | 40096.4792 | 4881.8 | 17574.3394 | Distributed from 923 Generation And Fuel | 2019
20053 | 2022 | PA | Oxbow Creek | 58714 | GEN5 |  | OP | IC | NG | 4.4 | 0.289 | 11138 | 40096.4792 | 4881.8 | 17574.3394 | Distributed from 923 Generation And Fuel | 2019
20054 | 2022 | PA | PA Solar Park | 57256 | 1 |  | OP | PV | SUN | 10.1 | 0.145 | 12822 | 46158.8307 | 6586 | 23709.4103 | Distributed from 923 Generation And Fuel | 2012
20055 | 2022 | PA | PA Solar Park II | 63520 | PASP2 |  | OP | PV | SUN | 10 | 0.183 | 16006 | 57621.139 | 8265 | 29753.762 | Distributed from 923 Generation And Fuel | 2020
20056 | 2022 | PA | Panther Creek Energy Facility | 50776 | GEN1 | 2 | OP | ST | WC | 94 | 0.617 | 508403 | 1830236.1581 | 200280 | 721002.232 | EIA-923 Generator File | 1992
20057 | 2022 | PA | Patton Wind Farm | 57999 | 1 |  | OP | WT | WND | 30 | 0.311 | 81601 | 293761.2499 | 24655 | 88757.2899 | Distributed from 923 Generation And Fuel | 2012
20058 | 2022 | PA | Paxton Creek Cogeneration | 50373 | GEN1 |  | SB | IC | NG | 6.3 | 0.033 | 1841.5 | 6629.347 | 757.5 | 2726.9782 | Distributed from 923 Generation And Fuel | 1986
20059 | 2022 | PA | Paxton Creek Cogeneration | 50373 | GEN2 |  | SB | IC | NG | 6.3 | 0.033 | 1841.5 | 6629.347 | 757.5 | 2726.9782 | Distributed from 923 Generation And Fuel | 1986
20060 | 2022 | PA | Peach Bottom | 3166 | 2 | 1 | OP | ST | NUC | 1499.4 | 0.88 | 11563897.309 | 41629697.2748 | 4770642.606 | 17174175.9882 | Distributed from 923 Generation And Fuel | 1974
20061 | 2022 | PA | Peach Bottom | 3166 | 3 | 1 | OP | ST | NUC | 1377 | 0.88 | 10619905.691 | 38231354.6368 | 4381202.394 | 15772202.4408 | Distributed from 923 Generation And Fuel | 1974
20062 | 2022 | PA | Pennsbury | 7690 | 1 |  | OS | GT | LFG | 3 |  | GENYRONL: 1996
20063 | 2022 | PA | Pennsbury | 7690 | 2 |  | OS | GT | LFG | 3 |  | GENYRONL: 1996
20064 | 2022 | PA | Perkasie PA BTM | 66438 | PB1 |  | OP | IC | DFO | 2.2 | 0.004 | 74.5 | 268.1979 | 29 | 104.3992 | Distributed from 923 Generation And Fuel | 2022
20065 | 2022 | PA | Perkasie PA BTM | 66438 | PB2 |  | OP | IC | DFO | 2.2 | 0.004 | 74.5 | 268.1979 | 29 | 104.3992 | Distributed from 923 Generation And Fuel | 2022
20066 | 2022 | PA | PG Solar 1 | 64874 | SGEN1 |  | OP | PV | SUN | 3 | 0.179 | 4693 | 16894.6648 | 2423 | 8722.7302 | Distributed from 923 Generation And Fuel | 2021
20067 | 2022 | PA | Phoenix Contact - CCHP Plant | 62901 | CCHP |  | OP | GT | NG | 1 | 0.58 | 5085 | 18305.8536 | 2229 | 8024.3358 | Distributed from 923 Generation And Fuel | 2014
20068 | 2022 | PA | Pickering Solar | 58535 | 1 |  | OP | PV | SUN | 1.5 | 0.133 | 1753 | 6310.7495 | 905 | 3257.9739 | Distributed from 923 Generation And Fuel | 2012
20069 | 2022 | PA | Pine Grove | 56690 | 1 |  | OP | IC | DFO | 0.3 | 0 | 0.667 | 2.4012 | 0.167 | 0.6012 | Distributed from 923 Generation And Fuel | 2008
20070 | 2022 | PA | Pine Grove | 56690 | 10 |  | OP | IC | DFO | 0.3 | 0 | 0.667 | 2.4012 | 0.167 | 0.6012 | Distributed from 923 Generation And Fuel | 2008
20071 | 2022 | PA | Pine Grove | 56690 | 11 |  | OP | IC | DFO | 0.3 | 0 | 0.667 | 2.4012 | 0.167 | 0.6012 | Distributed from 923 Generation And Fuel | 2008
20072 | 2022 | PA | Pine Grove | 56690 | 12 |  | OP | IC | DFO | 0.3 | 0 | 0.667 | 2.4012 | 0.167 | 0.6012 | Distributed from 923 Generation And Fuel | 2008
20073 | 2022 | PA | Pine Grove | 56690 | 13 |  | OP | IC | DFO | 0.3 | 0 | 0.667 | 2.4012 | 0.167 | 0.6012 | Distributed from 923 Generation And Fuel | 2008
20074 | 2022 | PA | Pine Grove | 56690 | 14 |  | OP | IC | DFO | 0.3 | 0 | 0.667 | 2.4012 | 0.167 | 0.6012 | Distributed from 923 Generation And Fuel | 2008
20075 | 2022 | PA | Pine Grove | 56690 | 15 |  | OP | IC | DFO | 0.3 | 0 | 0.667 | 2.4012 | 0.167 | 0.6012 | Distributed from 923 Generation And Fuel | 2008
20076 | 2022 | PA | Pine Grove | 56690 | 16 |  | OP | IC | DFO | 0.3 | 0 | 0.667 | 2.4012 | 0.167 | 0.6012 | Distributed from 923 Generation And Fuel | 2008
20077 | 2022 | PA | Pine Grove | 56690 | 17 |  | OP | IC | DFO | 0.3 | 0 | 0.667 | 2.4012 | 0.167 | 0.6012 | Distributed from 923 Generation And Fuel | 2008
20078 | 2022 | PA | Pine Grove | 56690 | 18 |  | OP | IC | DFO | 0.3 | 0 | 0.667 | 2.4012 | 0.167 | 0.6012 | Distributed from 923 Generation And Fuel | 2008
20079 | 2022 | PA | Pine Grove | 56690 | 2 |  | OP | IC | DFO | 0.3 | 0 | 0.667 | 2.4012 | 0.167 | 0.6012 | Distributed from 923 Generation And Fuel | 2008
20080 | 2022 | PA | Pine Grove | 56690 | 3 |  | OP | IC | DFO | 0.3 | 0 | 0.667 | 2.4012 | 0.167 | 0.6012 | Distributed from 923 Generation And Fuel | 2008
20081 | 2022 | PA | Pine Grove | 56690 | 4 |  | OP | IC | DFO | 0.3 | 0 | 0.667 | 2.4012 | 0.167 | 0.6012 | Distributed from 923 Generation And Fuel | 2008
20082 | 2022 | PA | Pine Grove | 56690 | 5 |  | OP | IC | DFO | 0.3 | 0 | 0.667 | 2.4012 | 0.167 | 0.6012 | Distributed from 923 Generation And Fuel | 2008
20083 | 2022 | PA | Pine Grove | 56690 | 6 |  | OP | IC | DFO | 0.3 | 0 | 0.667 | 2.4012 | 0.167 | 0.6012 | Distributed from 923 Generation And Fuel | 2008
20084 | 2022 | PA | Pine Grove | 56690 | 7 |  | OP | IC | DFO | 0.3 | 0 | 0.667 | 2.4012 | 0.167 | 0.6012 | Distributed from 923 Generation And Fuel | 2008
20085 | 2022 | PA | Pine Grove | 56690 | 8 |  | OP | IC | DFO | 0.3 | 0 | 0.667 | 2.4012 | 0.167 | 0.6012 | Distributed from 923 Generation And Fuel | 2008
20086 | 2022 | PA | Pine Grove | 56690 | 9 |  | OP | IC | DFO | 0.3 | 0 | 0.667 | 2.4012 | 0.167 | 0.6012 | Distributed from 923 Generation And Fuel | 2008
20087 | 2022 | PA | Piney | 3124 | 1 |  | OP | HY | WAT | 10 | 0.256 | 22448.667 | 80814.5547 | 9386.333 | 33790.5285 | Distributed from 923 Generation And Fuel | 1924
20088 | 2022 | PA | Piney | 3124 | 2 |  | OP | HY | WAT | 10 | 0.256 | 22448.667 | 80814.5547 | 9386.333 | 33790.5285 | Distributed from 923 Generation And Fuel | 1924
20089 | 2022 | PA | Piney | 3124 | 3 |  | OP | HY | WAT | 10 | 0.256 | 22448.667 | 80814.5547 | 9386.333 | 33790.5285 | Distributed from 923 Generation And Fuel | 1928
20090 | 2022 | PA | Pioneer Crossing Energy, LLC | 56957 | LFG1 |  | OP | IC | LFG | 1.6 | 0.484 | 6787 | 24433.0045 | 2740.2 | 9864.6411 | Distributed from 923 Generation And Fuel | 2008
20091 | 2022 | PA | Pioneer Crossing Energy, LLC | 56957 | LFG2 |  | OP | IC | LFG | 1.6 | 0.484 | 6787 | 24433.0045 | 2740.2 | 9864.6411 | Distributed from 923 Generation And Fuel | 2008
20092 | 2022 | PA | Pioneer Crossing Energy, LLC | 56957 | LFG3 |  | OP | IC | LFG | 1.6 | 0.484 | 6787 | 24433.0045 | 2740.2 | 9864.6411 | Distributed from 923 Generation And Fuel | 2008
20093 | 2022 | PA | Pioneer Crossing Energy, LLC | 56957 | LFG4 |  | OP | IC | LFG | 1.6 | 0.484 | 6787 | 24433.0045 | 2740.2 | 9864.6411 | Distributed from 923 Generation And Fuel | 2008
20094 | 2022 | PA | Pioneer Crossing Energy, LLC | 56957 | LFG5 |  | OP | IC | LFG | 1.6 | 0.484 | 6787 | 24433.0045 | 2740.2 | 9864.6411 | Distributed from 923 Generation And Fuel | 2013
20095 | 2022 | PA | Pittsburgh Airport Gas Plant | 64873 | GEN1 |  | OP | IC | NG | 4.4 | 0.6 | 23109.8 | 83194.6144 | 10129.2 | 36464.8283 | Distributed from 923 Generation And Fuel | 2021
20096 | 2022 | PA | Pittsburgh Airport Gas Plant | 64873 | GEN2 |  | OP | IC | NG | 4.4 | 0.6 | 23109.8 | 83194.6144 | 10129.2 | 36464.8283 | Distributed from 923 Generation And Fuel | 2021
20097 | 2022 | PA | Pittsburgh Airport Gas Plant | 64873 | GEN3 |  | OP | IC | NG | 4.4 | 0.6 | 23109.8 | 83194.6144 | 10129.2 | 36464.8283 | Distributed from 923 Generation And Fuel | 2021
20098 | 2022 | PA | Pittsburgh Airport Gas Plant | 64873 | GEN4 |  | OP | IC | NG | 4.4 | 0.6 | 23109.8 | 83194.6144 | 10129.2 | 36464.8283 | Distributed from 923 Generation And Fuel | 2021
20099 | 2022 | PA | Pittsburgh Airport Gas Plant | 64873 | GEN5 |  | OP | IC | NG | 4.4 | 0.6 | 23109.8 | 83194.6144 | 10129.2 | 36464.8283 | Distributed from 923 Generation And Fuel | 2021
20100 | 2022 | PA | Pixelle Specialty Solutions LLC - Spring Grove Facility | 50397 | GEN1 | 7 | OP | ST | NG | 6 | 0.71 | 37292.291 | 134251.1736 | 14737.724 | 53055.382 | EIA-923 Generator File | 1948
20101 | 2022 | PA | Pixelle Specialty Solutions LLC - Spring Grove Facility | 50397 | GEN3 | 7 | OP | ST | NG | 5.1 | 0.796 | 35572.391 | 128059.5831 | 14080.878 | 50690.7553 | EIA-923 Generator File | 1948
20102 | 2022 | PA | Pixelle Specialty Solutions LLC - Spring Grove Facility | 50397 | GEN4 | 4 | OP | ST | NG | 7.5 | 0.891 | 58508.2 | 210627.835 | 23828.885 | 85783.2997 | EIA-923 Generator File | 1962
20103 | 2022 | PA | Pixelle Specialty Solutions LLC - Spring Grove Facility | 50397 | GEN5 | 1 | OP | ST | BIT | 45.9 | 0.407 | 163702.34 | 589323.7094 | 67628.167 | 243459.4535 | EIA-923 Generator File | 1989
20104 | 2022 | PA | Pixelle Specialty Solutions LLC - Spring Grove Facility | 50397 | GEN6 | 4 | OP | ST | BLQ | 39.1 | 0.46 | 157619.8 | 567426.7406 | 67263.254 | 242145.7772 | EIA-923 Generator File | 1994
20105 | 2022 | PA | Pocono Solar Project | 57367 | POCON |  | OP | PV | SUN | 2.7 | 0.132 | 3121 | 11235.5101 | 1612 | 5803.1536 | Distributed from 923 Generation And Fuel | 2010
20106 | 2022 | PA | Portland (PA) | 3113 | 3 |  | OP | GT | DFO | 18 | 0.004 | 612.835 | 2206.1884 | 167.381 | 602.5668 | Distributed from 923 Generation And Fuel | 1967
20107 | 2022 | PA | Portland (PA) | 3113 | 4 |  | OP | GT | DFO | 20 | 0.004 | 680.928 | 2451.3212 | 185.979 | 669.519 | Distributed from 923 Generation And Fuel | 1971
20108 | 2022 | PA | Portland (PA) | 3113 | 5 |  | OP | GT | DFO | 156 | 0.004 | 5311.237 | 19120.3002 | 1450.639 | 5222.2586 | Distributed from 923 Generation And Fuel | 1997
20109 | 2022 | PA | PPG Monroeville Chemicals Center | 58047 | 2 |  | SB | IC | DFO | 0.3 | 0 | 0 | 0 | 0 | 0 | Distributed from 923 Generation And Fuel | 2000
20110 | 2022 | PA | PPG Monroeville Chemicals Center | 58047 | 3 |  | SB | IC | DFO | 0.8 | 0 | 0 | 0 | 0 | 0 | Distributed from 923 Generation And Fuel | 1998
20111 | 2022 | PA | PPL Frey Farm Landfill Wind | 57182 | 1 |  | OP | WT | WND | 3.2 | 0.209 | 5868 | 21124.631 | 1773 | 6382.7489 | Distributed from 923 Generation And Fuel | 2011
20112 | 2022 | PA | Procter & Gamble Mehoopany Mill | 50463 | GEN1 |  | OP | GT | NG | 53.6 | 0.808 | 379589.639 | 1366511.7683 | 166376.041 | 598948.956 | Distributed from 923 Generation And Fuel | 1985
20113 | 2022 | PA | Procter & Gamble Mehoopany Mill | 50463 | GEN2 |  | OP | ST | NG | 2.6 | 0.227 | 5171 | 18615.4511 | 2266.476 | 8159.2483 | EIA-923 Generator File | 1984
20114 | 2022 | PA | Procter & Gamble Mehoopany Mill | 50463 | GEN3 |  | OP | GT | NG | 64 | 0.808 | 453241.361 | 1631655.8464 | 198657.959 | 715162.9311 | Distributed from 923 Generation And Fuel | 2013
20115 | 2022 | PA | PWD Northeast WPCP Biogas Cogen Plant | 58326 | NBG1 |  | OP | IC | OBG | 1.4 | 0.548 | 6719 | 24188.2065 | 2906.75 | 10464.2163 | Distributed from 923 Generation And Fuel | 2013
20116 | 2022 | PA | PWD Northeast WPCP Biogas Cogen Plant | 58326 | NBG2 |  | OP | IC | OBG | 1.4 | 0.548 | 6719 | 24188.2065 | 2906.75 | 10464.2163 | Distributed from 923 Generation And Fuel | 2013
20117 | 2022 | PA | PWD Northeast WPCP Biogas Cogen Plant | 58326 | NBG3 |  | OP | IC | OBG | 1.4 | 0.548 | 6719 | 24188.2065 | 2906.75 | 10464.2163 | Distributed from 923 Generation And Fuel | 2013
20118 | 2022 | PA | PWD Northeast WPCP Biogas Cogen Plant | 58326 | NBG4 |  | OP | IC | OBG | 1.4 | 0.548 | 6719 | 24188.2065 | 2906.75 | 10464.2163 | Distributed from 923 Generation And Fuel | 2013
20119 | 2022 | PA | Richmond Generating Station | 3168 | 91 |  | OP | GT | DFO | 65.8 | 0.006 | 3556 | 12801.4976 | 1126 | 4053.5676 | Distributed from 923 Generation And Fuel | 1973
20120 | 2022 | PA | Richmond Generating Station | 3168 | 92 |  | OP | GT | DFO | 65.8 | 0.006 | 3556 | 12801.4976 | 1126 | 4053.5676 | Distributed from 923 Generation And Fuel | 1973
20121 | 2022 | PA | Ringer Hill Wind Farm, LLC | 60329 | RINGR |  | OP | WT | WND | 39.9 | 0.301 | 105216 | 378774.5698 | 27126 | 97652.8188 | Distributed from 923 Generation And Fuel | 2016
20122 | 2022 | PA | Romark PA Solar | 57465 | 1 |  | OP | PV | SUN | 1.8 | 0.115 | 1821 | 6555.5476 | 940 | 3383.9729 | Distributed from 923 Generation And Fuel | 2011
20123 | 2022 | PA | Roundtop | 58715 | GEN1 |  | OP | IC | NG | 4.4 | 0.242 | 9326.6 | 33575.4914 | 4087.8 | 14715.9623 | Distributed from 923 Generation And Fuel | 2015
20124 | 2022 | PA | Roundtop | 58715 | GEN2 |  | OP | IC | NG | 4.4 | 0.242 | 9326.6 | 33575.4914 | 4087.8 | 14715.9623 | Distributed from 923 Generation And Fuel | 2015
20125 | 2022 | PA | Roundtop | 58715 | GEN3 |  | OP | IC | NG | 4.4 | 0.242 | 9326.6 | 33575.4914 | 4087.8 | 14715.9623 | Distributed from 923 Generation And Fuel | 2015
20126 | 2022 | PA | Roundtop | 58715 | GEN4 |  | OP | IC | NG | 4.4 | 0.242 | 9326.6 | 33575.4914 | 4087.8 | 14715.9623 | Distributed from 923 Generation And Fuel | 2015
20127 | 2022 | PA | Roundtop | 58715 | GEN5 |  | OP | IC | NG | 4.4 | 0.242 | 9326.6 | 33575.4914 | 4087.8 | 14715.9623 | Distributed from 923 Generation And Fuel | 2015
20128 | 2022 | PA | Safe Harbor | 3175 | 1 |  | OP | HY | WAT | 33 | 0.265 | 76543.559 | 275554.608 | 32004.941 | 115216.8659 | Distributed from 923 Generation And Fuel | 1940
20129 | 2022 | PA | Safe Harbor | 3175 | 10 |  | OP | HY | WAT | 37.5 | 0.265 | 86981.317 | 313130.2362 | 36369.251 | 130928.2562 | Distributed from 923 Generation And Fuel | 1985
20130 | 2022 | PA | Safe Harbor | 3175 | 11 |  | OP | HY | WAT | 37.5 | 0.265 | 86981.317 | 313130.2362 | 36369.251 | 130928.2562 | Distributed from 923 Generation And Fuel | 1986
20131 | 2022 | PA | Safe Harbor | 3175 | 12 |  | OP | HY | WAT | 37.5 | 0.265 | 86981.317 | 313130.2362 | 36369.251 | 130928.2562 | Distributed from 923 Generation And Fuel | 1985
20132 | 2022 | PA | Safe Harbor | 3175 | 2 |  | OP | HY | WAT | 33 | 0.265 | 76543.559 | 275554.608 | 32004.941 | 115216.8659 | Distributed from 923 Generation And Fuel | 1934
20133 | 2022 | PA | Safe Harbor | 3175 | 3 |  | OP | HY | WAT | 32 | 0.265 | 74224.057 | 267204.4676 | 31035.095 | 111725.4482 | Distributed from 923 Generation And Fuel | 1931
20134 | 2022 | PA | Safe Harbor | 3175 | 4 |  | OP | HY | WAT | 32 | 0.265 | 74224.057 | 267204.4676 | 31035.095 | 111725.4482 | Distributed from 923 Generation And Fuel | 1931
20135 | 2022 | PA | Safe Harbor | 3175 | 41 |  | OP | HY | WAT | 2 | 0.265 | 4639.004 | 16700.2808 | 1939.693 | 6982.8389 | Distributed from 923 Generation And Fuel | 1931
20136 | 2022 | PA | Safe Harbor | 3175 | 42 |  | OP | HY | WAT | 2 | 0.265 | 4639.004 | 16700.2808 | 1939.693 | 6982.8389 | Distributed from 923 Generation And Fuel | 1931
20137 | 2022 | PA | Safe Harbor | 3175 | 5 |  | OP | HY | WAT | 32 | 0.265 | 74224.057 | 267204.4676 | 31035.095 | 111725.4482 | Distributed from 923 Generation And Fuel | 1932
20138 | 2022 | PA | Safe Harbor | 3175 | 6 |  | OP | HY | WAT | 32 | 0.265 | 74224.057 | 267204.4676 | 31035.095 | 111725.4482 | Distributed from 923 Generation And Fuel | 1932
20139 | 2022 | PA | Safe Harbor | 3175 | 7 |  | OP | HY | WAT | 32 | 0.265 | 74224.057 | 267204.4676 | 31035.095 | 111725.4482 | Distributed from 923 Generation And Fuel | 1933
20140 | 2022 | PA | Safe Harbor | 3175 | 8 |  | OP | HY | WAT | 37.5 | 0.265 | 86981.317 | 313130.2362 | 36369.251 | 130928.2562 | Distributed from 923 Generation And Fuel | 1985
20141 | 2022 | PA | Safe Harbor | 3175 | 9 |  | OP | HY | WAT | 37.5 | 0.265 | 86981.317 | 313130.2362 | 36369.251 | 130928.2562 | Distributed from 923 Generation And Fuel | 1986
20142 | 2022 | PA | Sandy Ridge Wind Farm | 57285 | 1 |  | OP | WT | WND | 50 | 0.241 | 105462 | 379660.1627 | 31865 | 114713.0823 | Distributed from 923 Generation And Fuel | 2012
20143 | 2022 | PA | Schuylkill Generating Station | 3169 | 10 |  | OP | GT | DFO | 18.6 | 0.004 | 615.015 | 2214.0363 | 167.774 | 603.9816 | Distributed from 923 Generation And Fuel | 1969
20144 | 2022 | PA | Schuylkill Generating Station | 3169 | 11 |  | OP | GT | DFO | 21.2 | 0.004 | 700.985 | 2523.5258 | 191.226 | 688.4081 | Distributed from 923 Generation And Fuel | 1971
20145 | 2022 | PA | Scrubgrass Reclamation CO. LP. | 50974 | GEN1 | 2 | OP | ST | WC | 94.7 | 0.454 | 376818 | 1356533.9477 | 185143 | 666509.4679 | EIA-923 Generator File | 1993
20146 | 2022 | PA | SECCRA Community Landfill | 56873 | 1 |  | OP | IC | LFG | 0.9 | 0.221 | 1742.76 | 6273.8858 | 703.8 | 2533.6597 | Distributed from 923 Generation And Fuel | 2007
20147 | 2022 | PA | SECCRA Community Landfill | 56873 | 3 |  | OP | IC | LFG | 1.6 | 0.221 | 3098.24 | 11153.5748 | 1251.2 | 4504.284 | Distributed from 923 Generation And Fuel | 2010
20148 | 2022 | PA | Seneca Generation LLC | 8225 | 1 |  | OP | PS | WAT | 205.9 | -0.081 | -146245 | -526477.7882 | -73444.5 | -264398.0848 | Distributed from 923 Generation And Fuel | 1970
20149 | 2022 | PA | Seneca Generation LLC | 8225 | 2 |  | OP | PS | WAT | 205.9 | -0.081 | -146245 | -526477.7882 | -73444.5 | -264398.0848 | Distributed from 923 Generation And Fuel | 1970
20150 | 2022 | PA | Seneca Generation LLC | 8225 | 3 |  | OP | HY | WAT | 26.1 | 0 | 0 | 0 | 0 | 0 | Distributed from 923 Generation And Fuel | 1970
20151 | 2022 | PA | Seward (PA) | 3130 | FB1 | 2 | OP | ST | WC | 585 | 0.522 | 2676077 | 9633800.1296 | 1202841 | 4330192.9585 | EIA-923 Generator File | 2004
20152 | 2022 | PA | Shawnee (PA) | 3114 | 1 |  | OP | GT | DFO | 20 | 0 | 8 | 28.7998 | 2 | 7.1999 | Distributed from 923 Generation And Fuel | 1972
20153 | 2022 | PA | Shawville | 3131 | 1 | 1 | OP | ST | NG | 125 | 0.129 | 140872 | 507135.1429 | 63106 | 227179.7826 | EIA-923 Generator File | 1954
20154 | 2022 | PA | Shawville | 3131 | 2 | 1 | OP | ST | NG | 125 | 0.079 | 86462 | 311260.7099 | 3404 | 12254.302 | EIA-923 Generator File | 1954
20155 | 2022 | PA | Shawville | 3131 | 3 | 1 | OP | ST | NG | 188 | 0.245 | 403387 | 1452181.5825 | 168645 | 607117.1431 | EIA-923 Generator File | 1959
20156 | 2022 | PA | Shawville | 3131 | 4 | 1 | OP | ST | NG | 188 | 0.253 | 417257 | 1502113.1831 | 166534 | 599517.6039 | EIA-923 Generator File | 1960
20157 | 2022 | PA | Shawville | 3131 | 5 |  | SB | IC | DFO | 2 | 0.003 | 52.333 | 188.3973 | 17 | 61.1995 | Distributed from 923 Generation And Fuel | 1960
20158 | 2022 | PA | Shawville | 3131 | 6 |  | SB | IC | DFO | 2 | 0.003 | 52.333 | 188.3973 | 17 | 61.1995 | Distributed from 923 Generation And Fuel | 1966
20159 | 2022 | PA | Shawville | 3131 | 7 |  | SB | IC | DFO | 2 | 0.003 | 52.333 | 188.3973 | 17 | 61.1995 | Distributed from 923 Generation And Fuel | 1960
20160 | 2022 | PA | Shell Chemical Appalachia LLC | 58933 | GTG1 |  | OP | CT | NG | 48.4 | 0.753 | 319194.99 | 1149092.7713 | 135339 | 487216.5023 | EIA-923 Generator File | 2021
20161 | 2022 | PA | Shell Chemical Appalachia LLC | 58933 | GTG2 |  | OP | CT | NG | 48.4 | 0.759 | 321740.34 | 1158255.958 | 138077 | 497073.2234 | EIA-923 Generator File | 2021
20162 | 2022 | PA | Shell Chemical Appalachia LLC | 58933 | GTG3 |  | OP | CT | NG | 48.4 | 0.746 | 316173.54 | 1138215.6383 | 136515 | 491450.0684 | EIA-923 Generator File | 2021
20163 | 2022 | PA | Shell Chemical Appalachia LLC | 58933 | STG1 | 3 | OP | CA | NG | 82.3 | 0.162 | 116856.17 | 420678.8466 | 34512 | 124242.2061 | EIA-923 Generator File | 2021
20164 | 2022 | PA | Shell Chemical Appalachia LLC | 58933 | STG2 | 3 | OP | CA | NG | 82.3 | 0.463 | 333899.81 | 1202029.6998 | 188960 | 680250.558 | EIA-923 Generator File | 2021
20165 | 2022 | PA | Somerset Windpower LLC | 55803 | EW |  | OP | WT | WND | 9 | 0.111 | 8789 | 31640.1469 | 2215 | 7973.9362 | Distributed from 923 Generation And Fuel | 2001
20166 | 2022 | PA | South Chestnut LLC | 56796 | 1 |  | OP | WT | WND | 50.4 | 0.226 | 99996 | 359982.7201 | 30213 | 108765.9299 | Distributed from 923 Generation And Fuel | 2012
20167 | 2022 | PA | Southwark | 3170 | 3 |  | OP | GT | DFO | 18.6 | 0.004 | 651.75 | 2346.2812 | 178 | 640.7949 | Distributed from 923 Generation And Fuel | 1967
20168 | 2022 | PA | Southwark | 3170 | 4 |  | OP | GT | DFO | 18.6 | 0.004 | 651.75 | 2346.2812 | 178 | 640.7949 | Distributed from 923 Generation And Fuel | 1967
20169 | 2022 | PA | Southwark | 3170 | 5 |  | OP | GT | DFO | 18.6 | 0.004 | 651.75 | 2346.2812 | 178 | 640.7949 | Distributed from 923 Generation And Fuel | 1967
20170 | 2022 | PA | Southwark | 3170 | 6 |  | OP | GT | DFO | 18.6 | 0.004 | 651.75 | 2346.2812 | 178 | 640.7949 | Distributed from 923 Generation And Fuel | 1968
20171 | 2022 | PA | Spring House | 59056 | GEN 1 |  | OP | IC | NG | 3.8 | 0.462 | 15389 | 55399.9568 | 6745 | 24281.8057 | Distributed from 923 Generation And Fuel | 2013
20172 | 2022 | PA | Springdale 1 & 2 | 55196 | UNT1 |  | OP | GT | NG | 43.8 | 0.201 | 76993.5 | 277174.3826 | 37563 | 135225.7182 | Distributed from 923 Generation And Fuel | 1999
20173 | 2022 | PA | Springdale 1 & 2 | 55196 | UNT2 |  | OP | GT | NG | 43.8 | 0.201 | 76993.5 | 277174.3826 | 37563 | 135225.7182 | Distributed from 923 Generation And Fuel | 1999
20174 | 2022 | PA | St Nicholas Cogen Project | 54634 | SNCP | 1 | OP | ST | WC | 99.2 | 0.726 | 631318 | 2272726.6182 | 259839 | 935412.9167 | EIA-923 Generator File | 1990
20175 | 2022 | PA | Stony Creek Wind Farm LLC | 56980 | 1 |  | OP | WT | WND | 52.5 | 0.297 | 136705 | 492134.0629 | 41305 | 148696.8104 | Distributed from 923 Generation And Fuel | 2009
20176 | 2022 | PA | Sunbury Generation LP | 3152 | CTG1 |  | SB | GT | DFO | 23.6 | 0.002 | 329 | 1184.3905 | 90 | 323.9974 | Distributed from 923 Generation And Fuel | 1971
20177 | 2022 | PA | Sunbury Generation LP | 3152 | CTG2 |  | SB | GT | DFO | 23.6 | 0.002 | 329 | 1184.3905 | 90 | 323.9974 | Distributed from 923 Generation And Fuel | 1971
20178 | 2022 | PA | Sunbury Generation LP | 3152 | DI2 |  | SB | IC | DFO | 5.5 | 0 | 6 | 21.5998 | 0 | 0 | Distributed from 923 Generation And Fuel | 1967
20179 | 2022 | PA | Susquehanna University Solar | 61914 | SO829 |  | OP | PV | SUN | 3 | 0.149 | 3920 | 14111.8871 | 2024 | 7286.3417 | Distributed from 923 Generation And Fuel | 2018
20180 | 2022 | PA | TalenEnergy Martin Creek LLC Allentown | 3139 | CTG1 |  | RE | GT | DFO | 16 | 0 | 0 | 0 | 0 | 0 | Distributed from 923 Generation And Fuel | 1967 | 2022
20181 | 2022 | PA | TalenEnergy Martin Creek LLC Allentown | 3139 | CTG2 |  | RE | GT | DFO | 16 | 0 | 0 | 0 | 0 | 0 | Distributed from 923 Generation And Fuel | 1967 | 2022
20182 | 2022 | PA | TalenEnergy Martin Creek LLC Allentown | 3139 | CTG3 |  | RE | GT | DFO | 16 | 0 | 0 | 0 | 0 | 0 | Distributed from 923 Generation And Fuel | 1967 | 2022
20183 | 2022 | PA | TalenEnergy Martin Creek LLC Allentown | 3139 | CTG4 |  | RE | GT | DFO | 16 | 0 | 0 | 0 | 0 | 0 | Distributed from 923 Generation And Fuel | 1967 | 2022
20184 | 2022 | PA | TalenEnergy Martins Creek | 3148 | 3 | 1 | OP | ST | NG | 850.5 | 0.016 | 121433 | 437155.3028 | 89406 | 321859.0251 | EIA-923 Generator File | 1975
20185 | 2022 | PA | TalenEnergy Martins Creek | 3148 | 4 | 1 | OP | ST | NG | 850.5 | 0.012 | 92114 | 331607.7471 | 89517 | 322258.6219 | EIA-923 Generator File | 1977
20186 | 2022 | PA | TalenEnergy Martins Creek | 3148 | CTG1 |  | OP | GT | NG | 23.6 | 0.003 | 583.282 | 2099.7984 | 111.789 | 402.4372 | Distributed from 923 Generation And Fuel | 1971 | 2023
20187 | 2022 | PA | TalenEnergy Martins Creek | 3148 | CTG2 |  | OP | GT | NG | 23.6 | 0.003 | 583.282 | 2099.7984 | 111.789 | 402.4372 | Distributed from 923 Generation And Fuel | 1971 | 2023
20188 | 2022 | PA | TalenEnergy Martins Creek | 3148 | CTG4 |  | OP | GT | NG | 23.6 | 0.003 | 583.282 | 2099.7984 | 111.789 | 402.4372 | Distributed from 923 Generation And Fuel | 1971 | 2023
20189 | 2022 | PA | TalenEnergy Martins Creek | 3148 | CTG3 |  | RE | GT | NG | 22.3 | 0.003 | 551.153 | 1984.1349 | 105.632 | 380.2722 | Distributed from 923 Generation And Fuel | 1971 | 2022
20190 | 2022 | PA | TalenEnergy Martins Creek LLC Fishbach | 3142 | UNT1 |  | RE | GT | DFO | 18.5 | 0 | 0 | 0 | 0 | 0 | Distributed from 923 Generation And Fuel | 1969 | 2022
20191 | 2022 | PA | TalenEnergy Martins Creek LLC Fishbach | 3142 | UNT2 |  | RE | GT | DFO | 18.5 | 0 | 0 | 0 | 0 | 0 | Distributed from 923 Generation And Fuel | 1969 | 2022
20192 | 2022 | PA | TalenEnergy Martins Creek LLC Harrisburg | 3143 | CTG1 |  | RE | GT | DFO | 16 | 0.002 | 230 | 827.9934 | 55 | 197.9984 | Distributed from 923 Generation And Fuel | 1967 | 2022
20193 | 2022 | PA | TalenEnergy Martins Creek LLC Harrisburg | 3143 | CTG2 |  | RE | GT | DFO | 16 | 0.002 | 230 | 827.9934 | 55 | 197.9984 | Distributed from 923 Generation And Fuel | 1967 | 2022
20194 | 2022 | PA | TalenEnergy Martins Creek LLC Harrisburg | 3143 | CTG3 |  | RE | GT | DFO | 16 | 0.002 | 230 | 827.9934 | 55 | 197.9984 | Distributed from 923 Generation And Fuel | 1967 | 2022
20195 | 2022 | PA | TalenEnergy Martins Creek LLC Harwood | 3144 | CTG1 |  | RE | GT | DFO | 16 | 0 | 0 | 0 | 0 | 0 | Distributed from 923 Generation And Fuel | 1967 | 2022
20196 | 2022 | PA | TalenEnergy Martins Creek LLC Harwood | 3144 | CTG2 |  | RE | GT | DFO | 16 | 0 | 0 | 0 | 0 | 0 | Distributed from 923 Generation And Fuel | 1967 | 2022
20197 | 2022 | PA | TalenEnergy Martins Creek LLC Jenkins | 3146 | CTG1 |  | RE | GT | DFO | 16 | 0 | 0 | 0 | 0 | 0 | Distributed from 923 Generation And Fuel | 1969 | 2022
20198 | 2022 | PA | TalenEnergy Martins Creek LLC Jenkins | 3146 | CTG2 |  | RE | GT | DFO | 16 | 0 | 0 | 0 | 0 | 0 | Distributed from 923 Generation And Fuel | 1969 | 2022
20199 | 2022 | PA | TalenEnergy Martins Creek LLC Lock Haven | 3147 | CTG |  | RE | GT | DFO | 18.5 | 0 | 0 | 0 | 0 | 0 | Distributed from 923 Generation And Fuel | 1969 | 2022
20200 | 2022 | PA | TalenEnergy Martins Creek LLC West Shore | 3154 | CTG1 |  | RE | GT | DFO | 18.5 | 0.002 | 327 | 1177.1906 | 0 | 0 | Distributed from 923 Generation And Fuel | 1969 | 2022
20201 | 2022 | PA | TalenEnergy Martins Creek LLC West Shore | 3154 | CTG2 |  | RE | GT | DFO | 18.5 | 0.002 | 327 | 1177.1906 | 0 | 0 | Distributed from 923 Generation And Fuel | 1969 | 2022
20202 | 2022 | PA | TalenEnergy Martins Creek LLC Williamsport | 3155 | CTG1 |  | RE | GT | DFO | 16 | 0 | 0 | 0 | 0 | 0 | Distributed from 923 Generation And Fuel | 1967 | 2022
20203 | 2022 | PA | TalenEnergy Martins Creek LLC Williamsport | 3155 | CTG2 |  | RE | GT | DFO | 16 | 0 | 0 | 0 | 0 | 0 | Distributed from 923 Generation And Fuel | 1967 | 2022
20204 | 2022 | PA | TalenEnergy Montour | 3149 | 1 | 1 | OP | ST | BIT | 864.9 | 0.079 | 599817 | 2159323.9254 | 78299 | 281874.145 | EIA-923 Generator File | 1972
20205 | 2022 | PA | TalenEnergy Montour | 3149 | 2 | 1 | OP | ST | BIT | 893 | 0.093 | 726203 | 2614309.8855 | 59005 | 212416.3007 | EIA-923 Generator File | 1973
20206 | 2022 | PA | TalenEnergy Susquehanna | 6103 | 1 | 1 | OP | ST | NUC | 1266 | 0.905 | 10032515.5 | 36116766.8659 | 4379889 | 15767474.2602 | Distributed from 923 Generation And Fuel | 1983
20207 | 2022 | PA | TalenEnergy Susquehanna | 6103 | 2 | 1 | OP | ST | NUC | 1266 | 0.905 | 10032515.5 | 36116766.8659 | 4379889 | 15767474.2602 | Distributed from 923 Generation And Fuel | 1985
20208 | 2022 | PA | Temple SEGF | 58897 | 19G01 |  | OP | IC | NG | 1.6 | 0.008 | 118.3 | 425.8766 | 75.4 | 271.4378 | Distributed from 923 Generation And Fuel | 1993
20209 | 2022 | PA | Temple SEGF | 58897 | 19G02 |  | OP | IC | NG | 1.6 | 0.008 | 118.3 | 425.8766 | 75.4 | 271.4378 | Distributed from 923 Generation And Fuel | 1993
20210 | 2022 | PA | Temple SEGF | 58897 | 19G03 |  | OP | IC | NG | 1.6 | 0.008 | 118.3 | 425.8766 | 75.4 | 271.4378 | Distributed from 923 Generation And Fuel | 1993
20211 | 2022 | PA | Temple SEGF | 58897 | 19G04 |  | OP | IC | NG | 1.6 | 0.008 | 118.3 | 425.8766 | 75.4 | 271.4378 | Distributed from 923 Generation And Fuel | 1993
20212 | 2022 | PA | Temple SEGF | 58897 | 19G05 |  | OP | IC | NG | 1.6 | 0.008 | 118.3 | 425.8766 | 75.4 | 271.4378 | Distributed from 923 Generation And Fuel | 1993
20213 | 2022 | PA | Temple SEGF | 58897 | 19G06 |  | OP | IC | NG | 1.6 | 0.008 | 118.3 | 425.8766 | 75.4 | 271.4378 | Distributed from 923 Generation And Fuel | 1993
20214 | 2022 | PA | Temple SEGF | 58897 | 19G07 |  | OP | IC | NG | 1.6 | 0.008 | 118.3 | 425.8766 | 75.4 | 271.4378 | Distributed from 923 Generation And Fuel | 1993
20215 | 2022 | PA | Temple SEGF | 58897 | 19G08 |  | OP | IC | NG | 1.6 | 0.008 | 118.3 | 425.8766 | 75.4 | 271.4378 | Distributed from 923 Generation And Fuel | 1993
20216 | 2022 | PA | Temple SEGF | 58897 | 19G09 |  | OP | IC | NG | 1.6 | 0.008 | 118.3 | 425.8766 | 75.4 | 271.4378 | Distributed from 923 Generation And Fuel | 1993
20217 | 2022 | PA | Temple SEGF | 58897 | 19G10 |  | OP | IC | NG | 1.6 | 0.008 | 118.3 | 425.8766 | 75.4 | 271.4378 | Distributed from 923 Generation And Fuel | 1993
20218 | 2022 | PA | Temple Solar Arrays | 60848 | 51599 |  | OP | PV | SUN | 2.2 | 0.121 | 2334 | 8402.3328 | 1565 | 5633.9549 | Distributed from 923 Generation And Fuel | 2011
20219 | 2022 | PA | Tenaska Westmoreland Generating Station | 60464 | CTG1 |  | OP | CT | NG | 370 | 0.724 | 2347030 | 8449240.4061 | 1031553 | 3713561.0915 | EIA-923 Generator File | 2018
20220 | 2022 | PA | Tenaska Westmoreland Generating Station | 60464 | CTG2 |  | OP | CT | NG | 370 | 0.713 | 2310683 | 8318392.2529 | 1028877 | 3703927.5686 | EIA-923 Generator File | 2018
20221 | 2022 | PA | Tenaska Westmoreland Generating Station | 60464 | STG1 | 2 | OP | CA | NG | 394 | 0.678 | 2340906 | 8427194.1824 | 1075437 | 3871542.2277 | EIA-923 Generator File | 2018
20222 | 2022 | PA | Titus | 3115 | 4 |  | OP | GT | DFO | 18 | 0.001 | 160.5 | 577.7954 | 44 | 158.3987 | Distributed from 923 Generation And Fuel | 1967
20223 | 2022 | PA | Titus | 3115 | 5 |  | OP | GT | DFO | 18 | 0.001 | 160.5 | 577.7954 | 44 | 158.3987 | Distributed from 923 Generation And Fuel | 1970
20224 | 2022 | PA | Tolna | 3116 | 1 |  | OP | GT | DFO | 27 | 0.009 | 2147 | 7729.1382 | 1201 | 4323.5654 | Distributed from 923 Generation And Fuel | 1972
20225 | 2022 | PA | Tolna | 3116 | 2 |  | OP | GT | DFO | 27 | 0.009 | 2147 | 7729.1382 | 1201 | 4323.5654 | Distributed from 923 Generation And Fuel | 1972
20226 | 2022 | PA | Towanda Facility | 66393 | P103 |  | OP | IC | NG | 1.6 | 0.419 | 5870 | 21131.8309 | 2573 | 9262.7259 | Distributed from 923 Generation And Fuel | 2021
20227 | 2022 | PA | Towanda Facility | 66393 | P104 |  | OP | IC | NG | 1.6 | 0.419 | 5870 | 21131.8309 | 2573 | 9262.7259 | Distributed from 923 Generation And Fuel | 2021
20228 | 2022 | PA | Towanda Facility | 66393 | P105 |  | OP | IC | NG | 1.6 | 0.419 | 5870 | 21131.8309 | 2573 | 9262.7259 | Distributed from 923 Generation And Fuel | 2021
20229 | 2022 | PA | Townsend Hydro | 10285 | GEN1 |  | OP | HY | WAT | 2.6 | 0.397 | 9038 | 32536.5397 | 3779 | 13604.2912 | Distributed from 923 Generation And Fuel | 1987
20230 | 2022 | PA | Townsend Hydro | 10285 | GEN2 |  | OP | HY | WAT | 2.6 | 0.397 | 9038 | 32536.5397 | 3779 | 13604.2912 | Distributed from 923 Generation And Fuel | 1987
20231 | 2022 | PA | TPE Pennsylvania Solar 1, LLC | 62686 | PABOE |  | OP | PV | SUN | 3.6 | 0.181 | 5710 | 20555.8356 | 2949 | 10616.3151 | Distributed from 923 Generation And Fuel | 2019
20232 | 2022 | PA | Trexlertown Solar Array North and South | 57519 | GEN1 |  | OP | PV | SUN | 1.9 | 0.114 | 1905 | 6857.9451 | 984 | 3542.3717 | Distributed from 923 Generation And Fuel | 2011
20233 | 2022 | PA | Tullytown | 58250 | GEN1 |  | OP | IC | LFG | 1.6 | 0.921 | 12913 | 46486.4281 | 5214 | 18770.2498 | Distributed from 923 Generation And Fuel | 2013
20234 | 2022 | PA | Twin Ridges Wind Farm | 57998 | 1 |  | OP | WT | WND | 139.4 | 0.325 | 396686 | 1428058.1755 | 119857 | 431481.7481 | Distributed from 923 Generation And Fuel | 2012
20235 | 2022 | PA | University Park Solar | 62119 | PSUPV |  | OP | PV | SUN | 1.5 | 0.164 | 2153 | 7750.738 | 1112 | 4003.168 | Distributed from 923 Generation And Fuel | 2018
20236 | 2022 | PA | Vitro Architectural Glass (PA) | 58051 | L121 |  | SB | IC | DFO | 2 | 0.003 | 53.312 | 191.9217 | 14.562 | 52.4228 | Data from EIA-923 Generator File overwritten with distributed data from EIA-923 Generation and Fuel | 2021
20237 | 2022 | PA | Vitro Architectural Glass (PA) | 58051 | L2AE |  | SB | IC | DFO | 1.5 | 0.003 | 39.984 | 143.9412 | 10.922 | 39.3189 | Data from EIA-923 Generator File overwritten with distributed data from EIA-923 Generation and Fuel | 1996
20238 | 2022 | PA | Vitro Architectural Glass (PA) | 58051 | L2BW |  | SB | IC | DFO | 1.5 | 0.003 | 39.984 | 143.9412 | 10.922 | 39.3189 | Data from EIA-923 Generator File overwritten with distributed data from EIA-923 Generation and Fuel | 1996
20239 | 2022 | PA | Wallenpaupack | 3153 | WP1 |  | OP | HY | WAT | 20 | 0.188 | 32853 | 118269.8538 | 13736.5 | 49451.0044 | Distributed from 923 Generation And Fuel | 1926
20240 | 2022 | PA | Wallenpaupack | 3153 | WP2 |  | OP | HY | WAT | 20 | 0.188 | 32853 | 118269.8538 | 13736.5 | 49451.0044 | Distributed from 923 Generation And Fuel | 1926
20241 | 2022 | PA | Warren | 3132 | 3 |  | OP | GT | NG | 53.1 | 0.024 | 11094 | 39938.0805 | 5943 | 21394.6288 | Distributed from 923 Generation And Fuel | 1972
20242 | 2022 | PA | Warrior Ridge Hydro | 10152 | L-1 |  | OP | HY | WAT | 0.7 | 0.006 | 38 | 136.7989 | 16 | 57.5995 | Distributed from 923 Generation And Fuel | 1985
20243 | 2022 | PA | Warrior Ridge Hydro | 10152 | L-2 |  | OP | HY | WAT | 0.7 | 0.006 | 38 | 136.7989 | 16 | 57.5995 | Distributed from 923 Generation And Fuel | 1985
20244 | 2022 | PA | Warrior Ridge Hydro | 10152 | L-4 |  | OP | HY | WAT | 0.7 | 0.006 | 38 | 136.7989 | 16 | 57.5995 | Distributed from 923 Generation And Fuel | 1985
20245 | 2022 | PA | Warrior Ridge Hydro | 10152 | L-5 |  | OP | HY | WAT | 0.7 | 0.006 | 38 | 136.7989 | 16 | 57.5995 | Distributed from 923 Generation And Fuel | 1985
20246 | 2022 | PA | Waste Management Arden LFGTE | 57014 | GEN1 |  | OP | IC | LFG | 0.8 | 0.901 | 6315.5 | 22735.6181 | 2549.833 | 9179.3254 | Distributed from 923 Generation And Fuel | 2009
20247 | 2022 | PA | Waste Management Arden LFGTE | 57014 | GEN2 |  | OP | IC | LFG | 0.8 | 0.901 | 6315.5 | 22735.6181 | 2549.833 | 9179.3254 | Distributed from 923 Generation And Fuel | 2009
20248 | 2022 | PA | Waste Management Arden LFGTE | 57014 | GEN3 |  | OP | IC | LFG | 0.8 | 0.901 | 6315.5 | 22735.6181 | 2549.833 | 9179.3254 | Distributed from 923 Generation And Fuel | 2009
20249 | 2022 | PA | Waste Management Arden LFGTE | 57014 | GEN4 |  | OP | IC | LFG | 0.8 | 0.901 | 6315.5 | 22735.6181 | 2549.833 | 9179.3254 | Distributed from 923 Generation And Fuel | 2009
20250 | 2022 | PA | Waste Management Arden LFGTE | 57014 | GEN5 |  | OP | IC | LFG | 0.8 | 0.901 | 6315.5 | 22735.6181 | 2549.833 | 9179.3254 | Distributed from 923 Generation And Fuel | 2009
20251 | 2022 | PA | Waste Management Arden LFGTE | 57014 | GEN6 |  | OP | IC | LFG | 0.8 | 0.901 | 6315.5 | 22735.6181 | 2549.833 | 9179.3254 | Distributed from 923 Generation And Fuel | 2009
20252 | 2022 | PA | Waymart Wind | 56001 | GE15 |  | OP | WT | WND | 64.5 | 0.18 | 101578 | 365677.8746 | 28223 | 101601.9872 | Distributed from 923 Generation And Fuel | 2003
20253 | 2022 | PA | West Campus Steam Plant | 58194 | CT2 |  | OP | GT | NG | 6.1 | 0.464 | 24773 | 89182.0865 | 11534 | 41522.0678 | Distributed from 923 Generation And Fuel | 2021
20254 | 2022 | PA | West Campus Steam Plant | 58194 | WC 4 |  | OP | ST | NG | 2.9 | 0.35 | 8886.17 | 31989.9561 | 1125.2 | 4050.6876 | EIA-923 Generator File | 2017
20255 | 2022 | PA | West Campus Steam Plant | 58194 | WC 5 |  | OP | ST | NG | 2.2 | 0.149 | 2878.96 | 10364.1731 | 951.57 | 3425.6246 | EIA-923 Generator File | 2017
20256 | 2022 | PA | West Campus Steam Plant | 58194 | WC6 |  | OP | ST | NG | 2.8 | 0.001 | 17 | 61.1995 | 6 | 21.5998 | Distributed from 923 Generation And Fuel | 2021
20257 | 2022 | PA | West Point (PA) | 52149 | COG3 |  | OP | GT | NG | 38.4 | 0.477 | 160368.068 | 577320.4262 | 71666.784 | 257998.3584 | Distributed from 923 Generation And Fuel | 2001
20258 | 2022 | PA | West Point (PA) | 52149 | GEN14 |  | SB | IC | NG | 1.5 | 0.003 | 33.377 | 120.1562 | 14.901 | 53.6432 | Distributed from 923 Generation And Fuel | 2016
20259 | 2022 | PA | West Point (PA) | 52149 | GEN15 |  | SB | IC | NG | 1.3 | 0.003 | 28.927 | 104.1364 | 12.914 | 46.49 | Distributed from 923 Generation And Fuel | 2017
20260 | 2022 | PA | West Point (PA) | 52149 | GEN16 |  | SB | IC | NG | 1.3 | 0.003 | 28.927 | 104.1364 | 12.914 | 46.49 | Distributed from 923 Generation And Fuel | 2020
20261 | 2022 | PA | West Point (PA) | 52149 | GEN17 |  | SB | IC | NG | 2 | 0.003 | 44.503 | 160.2095 | 19.868 | 71.5242 | Distributed from 923 Generation And Fuel | 2022
20262 | 2022 | PA | West Point (PA) | 52149 | GEN2 |  | OP | GT | NG | 32.3 | 0.477 | 134892.932 | 485610.6703 | 60282.216 | 217014.2415 | Distributed from 923 Generation And Fuel | 1989
20263 | 2022 | PA | West Point (PA) | 52149 | GEN3 |  | OS | IC | DFO | 2.5 | 0.003 | 55.629 | 200.2628 | 24.834 | 89.4017 | Distributed from 923 Generation And Fuel | 1972
20264 | 2022 | PA | West Point (PA) | 52149 | GEN5 |  | OS | IC | DFO | 1.2 | 0.003 | 26.702 | 96.1264 | 11.921 | 42.9153 | Distributed from 923 Generation And Fuel | 1994
20265 | 2022 | PA | West Point (PA) | 52149 | GEN8 |  | SB | IC | NG | 1 | 0.003 | 22.252 | 80.1066 | 9.934 | 35.7621 | Distributed from 923 Generation And Fuel | 1999
20266 | 2022 | PA | West Point (PA) | 52149 | GEN9 |  | SB | IC | NG | 1.3 | 0.003 | 28.927 | 104.1364 | 12.914 | 46.49 | Distributed from 923 Generation And Fuel | 2004
20267 | 2022 | PA | West Point (PA) | 52149 | GN10 |  | SB | IC | NG | 1.3 | 0.003 | 28.927 | 104.1364 | 12.914 | 46.49 | Distributed from 923 Generation And Fuel | 2004
20268 | 2022 | PA | West Point (PA) | 52149 | GN11 |  | SB | IC | DFO | 1 | 0.003 | 22.252 | 80.1066 | 9.934 | 35.7621 | Distributed from 923 Generation And Fuel | 2010
20269 | 2022 | PA | West Point (PA) | 52149 | GEN7 |  | RE | IC | NG | 0.7 | 0.003 | 15.576 | 56.0732 | 6.954 | 25.0342 | Distributed from 923 Generation And Fuel | 1994 | 2022
20270 | 2022 | PA | Westwood Generation LLC | 50611 | GEN1 | 1 | OP | ST | WC | 36 | 0.55 | 173308 | 623903.8088 | 79383 | 285776.5138 | EIA-923 Generator File | 1987
20271 | 2022 | PA | Wheelabrator Falls | 54746 | WFI1 | 2 | OP | ST | MSW | 53.3 | 0.556 | 259457 | 934037.7277 | 100716 | 362574.6994 | EIA-923 Generator File | 1994
20272 | 2022 | PA | Whitemarsh Central Utility Plant | 56513 | CGE |  | OP | IC | NG | 1.6 | 0.003 | 45 | 161.9987 | 20 | 71.9994 | Distributed from 923 Generation And Fuel | 2007
20273 | 2022 | PA | Whitetail Solar 1 | 62989 | PAWT1 |  | OP | PV | SUN | 13.5 | 0.215 | 25476 | 91712.8663 | 13155 | 47357.6211 | Distributed from 923 Generation And Fuel | 2019
20274 | 2022 | PA | Whitetail Solar 2 | 62990 | PAWT2 |  | OP | PV | SUN | 20 | 0.213 | 37333 | 134397.7248 | 19278 | 69400.2448 | Distributed from 923 Generation And Fuel | 2020
20275 | 2022 | PA | Whitetail Solar 3 | 62991 | PAWT3 |  | OP | PV | SUN | 20 | 0.198 | 34747 | 125088.1993 | 17943 | 64594.2832 | Distributed from 923 Generation And Fuel | 2020
20276 | 2022 | PA | William F Matson Generating Station | 7128 | 1 |  | OP | HY | WAT | 7 | 0.49 | 30037.742 | 108135.0061 | 8303.871 | 29893.6965 | Distributed from 923 Generation And Fuel | 1988
20277 | 2022 | PA | William F Matson Generating Station | 7128 | 2 |  | OP | HY | WAT | 14.7 | 0.49 | 63079.258 | 227083.5121 | 17438.129 | 62776.7622 | Distributed from 923 Generation And Fuel | 1988
20278 | 2022 | PA | Wind Park Bear Creek | 56299 | 1 |  | OP | WT | WND | 24 | 0.305 | 64217 | 231179.3506 | 16806 | 60501.116 | Distributed from 923 Generation And Fuel | 2006
20279 | 2022 | PA | Wolf Run Energy | 61263 | GEN1 |  | OP | IC | NG | 4.4 | 0.279 | 10759.4 | 38733.5301 | 4716 | 16977.4642 | Distributed from 923 Generation And Fuel | 2019
20280 | 2022 | PA | Wolf Run Energy | 61263 | GEN2 |  | OP | IC | NG | 4.4 | 0.279 | 10759.4 | 38733.5301 | 4716 | 16977.4642 | Distributed from 923 Generation And Fuel | 2019
20281 | 2022 | PA | Wolf Run Energy | 61263 | GEN3 |  | OP | IC | NG | 4.4 | 0.279 | 10759.4 | 38733.5301 | 4716 | 16977.4642 | Distributed from 923 Generation And Fuel | 2019
20282 | 2022 | PA | Wolf Run Energy | 61263 | GEN4 |  | OP | IC | NG | 4.4 | 0.279 | 10759.4 | 38733.5301 | 4716 | 16977.4642 | Distributed from 923 Generation And Fuel | 2019
20283 | 2022 | PA | Wolf Run Energy | 61263 | GEN5 |  | OP | IC | NG | 4.4 | 0.279 | 10759.4 | 38733.5301 | 4716 | 16977.4642 | Distributed from 923 Generation And Fuel | 2019
20284 | 2022 | PA | York County Resource Recovery | 50215 | GEN1 | 3 | OP | ST | MSW | 36.5 | 0.806 | 257678 | 927633.3789 | 105556 | 379998.56 | EIA-923 Generator File | 1989
20285 | 2022 | PA | York Energy Center | 55524 | CTG1 |  | OP | CT | NG | 120 | 0.423 | 444917 | 1601688.3865 | 224844 | 809431.9245 | EIA-923 Generator File | 2011
20286 | 2022 | PA | York Energy Center | 55524 | CTG2 |  | OP | CT | NG | 120 | 0.412 | 433021 | 1558863.1291 | 217905 | 784451.7244 | EIA-923 Generator File | 2011
20287 | 2022 | PA | York Energy Center | 55524 | CTG3 |  | OP | CT | NG | 120 | 0.424 | 445761 | 1604726.7622 | 196013 | 705641.1549 | EIA-923 Generator File | 2011
20288 | 2022 | PA | York Energy Center | 55524 | CTG5 |  | OP | CT | NG | 234.9 | 0.765 | 1574055 | 5666552.6676 | 670696 | 2414486.2841 | EIA-923 Generator File | 2019
20289 | 2022 | PA | York Energy Center | 55524 | CTG6 |  | OP | CT | NG | 234.9 | 0.772 | 1588522 | 5718633.4509 | 673205 | 2423518.6119 | EIA-923 Generator File | 2019
20290 | 2022 | PA | York Energy Center | 55524 | STG1 | 3 | OP | CA | NG | 200 | 0.384 | 672473 | 2420883.4329 | 327899 | 1180426.9566 | EIA-923 Generator File | 2011
20291 | 2022 | PA | York Energy Center | 55524 | STG2 | 2 | OP | CA | NG | 419.6 | 0.535 | 1966501 | 7079346.9652 | 858889 | 3091975.6642 | EIA-923 Generator File | 2019
20292 | 2022 | PA | York Haven | 3117 | 1 |  | OP | HY | WAT | 19.6 | 0.573 | 98430 | 354345.1652 | 41156 | 148160.4147 | Distributed from 923 Generation And Fuel | 1905
20293 | 2022 | PA | Yough Hydro Power | 52036 | GEN1 |  | OP | HY | WAT | 6.1 | 0.4 | 21351.5 | 76864.7851 | 8927.5 | 32138.7429 | Distributed from 923 Generation And Fuel | 1989
20294 | 2022 | PA | Yough Hydro Power | 52036 | GEN2 |  | OP | HY | WAT | 6.1 | 0.4 | 21351.5 | 76864.7851 | 8927.5 | 32138.7429 | Distributed from 923 Generation And Fuel | 1989
20295 | 2022 | PR | AbbVie LTD | 66057 | AB07 |  | SB | IC | DFO | 1.8 | 0.411 | 6478.706 | 23323.155 | 2975.529 | 10711.8187 | Distributed from 923 Generation And Fuel | 1994
20296 | 2022 | PR | AbbVie LTD | 66057 | ABL1 |  | SB | IC | DFO | 2 | 0.411 | 7198.562 | 25914.6159 | 3306.144 | 11902.0232 | Distributed from 923 Generation And Fuel | 2004
20297 | 2022 | PR | AbbVie LTD | 66057 | ABL3 |  | SB | IC | DFO | 2 | 0.411 | 7198.562 | 25914.6159 | 3306.144 | 11902.0232 | Distributed from 923 Generation And Fuel | 2011
20298 | 2022 | PR | AbbVie LTD | 66057 | BS |  | SB | IC | DFO | 2 | 0.411 | 7198.562 | 25914.6159 | 3306.144 | 11902.0232 | Distributed from 923 Generation And Fuel | 1991
20299 | 2022 | PR | AbbVie LTD | 66057 | CG1 |  | OP | IC | NG | 9.2 | 0.411 | 33113.386 | 119207.2359 | 15208.261 | 54749.3016 | Distributed from 923 Generation And Fuel | 2020
20300 | 2022 | PR | AbbVie LTD | 66057 | CG2 |  | OP | IC | NG | 9.2 | 0.411 | 33113.386 | 119207.2359 | 15208.261 | 54749.3016 | Distributed from 923 Generation And Fuel | 2019
20301 | 2022 | PR | AbbVie LTD | 66057 | EG1 |  | SB | IC | DFO | 2.2 | 0.411 | 7918.418 | 28506.0768 | 3636.758 | 13092.2241 | Distributed from 923 Generation And Fuel | 2020
20302 | 2022 | PR | AbbVie LTD | 66057 | EG2 |  | SB | IC | DFO | 2.2 | 0.411 | 7918.418 | 28506.0768 | 3636.758 | 13092.2241 | Distributed from 923 Generation And Fuel | 2019
20303 | 2022 | PR | AES ILUMINA | 61036 | ILUMI |  | OP | PV | SUN | 20 | 0.203 | 35581 | 128090.5753 | 14840 | 53423.5726 | Distributed from 923 Generation And Fuel | 2012 | 2042
20304 | 2022 | PR | AES Puerto Rico | 61082 | UNIT1 |  | OP | ST | BIT | 255 | 0.663 | 1481442.5 | 5333150.3348 | 612081 | 2203473.9722 | Distributed from 923 Generation And Fuel | 2001
20305 | 2022 | PR | AES Puerto Rico | 61082 | UNIT2 |  | OP | ST | BIT | 255 | 0.663 | 1481442.5 | 5333150.3348 | 612081 | 2203473.9722 | Distributed from 923 Generation And Fuel | 2001
20306 | 2022 | PR | Aguirre Plant | 61146 | 1 |  | OP | ST | RFO | 450 | 0.252 | 993100 | 3575131.3989 | 398061.5 | 1433009.9359 | Distributed from 923 Generation And Fuel | 1975
20307 | 2022 | PR | Aguirre Plant | 61146 | 2 |  | OP | ST | RFO | 450 | 0.252 | 993100 | 3575131.3989 | 398061.5 | 1433009.9359 | Distributed from 923 Generation And Fuel | 1975
20308 | 2022 | PR | Aguirre Plant | 61146 | CA-1 |  | OP | CA | DFO | 96 | 0.028 | 23756.5 | 85522.7158 | 15544.5 | 55959.7523 | Distributed from 923 Generation And Fuel | 1977
20309 | 2022 | PR | Aguirre Plant | 61146 | CA-2 |  | OP | CA | DFO | 96 | 0.028 | 23756.5 | 85522.7158 | 15544.5 | 55959.7523 | Distributed from 923 Generation And Fuel | 1977
20310 | 2022 | PR | Aguirre Plant | 61146 | CT1-1 |  | OP | CT | DFO | 50 | 0.165 | 72095.125 | 259540.3737 | 39904.25 | 143654.1508 | Distributed from 923 Generation And Fuel | 1977
20311 | 2022 | PR | Aguirre Plant | 61146 | CT1-2 |  | OP | CT | DFO | 50 | 0.165 | 72095.125 | 259540.3737 | 39904.25 | 143654.1508 | Distributed from 923 Generation And Fuel | 1977
20312 | 2022 | PR | Aguirre Plant | 61146 | CT1-3 |  | OP | CT | DFO | 50 | 0.165 | 72095.125 | 259540.3737 | 39904.25 | 143654.1508 | Distributed from 923 Generation And Fuel | 1977
20313 | 2022 | PR | Aguirre Plant | 61146 | CT1-4 |  | OP | CT | DFO | 50 | 0.165 | 72095.125 | 259540.3737 | 39904.25 | 143654.1508 | Distributed from 923 Generation And Fuel | 1977
20314 | 2022 | PR | Aguirre Plant | 61146 | CT2-1 |  | OP | CT | DFO | 50 | 0.165 | 72095.125 | 259540.3737 | 39904.25 | 143654.1508 | Distributed from 923 Generation And Fuel | 1977
20315 | 2022 | PR | Aguirre Plant | 61146 | CT2-2 |  | OP | CT | DFO | 50 | 0.165 | 72095.125 | 259540.3737 | 39904.25 | 143654.1508 | Distributed from 923 Generation And Fuel | 1977
20316 | 2022 | PR | Aguirre Plant | 61146 | CT2-3 |  | OP | CT | DFO | 50 | 0.165 | 72095.125 | 259540.3737 | 39904.25 | 143654.1508 | Distributed from 923 Generation And Fuel | 1977
20317 | 2022 | PR | Aguirre Plant | 61146 | CT2-4 |  | OP | CT | DFO | 50 | 0.165 | 72095.125 | 259540.3737 | 39904.25 | 143654.1508 | Distributed from 923 Generation And Fuel | 1977
20318 | 2022 | PR | Aguirre Plant | 61146 | GT2-1 |  | OP | GT | DFO | 21 | 0.004 | 758 | 2728.7782 | 640.5 | 2305.7816 | Distributed from 923 Generation And Fuel | 1972
20319 | 2022 | PR | Aguirre Plant | 61146 | GT2-2 |  | OP | GT | DFO | 21 | 0.004 | 758 | 2728.7782 | 640.5 | 2305.7816 | Distributed from 923 Generation And Fuel | 1972
20320 | 2022 | PR | Arecibo Filtration Plant | 61113 | AREC |  | OP | PV | SUN | 1 | 0.195 | 1712 | 6163.1507 | 708 | 2548.7796 | Distributed from 923 Generation And Fuel | 2014
20321 | 2022 | PR | Bacardi Catano Plant | 66096 | 67P1 |  | SB | IC | DFO | 0.2 |  | GENYRONL: 1995
20322 | 2022 | PR | Bacardi Catano Plant | 66096 | 67P10 |  | SB | IC | DFO | 0.3 |  | GENYRONL: 1990
20323 | 2022 | PR | Bacardi Catano Plant | 66096 | 67P13 |  | SB | IC | DFO | 0.4 |  | GENYRONL: 2011
20324 | 2022 | PR | Bacardi Catano Plant | 66096 | 67P14 |  | SB | IC | DFO | 0.1 |  | GENYRONL: 2018
20325 | 2022 | PR | Bacardi Catano Plant | 66096 | 67P2 |  | SB | IC | DFO | 0.3 |  | GENYRONL: 1996
20326 | 2022 | PR | Bacardi Catano Plant | 66096 | 67P3 |  | SB | IC | DFO | 0.3 |  | GENYRONL: 2000
20327 | 2022 | PR | Bacardi Catano Plant | 66096 | 67P4 |  | SB | IC | DFO | 0.3 |  | GENYRONL: 1998
20328 | 2022 | PR | Bacardi Catano Plant | 66096 | 67P5 |  | SB | IC | DFO | 0.1 |  | GENYRONL: 2018
20329 | 2022 | PR | Bacardi Catano Plant | 66096 | 67P8 |  | SB | IC | DFO | 0.1 |  | GENYRONL: 1990
20330 | 2022 | PR | Bacardi Catano Plant | 66096 | 67P9 |  | SB | IC | DFO | 0.3 |  | GENYRONL: 1990
20331 | 2022 | PR | Bacardi Catano Plant | 66096 | COGEN |  | OP | ST | RFO | 3.3 |  | GENYRONL: 2009
20332 | 2022 | PR | Bayamon Medical Center | 66090 | CAT1 |  | SB | IC | DFO | 1 |  | GENYRONL: 2008
20333 | 2022 | PR | Bayamon Medical Center | 66090 | CAT2 |  | SB | IC | DFO | 1 |  | GENYRONL: 2012
20334 | 2022 | PR | Bayamon Medical Center | 66090 | GEN-R |  | SB | IC | DFO | 0.4 |  | GENYRONL: 2007
20335 | 2022 | PR | Bayamon Medical Center | 66090 | GENHL |  | SB | IC | DFO | 0.4 |  | GENYRONL: 2022
20336 | 2022 | PR | Cambalache Plant | 61150 | GT-1 |  | OP | GT | DFO | 82.5 | 0.098 | 70837 | 255011.1599 | 37890 | 136402.9088 | Distributed from 923 Generation And Fuel | 1997
20337 | 2022 | PR | Cambalache Plant | 61150 | GT-2 |  | OP | GT | DFO | 82.5 | 0.098 | 70837 | 255011.1599 | 37890 | 136402.9088 | Distributed from 923 Generation And Fuel | 1997
20338 | 2022 | PR | Cambalache Plant | 61150 | GT-3 |  | OP | GT | DFO | 82.5 | 0.098 | 70837 | 255011.1599 | 37890 | 136402.9088 | Distributed from 923 Generation And Fuel | 1997
20339 | 2022 | PR | Canovanas Filtration Plant | 61114 | CANO |  | OP | PV | SUN | 1 | 0.188 | 1645 | 5921.9526 | 679 | 2444.3804 | Distributed from 923 Generation And Fuel | 2013
20340 | 2022 | PR | Caonillas | 61225 | 1 |  | OP | HY | WAT | 9 | 0 | 0 | 0 | 0 | 0 | Distributed from 923 Generation And Fuel | 1949
20341 | 2022 | PR | Caonillas | 61225 | 2 |  | OP | HY | WAT | 9 | 0 | 0 | 0 | 0 | 0 | Distributed from 923 Generation And Fuel | 1949
20342 | 2022 | PR | Caonillas | 61225 | 3 |  | OP | HY | WAT | 4 | 0 | 0 | 0 | 0 | 0 | Distributed from 923 Generation And Fuel | 1952
20343 | 2022 | PR | Caribbean Medical Center | 66092 | 1 |  | SB | IC | DFO | 0.5 |  | GENYRONL: 2018
20344 | 2022 | PR | Caribbean Medical Center | 66092 | 2 |  | SB | IC | DFO | 0.4 |  | GENYRONL: 2018
20345 | 2022 | PR | Caribbean Medical Center | 66092 | 3 |  | SB | IC | DFO | 0.5 |  | GENYRONL: 2001
20346 | 2022 | PR | Caribbean Medical Center | 66092 | 4 |  | SB | IC | DFO | 0.5 |  | GENYRONL: 2001
20347 | 2022 | PR | Caribbean Medical Center | 66092 | OPD1 |  | SB | IC | DFO | 0.2 |  | GENYRONL: 2018
20348 | 2022 | PR | Central San Juan Plant | 61148 | 8 |  | OP | ST | RFO | 100 | 0.263 | 230129 | 828457.7723 | 99957 | 359842.3213 | Distributed from 923 Generation And Fuel | 1966 | 2025
20349 | 2022 | PR | Central San Juan Plant | 61148 | 9 |  | OP | ST | RFO | 100 | 0.263 | 230129 | 828457.7723 | 99957 | 359842.3213 | Distributed from 923 Generation And Fuel | 1968
20350 | 2022 | PR | Central San Juan Plant | 61148 | CA5 |  | OP | CA | DFO | 60 | 0.168 | 88283 | 317816.2575 | 37944.5 | 136599.1072 | Distributed from 923 Generation And Fuel | 2008
20351 | 2022 | PR | Central San Juan Plant | 61148 | CA6 |  | OP | CA | DFO | 60 | 0.168 | 88283 | 317816.2575 | 37944.5 | 136599.1072 | Distributed from 923 Generation And Fuel | 2008
20352 | 2022 | PR | Central San Juan Plant | 61148 | CT5 |  | OP | CT | DFO | 160 | 0.52 | 728795 | 2623641.0109 | 347440 | 1250773.9938 | Distributed from 923 Generation And Fuel | 2008
20353 | 2022 | PR | Central San Juan Plant | 61148 | CT6 |  | OP | CT | DFO | 160 | 0.52 | 728795 | 2623641.0109 | 347440 | 1250773.9938 | Distributed from 923 Generation And Fuel | 2008
20354 | 2022 | PR | Central San Juan Plant | 61148 | 10 |  | OP | ST | RFO | 100 | 0.263 | 230129 | 828457.7723 | 99957 | 359842.3213 | Distributed from 923 Generation And Fuel | 1969
20355 | 2022 | PR | Central San Juan Plant | 61148 | 7 |  | OP | ST | RFO | 100 | 0.263 | 230129 | 828457.7723 | 99957 | 359842.3213 | Distributed from 923 Generation And Fuel | 1965 | 2025
20356 | 2022 | PR | Cervecera de Puerto Rico | 62410 | CHP01 |  | OP | IC | PG | 0.9 | 0.178 | 1400.108 | 5040.3485 | 605.189 | 2178.663 | Distributed from 923 Generation And Fuel | 2020
20357 | 2022 | PR | Cervecera de Puerto Rico | 62410 | CHP02 |  | OP | IC | PG | 0.9 | 0.178 | 1400.108 | 5040.3485 | 605.189 | 2178.663 | Distributed from 923 Generation And Fuel | 2020
20358 | 2022 | PR | Cervecera de Puerto Rico | 62410 | GCC01 |  | SB | IC | DFO | 0.3 | 0.178 | 466.703 | 1680.1174 | 201.73 | 726.2222 | Distributed from 923 Generation And Fuel | 2005
20359 | 2022 | PR | Cervecera de Puerto Rico | 62410 | GDC01 |  | SB | IC | DFO | 1.6 | 0.178 | 2489.081 | 8960.6199 | 1075.892 | 3873.1802 | Distributed from 923 Generation And Fuel | 2005
20360 | 2022 | PR | Costa Sur Plant | 61147 | 3 |  | OP | ST | RFO | 85 | 0.385 | 286436.091 | 1031161.6783 | 127191.424 | 457885.4633 | Distributed from 923 Generation And Fuel | 1962
20361 | 2022 | PR | Costa Sur Plant | 61147 | 4 |  | OP | ST | RFO | 85 | 0.385 | 286436.091 | 1031161.6783 | 127191.424 | 457885.4633 | Distributed from 923 Generation And Fuel | 1963
20362 | 2022 | PR | Costa Sur Plant | 61147 | 5 |  | OP | ST | NG | 410 | 0.385 | 1381632.909 | 4973838.6817 | 613511.576 | 2208624.0046 | Distributed from 923 Generation And Fuel | 1972
20363 | 2022 | PR | Costa Sur Plant | 61147 | 6 |  | OP | ST | NG | 410 | 0.385 | 1381632.909 | 4973838.6817 | 613511.576 | 2208624.0046 | Distributed from 923 Generation And Fuel | 1973
20364 | 2022 | PR | Costa Sur Plant | 61147 | GT-1 |  | OP | GT | DFO | 21 | 0.001 | 257 | 925.1926 | 257 | 925.1926 | Distributed from 923 Generation And Fuel | 1972
20365 | 2022 | PR | Costa Sur Plant | 61147 | GT-2 |  | OP | GT | DFO | 21 | 0.001 | 257 | 925.1926 | 257 | 925.1926 | Distributed from 923 Generation And Fuel | 1972
20366 | 2022 | PR | Coto Laurel Solar Farm | 61062 | CLSF |  | OP | PV | SUN | 10 | 0.11 | 9618 | 34624.523 | 3970 | 14291.8857 | Distributed from 923 Generation And Fuel | 2020
20367 | 2022 | PR | Culebra | 61226 | 1 |  | OP | IC | RFO | 0.3 | 0.005 | 13.286 | 47.8292 | 5.857 | 21.085 | Distributed from 923 Generation And Fuel | 1972
20368 | 2022 | PR | Culebra | 61226 | 2 |  | OP | IC | RFO | 0.3 | 0.005 | 13.286 | 47.8292 | 5.857 | 21.085 | Distributed from 923 Generation And Fuel | 1972
20369 | 2022 | PR | Culebra | 61226 | 3 |  | OP | IC | RFO | 0.7 | 0.005 | 31 | 111.5991 | 13.667 | 49.2008 | Distributed from 923 Generation And Fuel | 1972
20370 | 2022 | PR | Culebra | 61226 | 4 |  | OP | IC | RFO | 0.8 | 0.005 | 35.429 | 127.5434 | 15.619 | 56.228 | Distributed from 923 Generation And Fuel | 1972
20371 | 2022 | PR | Daguao | 61227 | GT-1 |  | OP | GT | DFO | 21 | 0.095 | 17529 | 63103.8952 | 7577 | 27276.9818 | Distributed from 923 Generation And Fuel | 1972
20372 | 2022 | PR | Daguao | 61227 | GT-2 |  | OP | GT | DFO | 21 | 0.095 | 17529 | 63103.8952 | 7577 | 27276.9818 | Distributed from 923 Generation And Fuel | 1972
20373 | 2022 | PR | Dos Bocas | 61228 | 1 |  | OP | HY | WAT | 5 |  | GENYRONL: 1942
20374 | 2022 | PR | Dos Bocas | 61228 | 2 |  | OP | HY | WAT | 5 |  | GENYRONL: 1944
20375 | 2022 | PR | Dos Bocas | 61228 | 3 |  | OP | HY | WAT | 5 |  | GENYRONL: 1945
20376 | 2022 | PR | Eaton Corp - Arecibo - Puerto Rico Hybrid | 64613 | G1 |  | SB | IC | DFO | 1.5 |  | GENYRONL: 1998
20377 | 2022 | PR | Eaton Corp - Arecibo - Puerto Rico Hybrid | 64613 | G2 |  | SB | IC | DFO | 1.5 |  | GENYRONL: 1998
20378 | 2022 | PR | Eaton Corp - Arecibo - Puerto Rico Hybrid | 64613 | G3 |  | SB | IC | DFO | 1.5 |  | GENYRONL: 1998
20379 | 2022 | PR | Eaton Corp - Arecibo - Puerto Rico Hybrid | 64613 | G4 |  | SB | IC | DFO | 1.5 |  | GENYRONL: 1998
20380 | 2022 | PR | Eaton Corp - Arecibo - Puerto Rico Hybrid | 64613 | G5 |  | SB | IC | DFO | 0.2 |  | GENYRONL: 2016
20381 | 2022 | PR | Eaton Corp - Arecibo - Puerto Rico Hybrid | 64613 | G7 |  | SB | IC | DFO | 2 |  | GENYRONL: 2014
20382 | 2022 | PR | EcoElectrica | 61034 | CT1 |  | OP | CT | NG | 183 | 0.704 | 1129016.5 | 4064426.8846 | 481947.5 | 1734997.12 | Distributed from 923 Generation And Fuel | 2018
20383 | 2022 | PR | EcoElectrica | 61034 | CT2 |  | OP | CT | NG | 183 | 0.704 | 1129016.5 | 4064426.8846 | 481947.5 | 1734997.12 | Distributed from 923 Generation And Fuel | 2000
20384 | 2022 | PR | EcoElectrica | 61034 | STG |  | OP | CA | NG | 214 | 0.583 | 1092852 | 3934235.7261 | 457006 | 1645208.4383 | Distributed from 923 Generation And Fuel | 2000
20385 | 2022 | PR | El Yunque Filtration Plant | 61112 | YUNQ |  | OP | PV | SUN | 2 | 0.152 | 2660 | 9575.9234 | 1099 | 3956.3683 | Distributed from 923 Generation And Fuel | 2013
20386 | 2022 | PR | Fajardo MSWL | 61109 | PE558 |  | OP | IC | LFG | 0.8 |  | GENYRONL: 2016
20387 | 2022 | PR | Fajardo MSWL | 61109 | PE559 |  | OP | IC | LFG | 1.6 |  | GENYRONL: 2016
20388 | 2022 | PR | Fort Buchanan Distributed Generation | 61254 | SOLAR |  | OP | PV | SUN | 5.8 | 0 | 5 | 17.9999 | 0 | 0 | Distributed from 923 Generation And Fuel | 2014
20389 | 2022 | PR | Fort Buchanan Distributed Generation | 61254 | WIND |  | OP | WT | WND | 0.6 | 0 | 0 | 0 | 0 | 0 | Distributed from 923 Generation And Fuel | 2014
20390 | 2022 | PR | Garzas | 61229 | 1 |  | OP | HY | WAT | 3.6 |  | GENYRONL: 1941
20391 | 2022 | PR | Garzas | 61229 | 2 |  | OP | HY | WAT | 3.6 |  | GENYRONL: 1941
20392 | 2022 | PR | Garzas | 61229 | 3 |  | OP | HY | WAT | 5 |  | GENYRONL: 1941
20393 | 2022 | PR | GASNA 18P, LLC | 61102 | UNIT1 |  | OP | PV | SUN | 5 | 0.136 | 5963 | 21466.6283 | 2462 | 8863.1291 | Distributed from 923 Generation And Fuel | 2014
20394 | 2022 | PR | Hewlett Packard Puerto Rico | 66127 | CG1 |  | OP | IC | NG | 2 | 0.129 | 2256.5 | 8123.335 | 0 | 0 | Distributed from 923 Generation And Fuel | 2022
20395 | 2022 | PR | Hewlett Packard Puerto Rico | 66127 | CG2 |  | OP | IC | NG | 2 | 0.129 | 2256.5 | 8123.335 | 0 | 0 | Distributed from 923 Generation And Fuel | 2022
20396 | 2022 | PR | HIMA San Pablo - Caguas | 61808 | CAG1 |  | SB | IC | DFO | 1.5 | 0.002 | 22.667 | 81.6005 | 9.833 | 35.3985 | Distributed from 923 Generation And Fuel | 2007
20397 | 2022 | PR | HIMA San Pablo - Caguas | 61808 | CAG2 |  | SB | IC | DFO | 1.5 | 0.002 | 22.667 | 81.6005 | 9.833 | 35.3985 | Distributed from 923 Generation And Fuel | 2007
20398 | 2022 | PR | HIMA San Pablo - Caguas | 61808 | CAG3 |  | SB | IC | DFO | 2 | 0.002 | 30.222 | 108.7983 | 13.111 | 47.1992 | Distributed from 923 Generation And Fuel | 2007
20399 | 2022 | PR | HIMA San Pablo - Caguas | 61808 | CAG4 |  | SB | IC | DFO | 2 | 0.002 | 30.222 | 108.7983 | 13.111 | 47.1992 | Distributed from 923 Generation And Fuel | 2007
20400 | 2022 | PR | HIMA San Pablo - Caguas | 61808 | CAG5 |  | SB | IC | DFO | 2 | 0.002 | 30.222 | 108.7983 | 13.111 | 47.1992 | Distributed from 923 Generation And Fuel | 2007
20401 | 2022 | PR | HIMA San Pablo Bayamon | 62841 | BAY1 |  | SB | IC | DFO | 1.5 | 0.003 | 40.667 | 146.4 | 17.667 | 63.6007 | Distributed from 923 Generation And Fuel | 1996
20402 | 2022 | PR | HIMA San Pablo Bayamon | 62841 | BAY2 |  | SB | IC | DFO | 1.5 | 0.003 | 40.667 | 146.4 | 17.667 | 63.6007 | Distributed from 923 Generation And Fuel | 1996
20403 | 2022 | PR | HIMA San Pablo Bayamon | 62841 | BAY3 |  | SB | IC | DFO | 1.5 | 0.003 | 40.667 | 146.4 | 17.667 | 63.6007 | Distributed from 923 Generation And Fuel | 1996
20404 | 2022 | PR | HIMA San Pablo Cupey | 62851 | CUP1 |  | SB | IC | DFO | 0.6 | 0.004 | 20.5 | 73.7994 | 9.5 | 34.1997 | Distributed from 923 Generation And Fuel | 2011
20405 | 2022 | PR | HIMA San Pablo Cupey | 62851 | CUP2 |  | SB | IC | DFO | 0.6 | 0.004 | 20.5 | 73.7994 | 9.5 | 34.1997 | Distributed from 923 Generation And Fuel | 2018
20406 | 2022 | PR | HIMA San Pablo Fajardo | 62850 | FAJ1 |  | SB | IC | DFO | 1.3 | 0.002 | 26 | 93.5993 | 10.833 | 38.9985 | Distributed from 923 Generation And Fuel | 1998
20407 | 2022 | PR | HIMA San Pablo Fajardo | 62850 | FAJ2 |  | SB | IC | DFO | 1.5 | 0.002 | 30 | 107.9991 | 12.5 | 44.9996 | Distributed from 923 Generation And Fuel | 2008
20408 | 2022 | PR | HIMA San Pablo Fajardo | 62850 | FAJ3 |  | SB | IC | DFO | 0.2 | 0.002 | 4 | 14.3999 | 1.667 | 6.0012 | Distributed from 923 Generation And Fuel | 1998
20409 | 2022 | PR | HIMA San Pablo Humacao | 62852 | HUM1 |  | SB | IC | DFO | 0.8 | 0.003 | 22.5 | 80.9994 | 9.5 | 34.1997 | Distributed from 923 Generation And Fuel | 2018
20410 | 2022 | PR | HIMA San Pablo Humacao | 62852 | HUM2 |  | SB | IC | DFO | 0.8 | 0.003 | 22.5 | 80.9994 | 9.5 | 34.1997 | Distributed from 923 Generation And Fuel | 2018
20411 | 2022 | PR | Holsum de Puerto Rico, Inc. | 61639 | EU16 |  | SB | IC | DFO | 1 | 0 | 0 | 0 | 0 | 0 | Distributed from 923 Generation And Fuel | 2021
20412 | 2022 | PR | Holsum de Puerto Rico, Inc. | 61639 | EU17 |  | SB | IC | DFO | 1 | 0 | 0 | 0 | 0 | 0 | Distributed from 923 Generation And Fuel | 2021
20413 | 2022 | PR | Holsum de Puerto Rico, Inc. | 61639 | EU18 |  | SB | IC | DFO | 1 | 0 | 0 | 0 | 0 | 0 | Distributed from 923 Generation And Fuel | 2021
20414 | 2022 | PR | Holsum de Puerto Rico, Inc. | 61639 | EU18A |  | SB | IC | DFO | 1 | 0 | 0 | 0 | 0 | 0 | Distributed from 923 Generation And Fuel | 2021
20415 | 2022 | PR | Horizon Energy (PR) Hybrid | 61136 | BAT1 |  | OP | BA | MWH | 5.1 | -0.018 | -826 | -2973.5762 | -352 | -1267.1899 | Distributed from 923 Generation And Fuel | 2015
20416 | 2022 | PR | Horizon Energy (PR) Hybrid | 61136 | G001 |  | OP | PV | SUN | 10 | 0.232 | 20313 | 73126.215 | 8389 | 30200.1584 | Distributed from 923 Generation And Fuel | 2015
20417 | 2022 | PR | Hospital Auxilio Mutuo | 66051 | GEN-4 |  | SB | IC | DFO | 2 |  | GENYRONL: 1999
20418 | 2022 | PR | Hospital Auxilio Mutuo | 66051 | GEN-5 |  | SB | IC | DFO | 2 |  | GENYRONL: 1999
20419 | 2022 | PR | Hospital Auxilio Mutuo | 66051 | GEN-6 |  | SB | IC | DFO | 2 |  | GENYRONL: 1999
20420 | 2022 | PR | Humacao Solar Project, LLC | 61133 | HUM01 |  | OP | PV | SUN | 20 | 0.379 | 66400 | 239038.0877 | 27136 | 97688.8185 | Distributed from 923 Generation And Fuel | 2016
20421 | 2022 | PR | iPR Pharmaceuticals Inc. | 66056 | GSET1 |  | OP | IC | NG | 1.6 |  | GENYRONL: 2018
20422 | 2022 | PR | iPR Pharmaceuticals Inc. | 66056 | GSET2 |  | OP | IC | NG | 1.6 |  | GENYRONL: 2018
20423 | 2022 | PR | Janssen Ortho LLC | 61659 | 2GEN1 |  | SB | IC | DFO | 1.5 |  | GENYRONL: 2005
20424 | 2022 | PR | Janssen Ortho LLC | 61659 | 2GEN2 |  | SB | IC | DFO | 1.5 |  | GENYRONL: 2004
20425 | 2022 | PR | Janssen Ortho LLC | 61659 | 2GEN3 |  | SB | IC | DFO | 1.5 |  | GENYRONL: 2004
20426 | 2022 | PR | Janssen Ortho LLC | 61659 | GEN-1 |  | SB | IC | DFO | 1.5 |  | GENYRONL: 1998; GENYRRET: 2026
20427 | 2022 | PR | Janssen Ortho LLC | 61659 | GEN-2 |  | SB | IC | DFO | 1.5 |  | GENYRONL: 1998; GENYRRET: 2026
20428 | 2022 | PR | Janssen Ortho LLC | 61659 | GEN-3 |  | SB | IC | DFO | 1.5 |  | GENYRONL: 1998; GENYRRET: 2026
20429 | 2022 | PR | Janssen Ortho LLC | 61659 | GEN-4 |  | SB | IC | DFO | 2 |  | GENYRONL: 2007; GENYRRET: 2026
20430 | 2022 | PR | Janssen Ortho LLC | 61659 | GEN-5 |  | SB | IC | DFO | 1.5 |  | GENYRONL: 1997; GENYRRET: 2026
20431 | 2022 | PR | Janssen Ortho LLC | 61659 | J1POR |  | SB | IC | DFO | 1 |  | GENYRONL: 2017
20432 | 2022 | PR | Janssen Ortho LLC | 61659 | PGEN1 |  | SB | IC | DFO | 1.5 |  | GENYRONL: 2007
20433 | 2022 | PR | Janssen Ortho LLC | 61659 | PGEN2 |  | SB | IC | DFO | 1.5 |  | GENYRONL: 2007
20434 | 2022 | PR | Janssen Ortho LLC | 61659 | SOLAR |  | OP | PV | SUN | 2.2 |  | GENYRONL: 2015
20435 | 2022 | PR | Jobos | 61171 | GT-1 |  | OP | GT | DFO | 21 | 0.08 | 14784.5 | 53223.7742 | 6390 | 23003.816 | Distributed from 923 Generation And Fuel | 1973
20436 | 2022 | PR | Jobos | 61171 | GT-2 |  | OP | GT | DFO | 21 | 0.08 | 14784.5 | 53223.7742 | 6390 | 23003.816 | Distributed from 923 Generation And Fuel | 1973
20437 | 2022 | PR | Manati Medical Center | 66134 | CAT1 |  | SB | IC | DFO | 1.8 |  | GENYRONL: 2018
20438 | 2022 | PR | Manati Medical Center | 66134 | CUM2 |  | SB | IC | DFO | 2 |  | GENYRONL: 2010
20439 | 2022 | PR | Martino | 61063 | MATNO |  | OP | PV | SUN | 3.6 | 0.147 | 4628 | 16660.6667 | 1911 | 6879.545 | Distributed from 923 Generation And Fuel | 2011
20440 | 2022 | PR | Mayaguez Medical Center | 66101 | 2MCAT |  | SB | IC | DFO | 2 | 0.04 | 696.364 | 2506.8903 | 300.909 | 1083.2637 | Distributed from 923 Generation And Fuel | 2019
20441 | 2022 | PR | Mayaguez Medical Center | 66101 | 2MCUM |  | OP | IC | DFO | 2 | 0.04 | 696.364 | 2506.8903 | 300.909 | 1083.2637 | Distributed from 923 Generation And Fuel | 2022
20442 | 2022 | PR | Mayaguez Medical Center | 66101 | 4CUM |  | SB | IC | DFO | 0.4 | 0.04 | 139.273 | 501.3788 | 60.182 | 216.6535 | Distributed from 923 Generation And Fuel | 2010
20443 | 2022 | PR | Mayaguez Plant | 61151 | GT-1 |  | OP | GT | DFO | 55 | 0.131 | 63177.5 | 227437.1805 | 31575 | 113669.0906 | Distributed from 923 Generation And Fuel | 2009
20444 | 2022 | PR | Mayaguez Plant | 61151 | GT-2 |  | OP | GT | DFO | 55 | 0.131 | 63177.5 | 227437.1805 | 31575 | 113669.0906 | Distributed from 923 Generation And Fuel | 2009
20445 | 2022 | PR | Mayaguez Plant | 61151 | GT-3 |  | OP | GT | DFO | 55 | 0.131 | 63177.5 | 227437.1805 | 31575 | 113669.0906 | Distributed from 923 Generation And Fuel | 2009
20446 | 2022 | PR | Mayaguez Plant | 61151 | GT-4 |  | OP | GT | DFO | 55 | 0.131 | 63177.5 | 227437.1805 | 31575 | 113669.0906 | Distributed from 923 Generation And Fuel | 2009
20447 | 2022 | PR | Medtronic Solar | 61137 | PV1 |  | OP | PV | SUN | 4 | 0.126 | 4427 | 15937.0725 | 1829 | 6584.3473 | Distributed from 923 Generation And Fuel | 2019
20448 | 2022 | PR | Oriana Energy Hybrid | 61083 | BAT1 |  | OP | BA | MWH | 21.8 | -0.005 | -910 | -3275.9738 | -311 | -1119.591 | Distributed from 923 Generation And Fuel | 2016
20449 | 2022 | PR | Oriana Energy Hybrid | 61083 | G001 |  | OP | PV | SUN | 45 | 0.217 | 85633 | 308276.3338 | 36384 | 130981.3521 | Distributed from 923 Generation And Fuel | 2016
20450 | 2022 | PR | Palo Seco Plant | 61149 | 1 |  | OP | ST | RFO | 85 | 0.329 | 245312.4 | 883117.5751 | 122496.296 | 440983.1377 | Distributed from 923 Generation And Fuel | 1960
20451 | 2022 | PR | Palo Seco Plant | 61149 | 1-1 |  | OP | GT | DFO | 21 | 0.105 | 19328 | 69580.2434 | 7259.167 | 26132.7921 | Distributed from 923 Generation And Fuel | 1972
20452 | 2022 | PR | Palo Seco Plant | 61149 | 1-2 |  | OP | GT | DFO | 21 | 0.105 | 19328 | 69580.2434 | 7259.167 | 26132.7921 | Distributed from 923 Generation And Fuel | 1972
20453 | 2022 | PR | Palo Seco Plant | 61149 | 2 |  | OP | ST | RFO | 85 | 0.329 | 245312.4 | 883117.5751 | 122496.296 | 440983.1377 | Distributed from 923 Generation And Fuel | 1961
20454 | 2022 | PR | Palo Seco Plant | 61149 | 2-1 |  | OP | GT | DFO | 21 | 0.105 | 19328 | 69580.2434 | 7259.167 | 26132.7921 | Distributed from 923 Generation And Fuel | 1972
20455 | 2022 | PR | Palo Seco Plant | 61149 | 2-2 |  | OP | GT | DFO | 21 | 0.105 | 19328 | 69580.2434 | 7259.167 | 26132.7921 | Distributed from 923 Generation And Fuel | 1972
20456 | 2022 | PR | Palo Seco Plant | 61149 | 3 |  | OP | ST | RFO | 216 | 0.329 | 623382.1 | 2244157.6067 | 311284.704 | 1120615.9695 | Distributed from 923 Generation And Fuel | 1970
20457 | 2022 | PR | Palo Seco Plant | 61149 | 3-1 |  | OP | GT | DFO | 21 | 0.105 | 19328 | 69580.2434 | 7259.167 | 26132.7921 | Distributed from 923 Generation And Fuel | 1973
20458 | 2022 | PR | Palo Seco Plant | 61149 | 3-2 |  | OP | GT | DFO | 21 | 0.105 | 19328 | 69580.2434 | 7259.167 | 26132.7921 | Distributed from 923 Generation And Fuel | 1973
20459 | 2022 | PR | Palo Seco Plant | 61149 | 4 |  | OP | ST | RFO | 216 | 0.329 | 623382.1 | 2244157.6067 | 311284.704 | 1120615.9695 | Distributed from 923 Generation And Fuel | 1970
20460 | 2022 | PR | Patillas | 61230 | 1 |  | OP | HY | WAT | 0.8 |  | GENYRONL: 1985
20461 | 2022 | PR | Patillas | 61230 | 2 |  | OP | HY | WAT | 0.6 |  | GENYRONL: 1985
20462 | 2022 | PR | Pattern Santa Isabel LLC | 61014 | 1 |  | OP | WT | WND | 101.2 | 0.175 | 155009 | 558027.9358 | 72412 | 260681.1146 | Distributed from 923 Generation And Fuel | 2012
20463 | 2022 | PR | Pfizer Guayama | 61064 | PFGY |  | OP | PV | SUN | 2.7 | 0.407 | 9618 | 34624.523 | 3970 | 14291.8857 | Distributed from 923 Generation And Fuel | 2016
20464 | 2022 | PR | Pfizer Vega Baja | 61065 | PFVB |  | OP | PV | SUN | 3.1 | 0.198 | 5373 | 19342.6453 | 2219 | 7988.3361 | Distributed from 923 Generation And Fuel | 2016
20465 | 2022 | PR | Puerto Rico Women's & Children's Hosp | 66091 | CATPR |  | SB | IC | DFO | 1 |  | GENYRONL: 2019
20466 | 2022 | PR | Puerto Rico Women's & Children's Hosp | 66091 | KATO |  | SB | IC | DFO | 1 |  | GENYRONL: 2007
20467 | 2022 | PR | Punta Lima Wind Farm | 61132 | WTGS |  | OS | WT | WND | 23.4 |  | GENYRONL: 2012
20468 | 2022 | PR | Rio Blanco | 61236 | 1 |  | OP | HY | WAT | 2.5 |  | GENYRONL: 1929
20469 | 2022 | PR | Rio Blanco | 61236 | 2 |  | OP | HY | WAT | 2.5 |  | GENYRONL: 1929
20470 | 2022 | PR | San Fermin Solar Farm Hybrid | 61110 | BESS |  | OP | BA | MWH | 3.6 | -0.011 | -344 | -1238.3901 | -265 | -953.9924 | Distributed from 923 Generation And Fuel | 2015
20471 | 2022 | PR | San Fermin Solar Farm Hybrid | 61110 | DSL |  | OP | IC | DFO | 4 | 0.002 | 69 | 248.398 | 11 | 39.5997 | Distributed from 923 Generation And Fuel | 2015
20472 | 2022 | PR | San Fermin Solar Farm Hybrid | 61110 | PV |  | OP | PV | SUN | 20 | 0.127 | 22244 | 80077.7594 | 8281 | 29811.3615 | Distributed from 923 Generation And Fuel | 2015
20473 | 2022 | PR | Toa Baja MSWL | 61122 | PE563 |  | OP | IC | LFG | 0.8 |  | GENYRONL: 2020
20474 | 2022 | PR | Toa Baja MSWL | 61122 | PE564 |  | OP | IC | LFG | 1.6 |  | GENYRONL: 2020
20475 | 2022 | PR | Toro Negro | 61231 | 1 |  | SB | HY | WAT | 1.4 |  | GENYRONL: 1937
20476 | 2022 | PR | Toro Negro | 61231 | 2 |  | OP | HY | WAT | 1.4 |  | GENYRONL: 1937
20477 | 2022 | PR | Toro Negro | 61231 | 3 |  | OP | HY | WAT | 1.4 |  | GENYRONL: 1937
20478 | 2022 | PR | Toro Negro | 61231 | 4 |  | OP | HY | WAT | 4.3 |  | GENYRONL: 1937
20479 | 2022 | PR | USCG Puerto Rico PV | 61273 | 865 |  | OA | PV | SUN | 2.3 | 0.092 | 1847 | 6649.1468 | 762 | 2743.1781 | Distributed from 923 Generation And Fuel | 2011
20480 | 2022 | PR | Vega Baja | 61232 | GT-1 |  | OP | GT | DFO | 21 | 0 | 0 | 0 | 0 | 0 | Distributed from 923 Generation And Fuel | 1971
20481 | 2022 | PR | Vega Baja | 61232 | GT-2 |  | OP | GT | DFO | 21 | 0 | 0 | 0 | 0 | 0 | Distributed from 923 Generation And Fuel | 1971
20482 | 2022 | PR | Vieques | 61233 | 1 |  | OP | IC | RFO | 3.3 | 0.003 | 99 | 356.3971 | 42.5 | 152.9988 | Distributed from 923 Generation And Fuel | 2004
20483 | 2022 | PR | Vieques | 61233 | 2 |  | OP | IC | RFO | 3.3 | 0.003 | 99 | 356.3971 | 42.5 | 152.9988 | Distributed from 923 Generation And Fuel | 2004
20484 | 2022 | PR | Yabucoa | 61234 | GT-1 |  | OP | GT | DFO | 21 | 0.023 | 4216 | 15177.4786 | 1822 | 6559.1475 | Distributed from 923 Generation And Fuel | 1971
20485 | 2022 | PR | Yabucoa | 61234 | GT-2 |  | OP | GT | DFO | 21 | 0.023 | 4216 | 15177.4786 | 1822 | 6559.1475 | Distributed from 923 Generation And Fuel | 1971
20486 | 2022 | PR | Yauco | 61235 | 1 |  | OP | HY | WAT | 4.5 |  | GENYRONL: 1956
20487 | 2022 | PR | Yauco | 61235 | 2 |  | OP | HY | WAT | 4.5 |  | GENYRONL: 1956
20488 | 2022 | PR | Yauco | 61235 | 3 |  | OP | HY | WAT | 25 |  | GENYRONL: 1956
20489 | 2022 | RI | 10 Briggs Solar NG, LLC (East) | 62781 | 02818 |  | OP | PV | SUN | 5 | 0.161 | 7067 | 25440.9965 | 4063 | 14626.683 | Distributed from 923 Generation And Fuel | 2021
20490 | 2022 | RI | A Street 1 | 64114 | CPRI4 |  | OP | PV | SUN | 1.2 | 0.202 | 2127 | 7657.1387 | 1223 | 4402.7648 | Distributed from 923 Generation And Fuel | 2018
20491 | 2022 | RI | A Street 2 | 64111 | CPRI5 |  | OP | PV | SUN | 1.6 | 0.216 | 3029 | 10904.3128 | 1741 | 6267.5499 | Distributed from 923 Generation And Fuel | 2018
20492 | 2022 | RI | Alton Road Solar | 64723 | 50835 |  | OP | PV | SUN | 13.9 | 0.2 | 24361 | 87698.8984 | 14005 | 50417.5967 | Distributed from 923 Generation And Fuel | 2019
20493 | 2022 | RI | Blackhorse Farm Solar, LLC CSG | 63944 | BHF |  | OP | PV | SUN | 3.8 | 0.192 | 6380 | 22967.8163 | 3668 | 13204.6944 | Distributed from 923 Generation And Fuel | 2020
20494 | 2022 | RI | Blackstone/Tupperware | 50177 | GEN1 |  | OP | HY | WAT | 0.4 | 0.222 | 777.25 | 2798.0776 | 106 | 381.5969 | Distributed from 923 Generation And Fuel | 1981
20495 | 2022 | RI | Blackstone/Tupperware | 50177 | GEN2 |  | OP | HY | WAT | 0.4 | 0.222 | 777.25 | 2798.0776 | 106 | 381.5969 | Distributed from 923 Generation And Fuel | 1981
20496 | 2022 | RI | Blackstone/Tupperware | 50177 | GEN3 |  | OP | HY | WAT | 0.4 | 0.222 | 777.25 | 2798.0776 | 106 | 381.5969 | Distributed from 923 Generation And Fuel | 1981
20497 | 2022 | RI | Blackstone/Tupperware | 50177 | GEN4 |  | OP | HY | WAT | 0.4 | 0.222 | 777.25 | 2798.0776 | 106 | 381.5969 | Distributed from 923 Generation And Fuel | 1981
20498 | 2022 | RI | Block Island | 6567 | 23 |  | SB | IC | DFO | 1.2 | 0.006 | 58.479 | 210.5227 | 0.845 | 3.042 | Distributed from 923 Generation And Fuel | 2001
20499 | 2022 | RI | Block Island | 6567 | 24 |  | SB | IC | DFO | 1.6 | 0.006 | 77.972 | 280.697 | 1.127 | 4.0572 | Distributed from 923 Generation And Fuel | 2002
20500 | 2022 | RI | Block Island | 6567 | 25 |  | SB | IC | DFO | 1.8 | 0.006 | 87.718 | 315.7823 | 1.268 | 4.5648 | Distributed from 923 Generation And Fuel | 2006
20501 | 2022 | RI | Block Island | 6567 | 27 |  | SB | IC | DFO | 2.5 | 0.006 | 121.831 | 438.5881 | 1.761 | 6.3395 | Distributed from 923 Generation And Fuel | 2018
20502 | 2022 | RI | Block Island Wind Farm | 58035 | BIWF |  | OP | WS | WND | 30 | 0.423 | 111195 | 400298.7976 | 36767 | 132360.1411 | Distributed from 923 Generation And Fuel | 2016
20503 | 2022 | RI | Brookside | 60451 | PVBR |  | OP | PV | SUN | 1 | 0.178 | 1563 | 5626.755 | 899 | 3236.3741 | Distributed from 923 Generation And Fuel | 2015
20504 | 2022 | RI | CED Foster | 61499 | FORI |  | OP | PV | SUN | 2 | 0.192 | 3356 | 12081.5033 | 1775 | 6389.9489 | Distributed from 923 Generation And Fuel | 2017
20505 | 2022 | RI | Central Power Plant | 50621 | GEN4 |  | SB | ST | NG | 2 | 0 | 0 | 0 | 0 | 0 | EIA-923 Generator File | 1958
20506 | 2022 | RI | Central Power Plant | 50621 | GEN5 |  | OP | GT | NG | 3.5 | 0.331 | 10145.5 | 36523.5078 | 4395.5 | 15823.6734 | Distributed from 923 Generation And Fuel | 2004
20507 | 2022 | RI | Central Power Plant | 50621 | GEN6 |  | OP | GT | NG | 3.5 | 0.331 | 10145.5 | 36523.5078 | 4395.5 | 15823.6734 | Distributed from 923 Generation And Fuel | 2004
20508 | 2022 | RI | Central Power Plant | 50621 | GEN7 |  | OP | IC | NG | 2 | 0.056 | 976 | 3513.5719 | 722 | 2599.1792 | Distributed from 923 Generation And Fuel | 2015
20509 | 2022 | RI | Forbes Street Solar | 58583 | FSS1 |  | OP | PV | SUN | 3 | 0.129 | 3390 | 12203.9024 | 1949 | 7016.3439 | Distributed from 923 Generation And Fuel | 2013
20510 | 2022 | RI | Foster Solar | 65637 | 2481 |  | OP | PV | SUN | 1.2 | 0.157 | 1655 | 5957.9523 | 951 | 3423.5726 | Distributed from 923 Generation And Fuel | 2016
20511 | 2022 | RI | Founders Homestead Farms Solar | 62302 | RFH01 |  | OP | PV | SUN | 4.5 | 0.169 | 6680 | 24047.8076 | 3848 | 13852.6892 | Distributed from 923 Generation And Fuel | 2019
20512 | 2022 | RI | GD Glocester White Oak I, LLC | 64334 | GDWH |  | OP | PV | SUN | 1.8 | 0.192 | 3023 | 10882.7129 | 1738 | 6256.7499 | Distributed from 923 Generation And Fuel | 2020
20513 | 2022 | RI | GD Hopkinton Main I, LLC | 63893 | MAIN1 |  | OP | PV | SUN | 2.6 | 0.182 | 4141.604 | 14909.6551 | 2380.962 | 8571.3946 | Distributed from 923 Generation And Fuel | 2020
20514 | 2022 | RI | GD Hopkinton Main I, LLC | 63893 | MAIN2 |  | OP | PV | SUN | 3.9 | 0.182 | 6212.406 | 22364.4827 | 3571.443 | 12857.0919 | Distributed from 923 Generation And Fuel | 2020
20515 | 2022 | RI | GD Hopkinton Main I, LLC | 63893 | MAIN3 |  | OP | PV | SUN | 4.1 | 0.182 | 6530.991 | 23511.3795 | 3754.594 | 13516.4303 | Distributed from 923 Generation And Fuel | 2020
20516 | 2022 | RI | GD Johnson Scituate I, LLC | 65473 | GDJSI |  | OP | PV | SUN | 4.3 | 0.133 | 4994 | 17978.2562 | 2871 | 10335.5173 | Distributed from 923 Generation And Fuel | 2021
20517 | 2022 | RI | GD Richmond Buttonwoods I, LLC | 62567 | GDBUT |  | OP | PV | SUN | 1.3 | 0.179 | 2037 | 7333.1413 | 1171 | 4215.5663 | Distributed from 923 Generation And Fuel | 2020
20518 | 2022 | RI | GD West Greenwich Victory I, LLC | 62568 | GDVIC |  | OP | PV | SUN | 1.8 | 0.177 | 2796 | 10065.5195 | 1607 | 5785.1537 | Distributed from 923 Generation And Fuel | 2020
20519 | 2022 | RI | GDIM 1, LLC | 65474 | GDIM1 |  | OP | PV | SUN | 9.6 | 0.149 | 12531 | 45111.2391 | 7204 | 25934.1925 | Distributed from 923 Generation And Fuel | 2021
20520 | 2022 | RI | GDIM 2, LLC | 65475 | GDIM2 |  | OP | PV | SUN | 9.6 | 0.105 | 8805 | 31697.7464 | 5062 | 18223.0542 | Distributed from 923 Generation And Fuel | 2021
20521 | 2022 | RI | GDIM 3, LLC | 65476 | GDIM3 |  | OP | PV | SUN | 9.6 | 0.12 | 10068 | 36244.51 | 5788 | 20836.6333 | Distributed from 923 Generation And Fuel | 2021
20522 | 2022 | RI | GDIM 4, LLC | 65477 | GDIM4 |  | OP | PV | SUN | 9.6 | 0.143 | 12001 | 43203.2544 | 6899 | 24836.2013 | Distributed from 923 Generation And Fuel | 2021
20523 | 2022 | RI | Gold Meadow Farms | 64108 | CPRI7 |  | OP | PV | SUN | 16.2 | 0.207 | 29355 | 105677.1546 | 16876 | 60753.114 | Distributed from 923 Generation And Fuel | 2019
20524 | 2022 | RI | Green Providence Wind I, LLC | 65478 | GPWI |  | OP | WT | WND | 1.5 | 0.131 | 1720 | 6191.9505 | 543 | 1954.7844 | Distributed from 923 Generation And Fuel | 2021
20525 | 2022 | RI | Green Providence Wind II, LLC | 65479 | GPWII |  | OP | WT | WND | 3 | 0.094 | 2477 | 8917.1287 | 782 | 2815.1775 | Distributed from 923 Generation And Fuel | 2021
20526 | 2022 | RI | Hope Farm Solar, LLC | 61840 | HOPE |  | OP | PV | SUN | 10 | 0.195 | 17040 | 61343.5093 | 9796 | 35265.3179 | Distributed from 923 Generation And Fuel | 2019
20527 | 2022 | RI | Hopkins Hill CSG | 63136 | 64605 |  | OP | PV | SUN | 4.8 | 0.095 | 4006.316 | 14422.6222 | 2303.158 | 8291.3025 | Distributed from 923 Generation And Fuel | 2020
20528 | 2022 | RI | Hopkins Hill CSG | 63136 | HH1 |  | OP | PV | SUN | 3.3 | 0.095 | 2754.342 | 9915.5519 | 1583.421 | 5700.27 | Distributed from 923 Generation And Fuel | 2020
20529 | 2022 | RI | Hopkins Hill CSG | 63136 | HH2 |  | OP | PV | SUN | 3.3 | 0.095 | 2754.342 | 9915.5519 | 1583.421 | 5700.27 | Distributed from 923 Generation And Fuel | 2020
20530 | 2022 | RI | Hopkinton Phase 2 | 63191 | HTP2 |  | OP | PV | SUN | 2.5 | 0.166 | 3633 | 13078.6954 | 2089 | 7520.3398 | Distributed from 923 Generation And Fuel | 2020
20531 | 2022 | RI | ISM Solar Cranston CSG | 63718 | CR |  | OP | PV | SUN | 3.1 | 0.168 | 4563 | 16426.6686 | 2623 | 9442.7245 | Distributed from 923 Generation And Fuel | 2020
20532 | 2022 | RI | Johnston LFG Turbine Plant | 59254 | GENS1 | 1 | OP | CA | LFG | 10.5 | 0.626 | 57586.96 | 207311.3975 | 25674.93 | 92429.0086 | EIA-923 Generator File | 2013
20533 | 2022 | RI | Johnston LFG Turbine Plant | 59254 | GENT1 |  | OP | CT | LFG | 6.3 | 0.677 | 37358.58 | 134489.8121 | 16856.66 | 60683.4905 | EIA-923 Generator File | 2013
20534 | 2022 | RI | Johnston LFG Turbine Plant | 59254 | GENT2 |  | OP | CT | LFG | 6.3 | 0.701 | 38677.78 | 139238.8941 | 16854.72 | 60676.5066 | EIA-923 Generator File | 2013
20535 | 2022 | RI | Johnston LFG Turbine Plant | 59254 | GENT3 |  | OP | CT | LFG | 6.3 | 0.724 | 39941.69 | 143788.9337 | 17966.34 | 64678.3066 | EIA-923 Generator File | 2013
20536 | 2022 | RI | Johnston LFG Turbine Plant | 59254 | GENT4 |  | OP | CT | LFG | 6.3 | 0.741 | 40896.17 | 147225.0342 | 17937.24 | 64573.5474 | EIA-923 Generator File | 2013
20537 | 2022 | RI | Johnston Solar | 59858 | JSI01 |  | OP | PV | SUN | 1.5 | 0.141 | 1856 | 6681.5465 | 1067 | 3841.1693 | Distributed from 923 Generation And Fuel | 2015
20538 | 2022 | RI | Kearsarge East Providence | 64783 | EPRO |  | OP | PV | SUN | 2 | 0.208 | 3638 | 13096.6952 | 2092 | 7531.1398 | Distributed from 923 Generation And Fuel | 2020
20539 | 2022 | RI | Kearsarge Fogland | 64782 | TIV |  | OP | PV | SUN | 2.4 | 0.179 | 3764 | 13550.2916 | 2164 | 7790.3377 | Distributed from 923 Generation And Fuel | 2020
20540 | 2022 | RI | Kearsarge SKSC1 LLC | 62551 | SKSC1 |  | OP | PV | SUN | 3.8 | 0.194 | 6473 | 23302.6136 | 3721 | 13395.4928 | Distributed from 923 Generation And Fuel | 2018
20541 | 2022 | RI | Kearsarge SKSC2 LLC | 62558 | SKSC2 |  | OP | PV | SUN | 3.1 | 0.214 | 5805 | 20897.8328 | 3337 | 12013.1039 | Distributed from 923 Generation And Fuel | 2018
20542 | 2022 | RI | Kearsarge West Shore Solar LLC | 65954 | PORT |  | OP | PV | SUN | 5 | 0 | 0 | 0 | 0 | 0 | Distributed from 923 Generation And Fuel | 2022
20543 | 2022 | RI | Kearsarge Westerly | 64781 | WES |  | OP | PV | SUN | 4 | 0.206 | 7220 | 25991.7921 | 4151 | 14943.4805 | Distributed from 923 Generation And Fuel | 2020
20544 | 2022 | RI | Kilvert | 64113 | CPRI1 |  | OP | PV | SUN | 4.7 | 0.215 | 8837 | 31812.9455 | 5080 | 18287.8537 | Distributed from 923 Generation And Fuel | 2018
20545 | 2022 | RI | Little Bay | 60495 | 1 |  | OP | PV | SUN | 1.3 | 0.151 | 1718 | 6184.7505 | 988 | 3556.7715 | Distributed from 923 Generation And Fuel | 2014
20546 | 2022 | RI | Manchester Street | 3236 | G10A |  | OP | CT | NG | 125 | 0.201 | 220598 | 794146.4468 | 160949 | 579411.7647 | EIA-923 Generator File | 1995
20547 | 2022 | RI | Manchester Street | 3236 | G11A |  | OP | CT | NG | 125 | 0.218 | 238609 | 858985.5281 | 179470 | 646086.8313 | EIA-923 Generator File | 1995
20548 | 2022 | RI | Manchester Street | 3236 | GE10 | 1 | OP | CA | NG | 48 | 0.236 | 99420 | 357909.1367 | 72240 | 260061.9195 | EIA-923 Generator File | 1995
20549 | 2022 | RI | Manchester Street | 3236 | GE11 | 1 | OP | CA | NG | 46 | 0.284 | 114635 | 412682.6985 | 87016 | 313255.094 | EIA-923 Generator File | 1995
20550 | 2022 | RI | Manchester Street | 3236 | GE9A |  | OP | CT | NG | 125 | 0.199 | 218339 | 786014.1119 | 142579 | 513280.2938 | EIA-923 Generator File | 1995
20551 | 2022 | RI | Manchester Street | 3236 | GEN9 | 1 | OP | CA | NG | 46 | 0.247 | 99540 | 358341.1333 | 66600 | 239758.0819 | EIA-923 Generator File | 1995
20552 | 2022 | RI | Nautilus Goat Island Solar LLC (CSG) | 62672 | GI |  | OP | PV | SUN | 2.5 | 0.194 | 4249 | 15296.2776 | 2443 | 8794.7296 | Distributed from 923 Generation And Fuel | 2019
20553 | 2022 | RI | NBC Field's Point Wind Farm | 59692 | FPWTG |  | OP | WT | WND | 4.5 | 0.186 | 7329 | 26384.1889 | 2145 | 7721.9382 | Distributed from 923 Generation And Fuel | 2012
20554 | 2022 | RI | North Kingstown Solar LLC | 66582 | 07948 |  | OP | PV | SUN | 1.9 | 0.047 | 775 | 2789.9777 | 275 | 989.9921 | Distributed from 923 Generation And Fuel | 2022
20555 | 2022 | RI | North Providence | 64085 | CPRI2 |  | OP | PV | SUN | 2 | 0.189 | 3312 | 11923.1046 | 1904 | 6854.3452 | Distributed from 923 Generation And Fuel | 2018
20556 | 2022 | RI | North Smithfield Solar Power 1 | 61461 | NSS01 |  | OP | PV | SUN | 2 | 0.066 | 1150 | 4139.9669 | 661 | 2379.581 | Distributed from 923 Generation And Fuel | 2018
20557 | 2022 | RI | Ocean State BTM | 64760 | MESS |  | OP | BA | MWH | 3 | -0.044 | -1147 | -4129.167 | -656 | -2361.5811 | Distributed from 923 Generation And Fuel | 2022
20558 | 2022 | RI | Ocean State Power | 51030 | GEN1 |  | OP | CT | NG | 82.8 | 0.346 | 251275 | 904582.7633 | 109823 | 395359.6371 | EIA-923 Generator File | 1990
20559 | 2022 | RI | Ocean State Power | 51030 | GEN2 |  | OP | CT | NG | 82.8 | 0.327 | 237508 | 855021.9598 | 105456 | 379638.5629 | EIA-923 Generator File | 1990
20560 | 2022 | RI | Ocean State Power | 51030 | GEN3 | 2 | OP | CA | NG | 88.6 | 0.356 | 276245 | 994474.0442 | 125620 | 452228.3822 | EIA-923 Generator File | 1990
20561 | 2022 | RI | Ocean State Power II | 54324 | GEN1 |  | OP | CT | NG | 82.8 | 0.307 | 222321 | 800349.1972 | 83758 | 301526.3878 | EIA-923 Generator File | 1991
20562 | 2022 | RI | Ocean State Power II | 54324 | GEN2 |  | OP | CT | NG | 82.8 | 0.32 | 231841 | 834620.923 | 86376 | 310951.1124 | EIA-923 Generator File | 1991
20563 | 2022 | RI | Ocean State Power II | 54324 | GEN3 | 2 | OP | CA | NG | 88.6 | 0.327 | 253884 | 913975.0882 | 99785 | 359223.1262 | EIA-923 Generator File | 1991
20564 | 2022 | RI | Orbit Energy RI | 60831 | 1 |  | OP | IC | OBG | 3.2 | 0.131 | 3666 | 13197.4944 | 1555 | 5597.9552 | Distributed from 923 Generation And Fuel | 2017
20565 | 2022 | RI | Pine Hill | 63997 | PHS01 |  | OP | PV | SUN | 5 | 0.186 | 8129 | 29264.1659 | 4673 | 16822.6654 | Distributed from 923 Generation And Fuel | 2020
20566 | 2022 | RI | Plainfield Pike | 64116 | CPRI6 |  | OP | PV | SUN | 2 | 0.223 | 3906 | 14061.4875 | 2246 | 8085.5353 | Distributed from 923 Generation And Fuel | 2019
20567 | 2022 | RI | Rhode Island Hospital | 52024 | GEN2 | 5 | OP | ST | NG | 1.7 | 0.599 | 8925.11 | 32130.139 | 1346.13 | 4846.0292 | EIA-923 Generator File | 1974
20568 | 2022 | RI | Rhode Island Hospital | 52024 | GEN4 | 5 | OP | ST | NG | 1.7 | 0.133 | 1987.54 | 7155.0868 | 536.34 | 1930.8086 | EIA-923 Generator File | 1974
20569 | 2022 | RI | Rhode Island Hospital | 52024 | NEW1 | 5 | OP | ST | NG | 3.5 | 0.369 | 11301.97 | 40686.7665 | 4666.06 | 16797.6816 | EIA-923 Generator File | 1993
20570 | 2022 | RI | Rhode Island Hospital | 52024 | NEW3 | 5 | OP | ST | NG | 3.5 | 0.064 | 1976.41 | 7115.0191 | 0 | 0 | EIA-923 Generator File | 1993
20571 | 2022 | RI | Rhode Island State Energy Center | 55107 | CTG1 |  | OP | CT | NG | 196 | 0.618 | 1061680 | 3822017.4239 | 472691 | 1701673.9866 | EIA-923 Generator File | 2002
20572 | 2022 | RI | Rhode Island State Energy Center | 55107 | CTG2 |  | OP | CT | NG | 196 | 0.61 | 1047564 | 3771200.2304 | 460931 | 1659338.3253 | EIA-923 Generator File | 2002
20573 | 2022 | RI | Rhode Island State Energy Center | 55107 | STG1 | 2 | OP | CA | NG | 204 | 0.663 | 1185629 | 4268230.2542 | 536229 | 1930408.9567 | EIA-923 Generator File | 2002
20574 | 2022 | RI | Richmond NMCA | 62301 | RNM02 |  | OP | PV | SUN | 4 | 0.179 | 6269 | 22568.2195 | 3460 | 12455.9004 | Distributed from 923 Generation And Fuel | 2018
20575 | 2022 | RI | Ridgewood Providence Power | 50365 | PH21 |  | OP | IC | LFG | 1.6 | 0.006 | 80.75 | 290.6977 | 34.25 | 123.299 | Distributed from 923 Generation And Fuel | 2005
20576 | 2022 | RI | Ridgewood Providence Power | 50365 | PH22 |  | OP | IC | LFG | 1.6 | 0.006 | 80.75 | 290.6977 | 34.25 | 123.299 | Distributed from 923 Generation And Fuel | 2005
20577 | 2022 | RI | Ridgewood Providence Power | 50365 | PH23 |  | OP | IC | LFG | 1.6 | 0.006 | 80.75 | 290.6977 | 34.25 | 123.299 | Distributed from 923 Generation And Fuel | 2005
20578 | 2022 | RI | Ridgewood Providence Power | 50365 | PH24 |  | OP | IC | LFG | 1.6 | 0.006 | 80.75 | 290.6977 | 34.25 | 123.299 | Distributed from 923 Generation And Fuel | 2005
20579 | 2022 | RI | Roger Williams - Melville at Portsmouth | 64299 | MEL |  | OP | PV | SUN | 3 | 0.169 | 4430 | 15947.8724 | 2547 | 9169.1266 | Distributed from 923 Generation And Fuel | 2021
20580 | 2022 | RI | Smithfield Solar Farm, LLC | 64549 | PV1 |  | OP | PV | SUN | 2.4 | 0.202 | 4239 | 15260.2779 | 2437 | 8773.1298 | Distributed from 923 Generation And Fuel | 2020
20581 | 2022 | RI | Thundermist Hydro | 54688 | HYD1 |  | OP | HY | WAT | 1.2 | 0.406 | 4266 | 15357.4771 | 1197 | 4309.1655 | Distributed from 923 Generation And Fuel | 1981
20582 | 2022 | RI | Tiverton Power Plant | 55048 | UNT1 |  | OP | CT | NG | 179.3 | 0.444 | 697752 | 2511887.1049 | 373123 | 1343232.0541 | EIA-923 Generator File | 2000
20583 | 2022 | RI | Tiverton Power Plant | 55048 | UNT2 | 1 | OP | CA | NG | 93.2 | 0.446 | 364320 | 1311541.5077 | 190194 | 684692.9225 | EIA-923 Generator File | 2000
20584 | 2022 | RI | Toray Plastic America's CHP Plant | 61857 | CG1 |  | OP | GT | NG | 7.5 | 0.847 | 55652 | 200345.5972 | 27515 | 99053.2076 | Distributed from 923 Generation And Fuel | 2003
20585 | 2022 | RI | Toray Plastic America's CHP Plant | 61857 | KG12 |  | OP | IC | NG | 5 | 0.874 | 38268 | 137763.6979 | 18920.4 | 68112.8951 | Distributed from 923 Generation And Fuel | 2014
20586 | 2022 | RI | Toray Plastic America's CHP Plant | 61857 | KG18 |  | OP | IC | NG | 7.5 | 0.874 | 57402 | 206645.5468 | 28380.6 | 102169.3426 | Distributed from 923 Generation And Fuel | 2014
20587 | 2022 | RI | Town of Burrillville Solar CSG | 62898 | X0042 |  | OP | PV | SUN | 3.3 | 0.136 | 3926 | 14133.4869 | 2257 | 8125.135 | Distributed from 923 Generation And Fuel | 2020
20588 | 2022 | RI | TPE King Solar Holdings1, LLC (CSG) | 64603 | KING1 |  | OP | PV | SUN | 12.7 | 0.15 | 16707 | 60144.7188 | 11318 | 40744.474 | Distributed from 923 Generation And Fuel | 2022
20589 | 2022 | RI | University Solar, LLC | 63668 | URI |  | OP | PV | SUN | 24 | 0.162 | 33958 | 122247.822 | 19953 | 71830.2254 | Distributed from 923 Generation And Fuel | 2019
20590 | 2022 | RI | WED Coventry 1 | 59301 | WEDC1 |  | OP | WT | WND | 1.5 | 0.207 | 2719 | 9788.3217 | 858 | 3088.7753 | Distributed from 923 Generation And Fuel | 2016
20591 | 2022 | RI | WED Coventry 2 | 59302 | COV2 |  | OP | WT | WND | 1.5 | 0.26 | 3422.333 | 12320.3002 | 957.667 | 3447.5736 | Distributed from 923 Generation And Fuel | 2016
20592 | 2022 | RI | WED Coventry 2 | 59302 | COV2A |  | OP | WT | WND | 1.5 | 0.26 | 3422.333 | 12320.3002 | 957.667 | 3447.5736 | Distributed from 923 Generation And Fuel | 2016
20593 | 2022 | RI | WED Coventry 2 | 59302 | COV2B |  | OP | WT | WND | 1.5 | 0.26 | 3422.333 | 12320.3002 | 957.667 | 3447.5736 | Distributed from 923 Generation And Fuel | 2016
20594 | 2022 | RI | WED Coventry 3 | 59305 | WEDC3 |  | OP | WT | WND | 1.5 | 0.141 | 1851 | 6663.5467 | 584 | 2102.3832 | Distributed from 923 Generation And Fuel | 2016
20595 | 2022 | RI | WED Coventry 4 | 59306 | WEDC4 |  | OP | WT | WND | 1.5 | 0.188 | 2474 | 8906.3287 | 781 | 2811.5775 | Distributed from 923 Generation And Fuel | 2016
20596 | 2022 | RI | WED Coventry 5 | 59313 | COV5 |  | OP | WT | WND | 1.5 | 0.246 | 3239 | 11660.3067 | 1022 | 3679.1706 | Distributed from 923 Generation And Fuel | 2017
20597 | 2022 | RI | WED Coventry 6 | 59314 | COV6 |  | OP | WT | WND | 1.5 | 0.219 | 2882 | 10375.117 | 754.333 | 2715.5771 | Distributed from 923 Generation And Fuel | 2016
20598 | 2022 | RI | WED Coventry 6 | 59314 | COV6A |  | OP | WT | WND | 1.5 | 0.219 | 2882 | 10375.117 | 754.333 | 2715.5771 | Distributed from 923 Generation And Fuel | 2016
20599 | 2022 | RI | WED Coventry 6 | 59314 | COV6B |  | OP | WT | WND | 1.5 | 0.219 | 2882 | 10375.117 | 754.333 | 2715.5771 | Distributed from 923 Generation And Fuel | 2016
20600 | 2022 | RI | WED Coventry Seven, LLC | 64333 | WED7 |  | OP | PV | SUN | 3 | 0.161 | 4227 | 15217.0783 | 2430 | 8747.93 | Distributed from 923 Generation And Fuel | 2020
20601 | 2022 | RI | WED Green Hill, LLC | 62106 | GHILL |  | OP | WT | WND | 3 | 0.268 | 7031 | 25311.3975 | 1937 | 6973.1442 | Distributed from 923 Generation And Fuel | 2019
20602 | 2022 | RI | WED GW Solar, LLC | 62118 | GWSOL |  | OP | PV | SUN | 3 | 0.173 | 4537 | 16333.0693 | 2608 | 9388.7249 | Distributed from 923 Generation And Fuel | 2019
20603 | 2022 | RI | WED Kingstown Solar I - East Array | 61622 | KTNWA |  | OP | PV | SUN | 3 | 0.195 | 5133 | 18478.6522 | 2951 | 10623.515 | Distributed from 923 Generation And Fuel | 2017
20604 | 2022 | RI | WED Kingstown Solar I, LLC - West | 61612 | KTNEA |  | OP | PV | SUN | 1.5 | 0.176 | 2314 | 8330.3334 | 1330 | 4787.9617 | Distributed from 923 Generation And Fuel | 2017
20605 | 2022 | RI | WED NK Green | 59295 | NKG1 |  | OP | WT | WND | 1.5 | 0.209 | 2751 | 9903.5208 | 868 | 3124.775 | Distributed from 923 Generation And Fuel | 2012
20606 | 2022 | RI | WED Plainfield II, LLC | 62107 | PLAI2 |  | OP | WT | WND | 3 | 0.276 | 7258 | 26128.591 | 2290 | 8243.934 | Distributed from 923 Generation And Fuel | 2019
20607 | 2022 | RI | WED Plainfield III, LLC | 62108 | PLAI3 |  | OP | WT | WND | 3 | 0.242 | 6352 | 22867.0171 | 2004 | 7214.3423 | Distributed from 923 Generation And Fuel | 2019
20608 | 2022 | RI | WED Plainfield, LLC | 62109 | PLAI1 |  | OP | WT | WND | 3 | 0.251 | 6600 | 23759.8099 | 2083 | 7498.74 | Distributed from 923 Generation And Fuel | 2019
20609 | 2022 | RI | WED Portsmouth One, LLC | 61002 | PORT1 |  | OP | WT | WND | 1.5 | 0.35 | 4603 | 16570.6674 | 1453 | 5230.7582 | Distributed from 923 Generation And Fuel | 2016
20610 | 2022 | RI | WED Shun I, LLC | 62110 | SHUN1 |  | OP | WT | WND | 3 | 0.299 | 7870 | 28331.7733 | 2126 | 7653.5388 | Distributed from 923 Generation And Fuel | 2019
20611 | 2022 | RI | WED Shun II, LLC | 62111 | SHUN2 |  | OP | WT | WND | 3 | 0.278 | 7305 | 26297.7896 | 2305 | 8297.9336 | Distributed from 923 Generation And Fuel | 2019
20612 | 2022 | RI | WED Shun III, LLC | 62112 | SHUN3 |  | OP | WT | WND | 3 | 0.291 | 7651 | 27543.3797 | 2414 | 8690.3305 | Distributed from 923 Generation And Fuel | 2019
20613 | 2022 | RI | WED Stilson Solar | 61613 | STILS |  | OP | PV | SUN | 2 | 0.19 | 3332 | 11995.104 | 1916 | 6897.5448 | Distributed from 923 Generation And Fuel | 2017
20614 | 2022 | RI | West Davisville Solar | 59043 | PV1 |  | OP | PV | SUN | 2 | 0.146 | 2565 | 9233.9261 | 1475 | 5309.9575 | Distributed from 923 Generation And Fuel | 2013
20615 | 2022 | RI | West Greenwich Solar | 58214 | WGRI |  | OP | PV | SUN | 1.9 | 0.167 | 2775 | 9989.9201 | 1456 | 5241.5581 | Distributed from 923 Generation And Fuel | 2013
20616 | 2022 | RI | White Rock Road LLC | 66584 | 07367 |  | OP | PV | SUN | 6.5 | 0 | 0 | 0 | 0 | 0 | Distributed from 923 Generation And Fuel | 2022
20617 | 2022 | SC | 1634 Solar | 61935 | 3 |  | OP | PV | SUN | 2 | 0.245 | 4298 | 15472.6762 | 2163 | 7786.7377 | Distributed from 923 Generation And Fuel | 2021
20618 | 2022 | SC | 99 Islands | 3272 | 1 |  | OP | HY | WAT | 3 | 0.431 | 11337 | 40812.8735 | 3672.5 | 13220.8942 | Distributed from 923 Generation And Fuel | 1910
20619 | 2022 | SC | 99 Islands | 3272 | 2 |  | OP | HY | WAT | 3 | 0.431 | 11337 | 40812.8735 | 3672.5 | 13220.8942 | Distributed from 923 Generation And Fuel | 1910
20620 | 2022 | SC | 99 Islands | 3272 | 3 |  | OP | HY | WAT | 3 | 0.431 | 11337 | 40812.8735 | 3672.5 | 13220.8942 | Distributed from 923 Generation And Fuel | 1910
20621 | 2022 | SC | 99 Islands | 3272 | 4 |  | OP | HY | WAT | 3 | 0.431 | 11337 | 40812.8735 | 3672.5 | 13220.8942 | Distributed from 923 Generation And Fuel | 1910
20622 | 2022 | SC | Abbot Solar | 61936 | 2 |  | OP | PV | SUN | 2 | 0.227 | 3980 | 14327.8854 | 2003 | 7210.7423 | Distributed from 923 Generation And Fuel | 2018
20623 | 2022 | SC | Ace Solar | 61937 | 18 |  | OP | PV | SUN | 1 | 0.232 | 2035 | 7325.9414 | 1024 | 3686.3705 | Distributed from 923 Generation And Fuel | 2020
20624 | 2022 | SC | Adams | 64682 | ADA |  | OP | PV | SUN | 2 | 0.262 | 4598 | 16552.6676 | 2314 | 8330.3334 | Distributed from 923 Generation And Fuel | 2021
20625 | 2022 | SC | AGA TAG Solar III LLC | 63243 | SCAG |  | OP | PV | SUN | 2 | 0.222 | 3890 | 14003.888 | 1958 | 7048.7436 | Distributed from 923 Generation And Fuel | 2020
20626 | 2022 | SC | Allendale Biomass | 58706 | GEN1 | 1 | OP | ST | WDS | 22.5 | 0.766 | 150976 | 543509.2519 | 67037 | 241331.2693 | EIA-923 Generator File | 2013
20627 | 2022 | SC | Anderson (SC) | 64409 | ANDER |  | OP | PV | SUN | 2 | 0.258 | 4522 | 16279.0698 | 2276 | 8193.5345 | Distributed from 923 Generation And Fuel | 2021
20628 | 2022 | SC | Anderson Regional Landfill | 56121 | A2 |  | OS | IC | LFG | 1.6 | -0.015 | -207.5 | -746.994 | -84.5 | -304.1976 | Distributed from 923 Generation And Fuel | 2008
20629 | 2022 | SC | Anderson Regional Landfill | 56121 | A3 |  | OS | IC | LFG | 1.6 | -0.015 | -207.5 | -746.994 | -84.5 | -304.1976 | Distributed from 923 Generation And Fuel | 2008
20630 | 2022 | SC | Atood II | 61960 | GEN1 |  | OP | PV | SUN | 2 | 0.24 | 4201 | 15123.479 | 2114 | 7610.3391 | Distributed from 923 Generation And Fuel | 2018
20631 | 2022 | SC | ATOOD Solar III LLC | 63242 | SCAT |  | OP | PV | SUN | 2 | 0.199 | 3492 | 12571.0994 | 1757 | 6325.1494 | Distributed from 923 Generation And Fuel | 2019
20632 | 2022 | SC | Augusta Solar | 63720 | PGR23 |  | OP | PV | SUN | 2 | 0.232 | 4062 | 14623.083 | 2044 | 7358.3411 | Distributed from 923 Generation And Fuel | 2020
20633 | 2022 | SC | Bad Creek | 7125 | 1 |  | OP | PS | WAT | 420 | -0.035 | -129445.806 | -466001.1736 | -61262.137 | -220541.9289 | Distributed from 923 Generation And Fuel | 1991
20634 | 2022 | SC | Bad Creek | 7125 | 2 |  | OP | PS | WAT | 420 | -0.035 | -129445.806 | -466001.1736 | -61262.137 | -220541.9289 | Distributed from 923 Generation And Fuel | 1991
20635 | 2022 | SC | Bad Creek | 7125 | 3 |  | OP | PS | WAT | 324 | -0.035 | -99858.194 | -359486.6225 | -47259.363 | -170132.3457 | Distributed from 923 Generation And Fuel | 1991
20636 | 2022 | SC | Bad Creek | 7125 | 4 |  | OP | PS | WAT | 324 | -0.035 | -99858.194 | -359486.6225 | -47259.363 | -170132.3457 | Distributed from 923 Generation And Fuel | 1991
20637 | 2022 | SC | Ballenger Road Solar A | 63759 | BALGR |  | OP | PV | SUN | 2 | 0.215 | 3768 | 13564.6915 | 1896 | 6825.5454 | Distributed from 923 Generation And Fuel | 2020
20638 | 2022 | SC | Bani Solar | 61938 | 4 |  | OP | PV | SUN | 2 | 0.261 | 4572 | 16459.0683 | 2301 | 8283.5337 | Distributed from 923 Generation And Fuel | 2021
20639 | 2022 | SC | Barnwell Solar | 61327 | PGRB1 |  | OP | PV | SUN | 5.4 | 0.233 | 11045 | 39761.6819 | 5558 | 20008.6399 | Distributed from 923 Generation And Fuel | 2017
20640 | 2022 | SC | Bell Bay Solar Farm | 62395 | 1 |  | OP | PV | SUN | 1.6 | 0.185 | 2598 | 9352.7252 | 1307 | 4705.1624 | Distributed from 923 Generation And Fuel | 2018
20641 | 2022 | SC | Berkeley County Landfill | 57945 | B1 |  | OP | IC | LFG | 1.6 | 0.094 | 1316.5 | 4739.3621 | 535.5 | 1927.7846 | Distributed from 923 Generation And Fuel | 2011
20642 | 2022 | SC | Berkeley County Landfill | 57945 | B2 |  | OP | IC | LFG | 1.6 | 0.094 | 1316.5 | 4739.3621 | 535.5 | 1927.7846 | Distributed from 923 Generation And Fuel | 2011
20643 | 2022 | SC | Berry Road Solar | 64472 | BERRY |  | OP | PV | SUN | 2 | 0.202 | 3533 | 12718.6983 | 1778 | 6400.7488 | Distributed from 923 Generation And Fuel | 2021
20644 | 2022 | SC | Beulah Solar | 66709 | BEULA |  | OP | PV | SUN | 74.9 | 0.15 | 98457 | 354442.3645 | 77980 | 280725.7542 | Distributed from 923 Generation And Fuel | 2022
20645 | 2022 | SC | Bishopville Solar II, LLC | 65781 | BSHP2 |  | OP | PV | SUN | 10 | 0 | 8 | 28.7998 | 0 | 0 | Distributed from 923 Generation And Fuel | 2022
20646 | 2022 | SC | Blacktip Solar | 61939 | 5 |  | OP | PV | SUN | 2 | 0.23 | 4033 | 14518.6839 | 2029 | 7304.3416 | Distributed from 923 Generation And Fuel | 2018
20647 | 2022 | SC | Blackville Solar Farm, LLC | 61918 | 1 |  | OP | PV | SUN | 7.2 | 0.254 | 16013 | 57646.3388 | 8058 | 29008.5679 | Distributed from 923 Generation And Fuel | 2020
20648 | 2022 | SC | Blackville Solar II | 61973 | C2BV |  | OP | PV | SUN | 20 | 0.194 | 34014 | 122449.4204 | 17116 | 61617.1071 | Distributed from 923 Generation And Fuel | 2019
20649 | 2022 | SC | Bloom Solar | 61940 | 6 |  | OP | PV | SUN | 2 | 0.23 | 4033 | 14518.6839 | 2029 | 7304.3416 | Distributed from 923 Generation And Fuel | 2019
20650 | 2022 | SC | Bluebird Solar SC LLC | 63833 | BB |  | OP | PV | SUN | 3 | 0.261 | 6868 | 24724.6022 | 3456 | 12441.5005 | Distributed from 923 Generation And Fuel | 2020
20651 | 2022 | SC | BMW Manufacturing Co | 58173 | GT601 |  | OP | GT | LFG | 5.5 | 0.317 | 15276 | 54993.1601 | 6360 | 22895.8168 | Distributed from 923 Generation And Fuel | 2009
20652 | 2022 | SC | BMW Manufacturing Co | 58173 | GT602 |  | OP | GT | LFG | 5.5 | 0.317 | 15276 | 54993.1601 | 6360 | 22895.8168 | Distributed from 923 Generation And Fuel | 2009
20653 | 2022 | SC | Bond Solar | 61941 | 7 |  | OP | PV | SUN | 2 | 0.195 | 3424 | 12326.3014 | 1723 | 6202.7504 | Distributed from 923 Generation And Fuel | 2018
20654 | 2022 | SC | Bonefish Solar | 63461 | PGR15 |  | OP | PV | SUN | 2 | 0.239 | 4186 | 15069.4794 | 2106 | 7581.5393 | Distributed from 923 Generation And Fuel | 2019
20655 | 2022 | SC | Boyds Mill Hydro | 3253 | 1 |  | OP | HY | WAT | 0.7 | 0.287 | 1761 | 6339.5493 | 570.5 | 2053.7836 | Distributed from 923 Generation And Fuel | 1996
20656 | 2022 | SC | Boyds Mill Hydro | 3253 | 2 |  | OP | HY | WAT | 0.7 | 0.287 | 1761 | 6339.5493 | 570.5 | 2053.7836 | Distributed from 923 Generation And Fuel | 1996
20657 | 2022 | SC | Briarwood | 64410 | BRIAR |  | OP | PV | SUN | 2 | 0.201 | 3521 | 12675.4986 | 1772 | 6379.149 | Distributed from 923 Generation And Fuel | 2020
20658 | 2022 | SC | Broad River Energy Center | 55166 | CT01 |  | OP | GT | NG | 197 | 0.141 | 243324.6 | 875961.5523 | 177262 | 638138.0949 | Distributed from 923 Generation And Fuel | 2000
20659 | 2022 | SC | Broad River Energy Center | 55166 | CT02 |  | OP | GT | NG | 197 | 0.141 | 243324.6 | 875961.5523 | 177262 | 638138.0949 | Distributed from 923 Generation And Fuel | 2000
20660 | 2022 | SC | Broad River Energy Center | 55166 | CT03 |  | OP | GT | NG | 197 | 0.141 | 243324.6 | 875961.5523 | 177262 | 638138.0949 | Distributed from 923 Generation And Fuel | 2000
20661 | 2022 | SC | Broad River Energy Center | 55166 | CT04 |  | OP | GT | NG | 197 | 0.141 | 243324.6 | 875961.5523 | 177262 | 638138.0949 | Distributed from 923 Generation And Fuel | 2001
20662 | 2022 | SC | Broad River Energy Center | 55166 | CT05 |  | OP | GT | NG | 197 | 0.141 | 243324.6 | 875961.5523 | 177262 | 638138.0949 | Distributed from 923 Generation And Fuel | 2001
20663 | 2022 | SC | Bull Street Plant | 59727 | GEN1 |  | OP | GT | NG | 2 | 0 | 1 | 3.6 | 1 | 3.6 | Distributed from 923 Generation And Fuel | 2005
20664 | 2022 | SC | Camden South Carolina | 10795 | GEN3 | 7 | OP | ST | NG | 19 | 0 | 0 | 0 | 0 | 0 | EIA-923 Generator File | 1993
20665 | 2022 | SC | Cameron Solar | 61489 | CAM |  | OP | PV | SUN | 20 | 0.255 | 44715 | 160972.7122 | 22068 | 79444.1644 | Distributed from 923 Generation And Fuel | 2017
20666 | 2022 | SC | Cameron Solar II | 61326 | PGRB2 |  | OP | PV | SUN | 4.1 | 0.245 | 8783 | 31618.5471 | 4420 | 15911.8727 | Distributed from 923 Generation And Fuel | 2017
20667 | 2022 | SC | Cardinal Solar LLC | 63973 | CARD |  | OP | PV | SUN | 7 | 0.271 | 16639 | 59899.9208 | 8373 | 30142.5589 | Distributed from 923 Generation And Fuel | 2020
20668 | 2022 | SC | Catawba | 6036 | 1 | 1 | OP | ST | NUC | 1205.1 | 0.898 | 9481432 | 34132882.1369 | 3951687 | 14225959.3923 | Distributed from 923 Generation And Fuel | 1985
20669 | 2022 | SC | Catawba | 6036 | 2 | 1 | OP | ST | NUC | 1205.1 | 0.898 | 9481432 | 34132882.1369 | 3951687 | 14225959.3923 | Distributed from 923 Generation And Fuel | 1986
20670 | 2022 | SC | Cedar Creek | 3255 | 1 |  | OP | HY | WAT | 15 | 0.338 | 44439 | 159979.1202 | 14396 | 51825.1854 | Distributed from 923 Generation And Fuel | 1926
20671 | 2022 | SC | Cedar Creek | 3255 | 2 |  | OP | HY | WAT | 15 | 0.338 | 44439 | 159979.1202 | 14396 | 51825.1854 | Distributed from 923 Generation And Fuel | 1926
20672 | 2022 | SC | Cedar Creek | 3255 | 3 |  | OP | HY | WAT | 15 | 0.338 | 44439 | 159979.1202 | 14396 | 51825.1854 | Distributed from 923 Generation And Fuel | 1926
20673 | 2022 | SC | Centerfield Cooper Solar, LLC | 63810 | PGR24 |  | OP | PV | SUN | 75 | 0.235 | 154458 | 556044.3516 | 79449 | 286014.1119 | Distributed from 923 Generation And Fuel | 2020
20674 | 2022 | SC | Central Energy Facility | 58400 | GT01 |  | OP | GT | NG | 5.5 | 0 | 12 | 43.1997 | 11 | 39.5997 | Distributed from 923 Generation And Fuel | 2000
20675 | 2022 | SC | Central Plant | 10280 | ENG1 |  | SB | IC | DFO | 1.1 | 0 | 0 | 0 | 0 | 0 | Distributed from 923 Generation And Fuel | 1978
20676 | 2022 | SC | Central Plant | 10280 | ENG5 |  | SB | IC | DFO | 1 | 0 | 0 | 0 | 0 | 0 | Distributed from 923 Generation And Fuel | 2008
20677 | 2022 | SC | Central Plant | 10280 | ENG6 |  | SB | IC | DFO | 1 | 0 | 0 | 0 | 0 | 0 | Distributed from 923 Generation And Fuel | 2008
20678 | 2022 | SC | Central Plant | 10280 | ENG7 |  | SB | IC | DFO | 1 | 0 | 0 | 0 | 0 | 0 | Distributed from 923 Generation And Fuel | 2008
20679 | 2022 | SC | Champion Solar | 61522 | PGRD3 |  | OP | PV | SUN | 10.8 | 0.248 | 23465 | 84473.3242 | 11808 | 42508.4599 | Distributed from 923 Generation And Fuel | 2017
20680 | 2022 | SC | Cherokee County Cogen | 55043 | GT1 |  | OP | CT | NG | 60 | 0.523 | 274898 | 989624.883 | 93829.07 | 337781.9497 | EIA-923 Generator File | 1998
20681 | 2022 | SC | Cherokee County Cogen | 55043 | ST1 | 1 | OP | CA | NG | 41.2 | 0.397 | 143282.58 | 515813.1615 | 51489.54 | 185360.8611 | EIA-923 Generator File | 1998
20682 | 2022 | SC | Cherokee Falls | 10173 | T-1 |  | OP | HY | WAT | 4.3 | 0.062 | 2319 | 8348.3332 | 880 | 3167.9747 | Distributed from 923 Generation And Fuel | 1985
20683 | 2022 | SC | Cherry Blossom Solar LLC | 63505 | CB |  | OP | PV | SUN | 10 | 0.235 | 20593 | 74134.2069 | 10363 | 37306.5015 | Distributed from 923 Generation And Fuel | 2019
20684 | 2022 | SC | City West Diesel Plant | 57886 | DI1 |  | OP | IC | DFO | 1.8 | 0.001 | 19 | 68.3995 | 5.5 | 19.7998 | Distributed from 923 Generation And Fuel | 2011
20685 | 2022 | SC | City West Diesel Plant | 57886 | DI2 |  | OP | IC | DFO | 1.8 | 0.001 | 19 | 68.3995 | 5.5 | 19.7998 | Distributed from 923 Generation And Fuel | 2011
20686 | 2022 | SC | City West Diesel Plant | 57886 | DI3 |  | OP | IC | DFO | 1.8 | 0.001 | 19 | 68.3995 | 5.5 | 19.7998 | Distributed from 923 Generation And Fuel | 2011
20687 | 2022 | SC | City West Diesel Plant | 57886 | DI4 |  | OP | IC | DFO | 1.8 | 0.001 | 19 | 68.3995 | 5.5 | 19.7998 | Distributed from 923 Generation And Fuel | 2011
20688 | 2022 | SC | Clifton Dam 3 Power Station | 52049 | 1H |  | OP | HY | WAT | 0.7 | 0.376 | 2306.5 | 8303.3336 | 747.25 | 2690.0785 | Distributed from 923 Generation And Fuel | 1987
20689 | 2022 | SC | Clifton Dam 3 Power Station | 52049 | 2V |  | OP | HY | WAT | 0.5 | 0.376 | 1647.5 | 5930.9526 | 533.75 | 1921.4846 | Distributed from 923 Generation And Fuel | 1985
20690 | 2022 | SC | Coit GT | 3281 | 1 |  | OP | GT | DFO | 19.6 | 0.003 | 575.5 | 2071.7834 | 178.5 | 642.5949 | Distributed from 923 Generation And Fuel | 1969 | 2024
20691 | 2022 | SC | Coit GT | 3281 | 2 |  | OP | GT | DFO | 19.6 | 0.003 | 575.5 | 2071.7834 | 178.5 | 642.5949 | Distributed from 923 Generation And Fuel | 1969 | 2024
20692 | 2022 | SC | Colleton Solar Farm | 58700 | CS300 |  | OP | PV | SUN | 2.5 | 0.158 | 3465 | 12473.9002 | 1744 | 6278.3498 | Distributed from 923 Generation And Fuel | 2013
20693 | 2022 | SC | Columbia Canal Hydro | 3283 | 1 |  | OS | HY | WAT | 1.6 |  | GENYRONL: 1929
20694 | 2022 | SC | Columbia Canal Hydro | 3283 | 2 |  | OS | HY | WAT | 1.6 |  | GENYRONL: 1929
20695 | 2022 | SC | Columbia Canal Hydro | 3283 | 3 |  | OS | HY | WAT | 1.6 |  | GENYRONL: 1929
20696 | 2022 | SC | Columbia Canal Hydro | 3283 | 4 |  | OS | HY | WAT | 1.3 |  | GENYRONL: 1953
20697 | 2022 | SC | Columbia Canal Hydro | 3283 | 5 |  | OS | HY | WAT | 1.3 |  | GENYRONL: 1953
20698 | 2022 | SC | Columbia Canal Hydro | 3283 | 6 |  | OS | HY | WAT | 1.6 |  | GENYRONL: 1928
20699 | 2022 | SC | Columbia Canal Hydro | 3283 | 7 |  | OS | HY | WAT | 1.6 |  | GENYRONL: 1927
20700 | 2022 | SC | Columbia Energy Center (SC) | 55386 | CT1 |  | OP | CT | NG | 197 | 0.412 | 711390 | 2560983.5121 | 338666 | 1219187.8465 | EIA-923 Generator File | 2004
20701 | 2022 | SC | Columbia Energy Center (SC) | 55386 | CT2 |  | OP | CT | NG | 197 | 0.608 | 1050058 | 3780178.5586 | 471610 | 1697782.4177 | EIA-923 Generator File | 2004
20702 | 2022 | SC | Columbia Energy Center (SC) | 55386 | ST1 | 2 | OP | CA | NG | 274.5 | 0.395 | 949865 | 3419486.6441 | 458081 | 1649078.4074 | EIA-923 Generator File | 2004
20703 | 2022 | SC | Cope | 7210 | ST1 | 1 | OP | ST | NG | 417.3 | 0.471 | 1722575 | 6201220.3902 | 799910 | 2879652.9628 | EIA-923 Generator File | 1996
20704 | 2022 | SC | Cross | 130 | 1 | 1 | OP | ST | BIT | 590.9 | 0.173 | 896274 | 3226560.5875 | 494192 | 1779076.9674 | EIA-923 Generator File | 1995
20705 | 2022 | SC | Cross | 130 | 2 | 1 | OP | ST | BIT | 556.2 | 0.004 | 18660 | 67175.4626 | 9428 | 33940.5285 | EIA-923 Generator File | 1984
20706 | 2022 | SC | Cross | 130 | 3 | 1 | OP | ST | BIT | 591 | 0.664 | 3437052 | 12373288.2137 | 1306402 | 4703009.5759 | EIA-923 Generator File | 2007
20707 | 2022 | SC | Cross | 130 | 4 | 1 | OP | ST | BIT | 652 | 0.573 | 3274148 | 11786838.5053 | 1354653 | 4876711.7863 | EIA-923 Generator File | 2008
20708 | 2022 | SC | Crown | 63635 | CROWN |  | OP | PV | SUN | 3 | 0.254 | 6683 | 24058.6075 | 3363 | 12106.7031 | Distributed from 923 Generation And Fuel | 2020
20709 | 2022 | SC | Darlington County | 3250 | 12 |  | OP | GT | NG | 158 | 0.034 | 47571 | 171254.23 | 34456 | 124040.6077 | Distributed from 923 Generation And Fuel | 1997
20710 | 2022 | SC | Darlington County | 3250 | 13 |  | OP | GT | NG | 158 | 0.034 | 47571 | 171254.23 | 34456 | 124040.6077 | Distributed from 923 Generation And Fuel | 1997
20711 | 2022 | SC | Darlington Solar, LLC | 60993 | PV1 |  | OP | PV | SUN | 10 | 0.213 | 18637 | 67092.6633 | 9378 | 33760.5299 | Distributed from 923 Generation And Fuel | 2016
20712 | 2022 | SC | Dearborn | 3256 | 1 |  | OP | HY | WAT | 15 | 0.277 | 36453 | 131229.7502 | 11809 | 42512.0599 | Distributed from 923 Generation And Fuel | 1923
20713 | 2022 | SC | Dearborn | 3256 | 2 |  | OP | HY | WAT | 15 | 0.277 | 36453 | 131229.7502 | 11809 | 42512.0599 | Distributed from 923 Generation And Fuel | 1923
20714 | 2022 | SC | Dearborn | 3256 | 3 |  | OP | HY | WAT | 15 | 0.277 | 36453 | 131229.7502 | 11809 | 42512.0599 | Distributed from 923 Generation And Fuel | 1923
20715 | 2022 | SC | Denmark Solar | 62211 | 35 |  | OP | PV | SUN | 6 | 0.242 | 12707 | 45744.834 | 6394 | 23018.2159 | Distributed from 923 Generation And Fuel | 2020
20716 | 2022 | SC | Diamond Solar | 61974 | C2BV |  | OP | PV | SUN | 8.2 | 0.162 | 11630 | 41867.6651 | 5852 | 21067.0315 | Distributed from 923 Generation And Fuel | 2019
20717 | 2022 | SC | Dorchester Biomass | 58707 | GEN1 | 1 | OP | ST | WDS | 22.5 | 0.729 | 143683 | 517254.662 | 68285 | 245824.0334 | EIA-923 Generator File | 2013
20718 | 2022 | SC | Duke Energy CHP at Clemson University | 63063 | GT01 |  | OP | GT | NG | 13.4 | 0.777 | 91218 | 328382.1729 | 46899 | 168835.0493 | Distributed from 923 Generation And Fuel | 2019
20719 | 2022 | SC | Edison Solar | 61975 | C2BV |  | OP | PV | SUN | 4.8 | 0.188 | 7895 | 28421.7726 | 3973 | 14302.6856 | Distributed from 923 Generation And Fuel | 2019
20720 | 2022 | SC | Enoree Phase II Landfill Gas Recovery | 56951 | 1 |  | OP | IC | LFG | 1.6 | 0.274 | 3834.5 | 13804.0896 | 1560 | 5615.9551 | Distributed from 923 Generation And Fuel | 2008
20721 | 2022 | SC | Enoree Phase II Landfill Gas Recovery | 56951 | 2 |  | OP | IC | LFG | 1.6 | 0.274 | 3834.5 | 13804.0896 | 1560 | 5615.9551 | Distributed from 923 Generation And Fuel | 2008
20722 | 2022 | SC | Estill Solar | 61490 | EST1 |  | OP | PV | SUN | 20 | 0.221 | 38725 | 139408.8847 | 19387 | 69792.6417 | Distributed from 923 Generation And Fuel | 2017
20723 | 2022 | SC | Estill Solar II | 61529 | GEN1 |  | OP | PV | SUN | 10.2 | 0.214 | 19126 | 68853.0492 | 9625 | 34649.7228 | Distributed from 923 Generation And Fuel | 2017
20724 | 2022 | SC | Fairfield Pumped Storage | 6126 | 1 |  | OP | PS | WAT | 73.4 | -0.033 | -21211.125 | -76359.4391 | -10371.375 | -37336.6513 | Distributed from 923 Generation And Fuel | 1978
20725 | 2022 | SC | Fairfield Pumped Storage | 6126 | 2 |  | OP | PS | WAT | 73.4 | -0.033 | -21211.125 | -76359.4391 | -10371.375 | -37336.6513 | Distributed from 923 Generation And Fuel | 1978
20726 | 2022 | SC | Fairfield Pumped Storage | 6126 | 3 |  | OP | PS | WAT | 73.4 | -0.033 | -21211.125 | -76359.4391 | -10371.375 | -37336.6513 | Distributed from 923 Generation And Fuel | 1978
20727 | 2022 | SC | Fairfield Pumped Storage | 6126 | 4 |  | OP | PS | WAT | 73.4 | -0.033 | -21211.125 | -76359.4391 | -10371.375 | -37336.6513 | Distributed from 923 Generation And Fuel | 1978
20728 | 2022 | SC | Fairfield Pumped Storage | 6126 | 5 |  | OP | PS | WAT | 73.4 | -0.033 | -21211.125 | -76359.4391 | -10371.375 | -37336.6513 | Distributed from 923 Generation And Fuel | 1978
20729 | 2022 | SC | Fairfield Pumped Storage | 6126 | 6 |  | OP | PS | WAT | 73.4 | -0.033 | -21211.125 | -76359.4391 | -10371.375 | -37336.6513 | Distributed from 923 Generation And Fuel | 1978
20730 | 2022 | SC | Fairfield Pumped Storage | 6126 | 7 |  | OP | PS | WAT | 73.4 | -0.033 | -21211.125 | -76359.4391 | -10371.375 | -37336.6513 | Distributed from 923 Generation And Fuel | 1978
20731 | 2022 | SC | Fairfield Pumped Storage | 6126 | 8 |  | OP | PS | WAT | 73.4 | -0.033 | -21211.125 | -76359.4391 | -10371.375 | -37336.6513 | Distributed from 923 Generation And Fuel | 1978
20732 | 2022 | SC | Fishing Creek | 3257 | 1 |  | OP | HY | WAT | 9.3 | 0.379 | 30894.028 | 111217.6111 | 10008.163 | 36029.0986 | Distributed from 923 Generation And Fuel | 1916
20733 | 2022 | SC | Fishing Creek | 3257 | 2 |  | OP | HY | WAT | 8.8 | 0.379 | 29233.059 | 105238.1705 | 9470.09 | 34092.0513 | Distributed from 923 Generation And Fuel | 1916
20734 | 2022 | SC | Fishing Creek | 3257 | 3 |  | OP | HY | WAT | 8.8 | 0.379 | 29233.059 | 105238.1705 | 9470.09 | 34092.0513 | Distributed from 923 Generation And Fuel | 1916
20735 | 2022 | SC | Fishing Creek | 3257 | 4 |  | OP | HY | WAT | 9.4 | 0.379 | 31226.222 | 112413.4999 | 10115.778 | 36416.5095 | Distributed from 923 Generation And Fuel | 1916
20736 | 2022 | SC | Fishing Creek | 3257 | 5 |  | OP | HY | WAT | 6 | 0.379 | 19931.631 | 71753.2976 | 6456.879 | 23244.5784 | Distributed from 923 Generation And Fuel | 1916
20737 | 2022 | SC | Florence Mill | 50806 | GEN1 | 3 | OP | ST | BLQ | 12.3 | 0.338 | 36466.433 | 131278.1086 | 12390.751 | 44606.3467 | EIA-923 Generator File | 1963
20738 | 2022 | SC | Florence Mill | 50806 | GEN2 | 3 | OP | ST | BLQ | 15 | 0.362 | 47512.763 | 171044.5784 | 23651.229 | 85143.7433 | EIA-923 Generator File | 1974
20739 | 2022 | SC | Florence Mill | 50806 | GEN3 | 1 | OP | ST | WDS | 76.5 | 0.494 | 330966.44 | 1191469.6522 | 149941.243 | 539784.1565 | EIA-923 Generator File | 1987
20740 | 2022 | SC | Freedom Solar | 61833 | PGRC9 |  | OP | PV | SUN | 5 | 0.223 | 9787 | 35232.9181 | 4925 | 17729.8582 | Distributed from 923 Generation And Fuel | 2017
20741 | 2022 | SC | Gaines Solar | 62216 | 41 |  | OP | PV | SUN | 2 | 0.252 | 4417 | 15901.0728 | 2223 | 8002.736 | Distributed from 923 Generation And Fuel | 2020
20742 | 2022 | SC | Gary Solar | 61942 | 8 |  | OP | PV | SUN | 2 | 0.213 | 3730 | 13427.8926 | 1877 | 6757.1459 | Distributed from 923 Generation And Fuel | 2018
20743 | 2022 | SC | Gaston II | 61961 | GEN1 |  | OP | PV | SUN | 7.5 | 0.185 | 12165 | 43793.6497 | 6122 | 22039.0237 | Distributed from 923 Generation And Fuel | 2018
20744 | 2022 | SC | Gaston Shoals | 3258 | 3 |  | OP | HY | WAT | 1.4 | 0.342 | 4193.94 | 15098.0632 | 1358.627 | 4891.0181 | Distributed from 923 Generation And Fuel | 1908
20745 | 2022 | SC | Gaston Shoals | 3258 | 4 |  | OP | HY | WAT | 1.4 | 0.342 | 4193.94 | 15098.0632 | 1358.627 | 4891.0181 | Distributed from 923 Generation And Fuel | 1908
20746 | 2022 | SC | Gaston Shoals | 3258 | 5 |  | OP | HY | WAT | 1.4 | 0.342 | 4193.94 | 15098.0632 | 1358.627 | 4891.0181 | Distributed from 923 Generation And Fuel | 1908
20747 | 2022 | SC | Gaston Shoals | 3258 | 6 |  | OP | HY | WAT | 2.5 | 0.342 | 7489.179 | 26960.8287 | 2426.119 | 8733.9585 | Distributed from 923 Generation And Fuel | 1927
20748 | 2022 | SC | Gaston Solar I - SC | 61530 | GEN1 |  | OP | PV | SUN | 10.2 | 0.217 | 19431 | 69951.0404 | 9778 | 35200.5184 | Distributed from 923 Generation And Fuel | 2018
20749 | 2022 | SC | Georgetown LFGTE | 56995 | G1 |  | OS | IC | LFG | 1.1 | -0.006 | -59 | -212.3983 | -24 | -86.3993 | Distributed from 923 Generation And Fuel | 2010
20750 | 2022 | SC | Gold Mine | 64412 | GMINE |  | OP | PV | SUN | 1.5 | 0.249 | 3270 | 11771.9058 | 1646 | 5925.5526 | Distributed from 923 Generation And Fuel | 2020
20751 | 2022 | SC | Goldenrod Solar | 61943 | 9 |  | OP | PV | SUN | 2 | 0.227 | 3975 | 14309.8855 | 2000 | 7199.9424 | Distributed from 923 Generation And Fuel | 2019
20752 | 2022 | SC | Great Falls (SC) | 3259 | 1 |  | OP | HY | WAT | 3 | 0 | 0 | 0 | 0 | 0 | Distributed from 923 Generation And Fuel | 1907
20753 | 2022 | SC | Great Falls (SC) | 3259 | 2 |  | OP | HY | WAT | 3 | 0 | 0 | 0 | 0 | 0 | Distributed from 923 Generation And Fuel | 1907
20754 | 2022 | SC | Great Falls (SC) | 3259 | 5 |  | OP | HY | WAT | 3 | 0 | 0 | 0 | 0 | 0 | Distributed from 923 Generation And Fuel | 1907
20755 | 2022 | SC | Great Falls (SC) | 3259 | 6 |  | OP | HY | WAT | 3 | 0 | 0 | 0 | 0 | 0 | Distributed from 923 Generation And Fuel | 1907
20756 | 2022 | SC | Gunsight Solar, LLC | 63813 | PGR26 |  | OP | PV | SUN | 75 | 0 | 0 | 0 | 0 | 0 | Distributed from 923 Generation And Fuel | 2022
20757 | 2022 | SC | H B Robinson | 3251 | 2 | 1 | OP | ST | NUC | 768.6 | 0.845 | 5690025 | 20483926.1286 | 2701479 | 9725246.598 | Distributed from 923 Generation And Fuel | 1971
20758 | 2022 | SC | Hagood | 3285 | 4 |  | OP | GT | NG | 122 | 0.019 | 20210.164 | 72756.0084 | 9091.856 | 32730.4198 | Distributed from 923 Generation And Fuel | 1991
20759 | 2022 | SC | Hagood | 3285 | 5 |  | OP | GT | NG | 27.4 | 0.019 | 4539.004 | 16340.2837 | 2041.941 | 7350.9288 | Distributed from 923 Generation And Fuel | 2009
20760 | 2022 | SC | Hagood | 3285 | 6 |  | OP | GT | NG | 27.9 | 0.019 | 4621.832 | 16638.4621 | 2079.203 | 7485.0709 | Distributed from 923 Generation And Fuel | 2010
20761 | 2022 | SC | Haley Solar | 61523 | PGRD1 |  | OP | PV | SUN | 8.2 | 0.227 | 16305 | 58697.5304 | 8205 | 29537.7637 | Distributed from 923 Generation And Fuel | 2017
20762 | 2022 | SC | Hampton Solar 2 | 61498 | HAM2 |  | OP | PV | SUN | 20 | 0.238 | 41662 | 149982.0001 | 20680 | 74447.4044 | Distributed from 923 Generation And Fuel | 2017
20763 | 2022 | SC | Hampton Solar I | 61325 | PGRB3 |  | OP | PV | SUN | 6.8 | 0.232 | 13842 | 49830.8014 | 6966 | 25077.3994 | Distributed from 923 Generation And Fuel | 2017
20764 | 2022 | SC | Hardeeville | 3286 | 1 |  | RE | GT | DFO | 16.3 |  | GENYRONL: 1968; GENYRRET: 2022
20765 | 2022 | SC | Hecate Energy West Newberry, LLC | 64061 | HEWNB |  | OP | PV | SUN | 3.3 | 0.202 | 5829 | 20984.2321 | 2933 | 10558.7155 | Distributed from 923 Generation And Fuel | 2021
20766 | 2022 | SC | Hickson Solar, LLC | 65779 | HICK |  | OP | PV | SUN | 2.8 | 0.001 | 19 | 68.3995 | 0 | 0 | Distributed from 923 Generation And Fuel | 2022
20767 | 2022 | SC | Hilton Head | 3318 | 1 |  | OP | GT | DFO | 26.6 | 0.004 | 950.064 | 3420.203 | 378.356 | 1362.0707 | Distributed from 923 Generation And Fuel | 1973
20768 | 2022 | SC | Hilton Head | 3318 | 2 |  | OP | GT | DFO | 26.6 | 0.004 | 950.064 | 3420.203 | 378.356 | 1362.0707 | Distributed from 923 Generation And Fuel | 1974
20769 | 2022 | SC | Hilton Head | 3318 | 3 |  | OP | GT | DFO | 64.7 | 0.004 | 2310.871 | 8319.069 | 920.288 | 3313.0103 | Distributed from 923 Generation And Fuel | 1979
20770 | 2022 | SC | Hollidays Bridge Hydro | 3261 | 1 |  | OP | HY | WAT | 1 | 0.303 | 2653.5 | 9552.5236 | 859.5 | 3094.1752 | Distributed from 923 Generation And Fuel | 1996
20771 | 2022 | SC | Hollidays Bridge Hydro | 3261 | 2 |  | OP | HY | WAT | 1 | 0.303 | 2653.5 | 9552.5236 | 859.5 | 3094.1752 | Distributed from 923 Generation And Fuel | 1996
20772 | 2022 | SC | Hollidays Bridge Hydro | 3261 | 3 |  | OP | HY | WAT | 1 | 0.303 | 2653.5 | 9552.5236 | 859.5 | 3094.1752 | Distributed from 923 Generation And Fuel | 1996
20773 | 2022 | SC | Hollidays Bridge Hydro | 3261 | 4 |  | OP | HY | WAT | 1 | 0.303 | 2653.5 | 9552.5236 | 859.5 | 3094.1752 | Distributed from 923 Generation And Fuel | 1996
20774 | 2022 | SC | Honea Path | 56132 | 1 |  | OP | IC | DFO | 2.9 | 0.003 | 67 | 241.1981 | 20 | 71.9994 | Distributed from 923 Generation And Fuel | 2003
20775 | 2022 | SC | Horry Land Fill Gas Site | 7958 | HG1 |  | OP | IC | LFG | 1 | 0.212 | 1855.806 | 6680.8482 | 754.839 | 2717.3987 | Distributed from 923 Generation And Fuel | 2001
20776 | 2022 | SC | Horry Land Fill Gas Site | 7958 | HG2 |  | OP | IC | LFG | 1 | 0.212 | 1855.806 | 6680.8482 | 754.839 | 2717.3987 | Distributed from 923 Generation And Fuel | 2001
20777 | 2022 | SC | Horry Land Fill Gas Site | 7958 | HG3 |  | OP | IC | LFG | 1.1 | 0.212 | 2041.387 | 7348.9344 | 830.323 | 2989.1389 | Distributed from 923 Generation And Fuel | 2003
20778 | 2022 | SC | Huntley | 63271 | 1295 |  | OP | PV | SUN | 75 | 0.25 | 164090 | 590719.2742 | 83101 | 299161.2067 | Distributed from 923 Generation And Fuel | 2020
20779 | 2022 | SC | International Paper Georgetown Mill | 54087 | GEN1 | 4 | OP | ST | BLQ | 25.6 | 0.74 | 165850 | 597055.2236 | 76390 | 275001.8 | EIA-923 Generator File | 1966
20780 | 2022 | SC | International Paper Georgetown Mill | 54087 | GEN2 | 2 | OP | ST | WDS | 29.5 | 0.599 | 154728 | 557016.3439 | 66860 | 240694.0744 | EIA-923 Generator File | 1984
20781 | 2022 | SC | International Paper Georgetown Mill | 54087 | GEN3 | 2 | OP | ST | WDS | 40.5 | 0.429 | 152271 | 548171.2146 | 66818 | 240542.8757 | EIA-923 Generator File | 1984
20782 | 2022 | SC | J Strom Thurmond | 3323 | 1 |  | OP | HY | WAT | 51.7 | 0.198 | 89486.571 | 322149.0784 | 28989.143 | 104360.0799 | Distributed from 923 Generation And Fuel | 1953
20783 | 2022 | SC | J Strom Thurmond | 3323 | 2 |  | OP | HY | WAT | 51.7 | 0.198 | 89486.571 | 322149.0784 | 28989.143 | 104360.0799 | Distributed from 923 Generation And Fuel | 1953
20784 | 2022 | SC | J Strom Thurmond | 3323 | 3 |  | OP | HY | WAT | 51.7 | 0.198 | 89486.571 | 322149.0784 | 28989.143 | 104360.0799 | Distributed from 923 Generation And Fuel | 1953
20785 | 2022 | SC | J Strom Thurmond | 3323 | 4 |  | OP | HY | WAT | 51.7 | 0.198 | 89486.571 | 322149.0784 | 28989.143 | 104360.0799 | Distributed from 923 Generation And Fuel | 1953
20786 | 2022 | SC | J Strom Thurmond | 3323 | 5 |  | OP | HY | WAT | 51.7 | 0.198 | 89486.571 | 322149.0784 | 28989.143 | 104360.0799 | Distributed from 923 Generation And Fuel | 1954
20787 | 2022 | SC | J Strom Thurmond | 3323 | 6 |  | OP | HY | WAT | 51.7 | 0.198 | 89486.571 | 322149.0784 | 28989.143 | 104360.0799 | Distributed from 923 Generation And Fuel | 1954
20788 | 2022 | SC | J Strom Thurmond | 3323 | 7 |  | OP | HY | WAT | 51.7 | 0.198 | 89486.571 | 322149.0784 | 28989.143 | 104360.0799 | Distributed from 923 Generation And Fuel | 1954
20789 | 2022 | SC | Jamison Solar Farm | 62396 | 1 |  | OP | PV | SUN | 1.1 | 0.218 | 2104 | 7574.3394 | 1059 | 3812.3695 | Distributed from 923 Generation And Fuel | 2019
20790 | 2022 | SC | Jasper | 55927 | CT1 |  | OP | CT | NG | 212.8 | 0.541 | 1008908 | 3632039.7437 | 490104 | 1764360.2851 | EIA-923 Generator File | 2004
20791 | 2022 | SC | Jasper | 55927 | CT2 |  | OP | CT | NG | 198.9 | 0.639 | 1113871 | 4009903.5208 | 518105 | 1865163.0787 | EIA-923 Generator File | 2004
20792 | 2022 | SC | Jasper | 55927 | CT3 |  | OP | CT | NG | 212.8 | 0.566 | 1055838 | 3800986.3921 | 496585 | 1787691.6985 | EIA-923 Generator File | 2004
20793 | 2022 | SC | Jasper | 55927 | ST1 | 3 | OP | CA | NG | 443.7 | 0.49 | 1904921 | 6857660.7387 | 929448 | 3345986.0321 | EIA-923 Generator File | 2004
20794 | 2022 | SC | Jefferies | 3319 | H1 |  | OP | HY | WAT | 30.6 | 0.189 | 50667.025 | 182399.8308 | 16413.57 | 59088.3793 | Distributed from 923 Generation And Fuel | 1942
20795 | 2022 | SC | Jefferies | 3319 | H2 |  | OP | HY | WAT | 36.9 | 0.189 | 61098.471 | 219952.736 | 19792.835 | 71253.636 | Distributed from 923 Generation And Fuel | 1942
20796 | 2022 | SC | Jefferies | 3319 | H3 |  | OP | HY | WAT | 30.6 | 0.189 | 50667.025 | 182399.8308 | 16413.57 | 59088.3793 | Distributed from 923 Generation And Fuel | 1942
20797 | 2022 | SC | Jefferies | 3319 | H4 |  | OP | HY | WAT | 36.9 | 0.189 | 61098.471 | 219952.736 | 19792.835 | 71253.636 | Distributed from 923 Generation And Fuel | 1942
20798 | 2022 | SC | Jefferies | 3319 | H6 |  | OP | HY | WAT | 10.2 | 0.189 | 16889.008 | 60799.9424 | 5471.19 | 19696.1264 | Distributed from 923 Generation And Fuel | 1942
20799 | 2022 | SC | Jefferson Solar | 62233 | 47 |  | OP | PV | SUN | 8.2 | 0.009 | 658 | 2368.781 | 0 | 0 | Distributed from 923 Generation And Fuel | 2022
20800 | 2022 | SC | Jessamine Solar | 61944 | 10 |  | OP | PV | SUN | 1.9 | 0.221 | 3682 | 13255.094 | 1853 | 6670.7466 | Distributed from 923 Generation And Fuel | 2019
20801 | 2022 | SC | Jocassee | 3262 | 1 |  | OP | PS | WAT | 193.5 | -0.036 | -60501 | -217801.8576 | -30718 | -110583.9153 | Distributed from 923 Generation And Fuel | 1973
20802 | 2022 | SC | Jocassee | 3262 | 2 |  | OP | PS | WAT | 193.5 | -0.036 | -60501 | -217801.8576 | -30718 | -110583.9153 | Distributed from 923 Generation And Fuel | 1973
20803 | 2022 | SC | Jocassee | 3262 | 3 |  | OP | PS | WAT | 193.5 | -0.036 | -60501 | -217801.8576 | -30718 | -110583.9153 | Distributed from 923 Generation And Fuel | 1975
20804 | 2022 | SC | Jocassee | 3262 | 4 |  | OP | PS | WAT | 193.5 | -0.036 | -60501 | -217801.8576 | -30718 | -110583.9153 | Distributed from 923 Generation And Fuel | 1975
20805 | 2022 | SC | John S Rainey | 7834 | CT1A |  | OP | CT | NG | 165 | 0.842 | 1216380 | 4378932.9685 | 524132 | 1886860.1051 | EIA-923 Generator File | 2001
20806 | 2022 | SC | John S Rainey | 7834 | CT1B |  | OP | CT | NG | 165 | 0.843 | 1218467 | 4386446.1084 | 518752 | 1867492.2601 | EIA-923 Generator File | 2001
20807 | 2022 | SC | John S Rainey | 7834 | CT2A |  | OP | GT | NG | 165 | 0.36 | 519826.83 | 1871361.6171 | 339408.119 | 1221859.4535 | Distributed from 923 Generation And Fuel | 2002
20808 | 2022 | SC | John S Rainey | 7834 | CT2B |  | OP | GT | NG | 165 | 0.36 | 519826.83 | 1871361.6171 | 339408.119 | 1221859.4535 | Distributed from 923 Generation And Fuel | 2002
20809 | 2022 | SC | John S Rainey | 7834 | CT3A |  | OP | GT | NG | 84 | 0.36 | 264639.113 | 952693.1853 | 172789.588 | 622037.5405 | Distributed from 923 Generation And Fuel | 2004
20810 | 2022 | SC | John S Rainey | 7834 | CT3B |  | OP | GT | NG | 84 | 0.36 | 264639.113 | 952693.1853 | 172789.588 | 622037.5405 | Distributed from 923 Generation And Fuel | 2004
20811 | 2022 | SC | John S Rainey | 7834 | CT4A |  | OP | GT | NG | 84 | 0.36 | 264639.113 | 952693.1853 | 172789.588 | 622037.5405 | Distributed from 923 Generation And Fuel | 2004
20812 | 2022 | SC | John S Rainey | 7834 | ST1S | 2 | OP | CA | NG | 190 | 0.853 | 1419857 | 5111444.3084 | 620035 | 2232108.1431 | EIA-923 Generator File | 2001
20813 | 2022 | SC | Kapstone | 7737 | 1 | 2 | OP | ST | WDS | 99.2 | 0.525 | 456468 | 1643271.6538 | 176620 | 635826.9134 | EIA-923 Generator File | 1999
20814 | 2022 | SC | Keowee | 6517 | 1 |  | OP | HY | WAT | 78.8 | 0.041 | 28267 | 101760.3859 | 9157 | 32964.9363 | Distributed from 923 Generation And Fuel | 1971
20815 | 2022 | SC | Keowee | 6517 | 2 |  | OP | HY | WAT | 78.8 | 0.041 | 28267 | 101760.3859 | 9157 | 32964.9363 | Distributed from 923 Generation And Fuel | 1971
20816 | 2022 | SC | Lee County Landfill | 56120 | L1 |  | OP | IC | LFG | 1.9 | 0.07 | 1166 | 4197.5664 | 474.333 | 1707.5851 | Distributed from 923 Generation And Fuel | 2005
20817 | 2022 | SC | Lee County Landfill | 56120 | L2 |  | OP | IC | LFG | 1.9 | 0.07 | 1166 | 4197.5664 | 474.333 | 1707.5851 | Distributed from 923 Generation And Fuel | 2005
20818 | 2022 | SC | Lee County Landfill | 56120 | L3 |  | OP | IC | LFG | 1.9 | 0.07 | 1166 | 4197.5664 | 474.333 | 1707.5851 | Distributed from 923 Generation And Fuel | 2005
20819 | 2022 | SC | Lee County Landfill | 56120 | L4 |  | OP | GT | LFG | 5.5 | 0.203 | 9776 | 35193.3185 | 3977 | 14317.0855 | Distributed from 923 Generation And Fuel | 2006
20820 | 2022 | SC | Lily Solar | 63548 | 1 |  | OP | PV | SUN | 70 | 0.267 | 163739 | 589455.6844 | 79566 | 286435.3085 | Distributed from 923 Generation And Fuel | 2020
20821 | 2022 | SC | Limelight Solar I, LLC | 65818 | LIME1 |  | OP | PV | SUN | 2 | 0.22 | 3851 | 13863.4891 | 2861 | 10299.5176 | Distributed from 923 Generation And Fuel | 2022
20822 | 2022 | SC | Limelight Solar II LLC | 63241 | SCLL |  | OP | PV | SUN | 2 | 0.172 | 3020 | 10871.913 | 1520 | 5471.9562 | Distributed from 923 Generation And Fuel | 2019
20823 | 2022 | SC | Limelight Solar III, LLC | 66005 | LIME3 |  | OP | PV | SUN | 3.6 | 0.239 | 7550 | 27179.7826 | 3799 | 13676.2906 | Distributed from 923 Generation And Fuel | 2020
20824 | 2022 | SC | Lockhart | 3275 | 2 |  | OP | HY | WAT | 4.2 | 0.382 | 14053.667 | 50592.7965 | 4552.567 | 16389.1101 | Distributed from 923 Generation And Fuel | 1921
20825 | 2022 | SC | Lockhart | 3275 | HY1 |  | OP | HY | WAT | 4.2 | 0.382 | 14053.667 | 50592.7965 | 4552.567 | 16389.1101 | Distributed from 923 Generation And Fuel | 1921
20826 | 2022 | SC | Lockhart | 3275 | HY3 |  | OP | HY | WAT | 4.2 | 0.382 | 14053.667 | 50592.7965 | 4552.567 | 16389.1101 | Distributed from 923 Generation And Fuel | 1921
20827 | 2022 | SC | Lockhart | 3275 | HY4 |  | OP | HY | WAT | 4.2 | 0.382 | 14053.667 | 50592.7965 | 4552.567 | 16389.1101 | Distributed from 923 Generation And Fuel | 1921
20828 | 2022 | SC | Lockhart | 3275 | HY5 |  | OP | HY | WAT | 1.2 | 0.382 | 4015.333 | 14455.0832 | 1300.733 | 4682.6013 | Distributed from 923 Generation And Fuel | 1921
20829 | 2022 | SC | Marlboro Mill | 57470 | MG1 | 2 | OP | ST | BLQ | 51.4 | 0 | 0 | 0 | 0 | 0 | EIA-923 Generator File | 2010
20830 | 2022 | SC | Marshall Solar | 62238 | 52 |  | OP | PV | SUN | 2 | 0.064 | 1130 | 4067.9675 | 691 | 2487.5801 | Distributed from 923 Generation And Fuel | 2022
20831 | 2022 | SC | McMeekin | 3287 | 1 | 1 | OP | ST | NG | 146.8 | 0.298 | 382878 | 1378349.7732 | 246463 | 887259.7019 | EIA-923 Generator File | 1958
20832 | 2022 | SC | McMeekin | 3287 | 2 | 1 | OP | ST | NG | 146.8 | 0.29 | 373112 | 1343192.4545 | 217984 | 784736.1221 | EIA-923 Generator File | 1958
20833 | 2022 | SC | MCRD Parris Island PV Hybrid | 61956 | BAKUP |  | OP | IC | DFO | 2.5 | 0.004 | 77.143 | 277.7126 | 22.857 | 82.2845 | Distributed from 923 Generation And Fuel | 2019
20834 | 2022 | SC | MCRD Parris Island PV Hybrid | 61956 | BKST2 |  | OP | IC | DFO | 0.5 | 0.004 | 15.429 | 55.544 | 4.571 | 16.4555 | Distributed from 923 Generation And Fuel | 2019
20835 | 2022 | SC | MCRD Parris Island PV Hybrid | 61956 | BLKST |  | OP | IC | DFO | 0.5 | 0.004 | 15.429 | 55.544 | 4.571 | 16.4555 | Distributed from 923 Generation And Fuel | 2019
20836 | 2022 | SC | MCRD Parris Island PV Hybrid | 61956 | CARPT |  | OP | PV | SUN | 1.6 | 0.179 | 2506.667 | 9023.929 | 1261.333 | 4540.7625 | Distributed from 923 Generation And Fuel | 2018
20837 | 2022 | SC | MCRD Parris Island PV Hybrid | 61956 | CHPP |  | OP | GT | NG | 3.5 | 0.614 | 18814 | 67729.8582 | 9673 | 34822.5214 | Distributed from 923 Generation And Fuel | 2019
20838 | 2022 | SC | MCRD Parris Island PV Hybrid | 61956 | GRDMT |  | OP | PV | SUN | 4.4 | 0.179 | 6893.333 | 24815.8003 | 3468.667 | 12487.1013 | Distributed from 923 Generation And Fuel | 2018
20839 | 2022 | SC | MCRD Parris Island PV Hybrid | 61956 | TBESS |  | OP | BA | MWH | 4 | -0.004 | -148 | -532.7957 | -62 | -223.1982 | Distributed from 923 Generation And Fuel | 2018
20840 | 2022 | SC | Midlands | 63839 | 1113 |  | OP | PV | SUN | 72.1 | 0.201 | 126905 | 456854.3452 | 57078 | 205479.1562 | Distributed from 923 Generation And Fuel | 2020
20841 | 2022 | SC | Midway Green Solar | 65389 | MIDGS |  | OP | PV | SUN | 12.8 | 0.194 | 21758 | 78328.1734 | 10949 | 39416.0847 | Distributed from 923 Generation And Fuel | 2020
20842 | 2022 | SC | Mill Creek (SC) | 7981 | 1 |  | OP | GT | NG | 99.9 | 0.018 | 16131.125 | 58071.5854 | 7652 | 27546.9796 | Distributed from 923 Generation And Fuel | 2002
20843 | 2022 | SC | Mill Creek (SC) | 7981 | 2 |  | OP | GT | NG | 99.9 | 0.018 | 16131.125 | 58071.5854 | 7652 | 27546.9796 | Distributed from 923 Generation And Fuel | 2002
20844 | 2022 | SC | Mill Creek (SC) | 7981 | 3 |  | OP | GT | NG | 99.9 | 0.018 | 16131.125 | 58071.5854 | 7652 | 27546.9796 | Distributed from 923 Generation And Fuel | 2002
20845 | 2022 | SC | Mill Creek (SC) | 7981 | 4 |  | OP | GT | NG | 99.9 | 0.018 | 16131.125 | 58071.5854 | 7652 | 27546.9796 | Distributed from 923 Generation And Fuel | 2002
20846 | 2022 | SC | Mill Creek (SC) | 7981 | 5 |  | OP | GT | NG | 99.9 | 0.018 | 16131.125 | 58071.5854 | 7652 | 27546.9796 | Distributed from 923 Generation And Fuel | 2003
20847 | 2022 | SC | Mill Creek (SC) | 7981 | 6 |  | OP | GT | NG | 99.9 | 0.018 | 16131.125 | 58071.5854 | 7652 | 27546.9796 | Distributed from 923 Generation And Fuel | 2003
20848 | 2022 | SC | Mill Creek (SC) | 7981 | 7 |  | OP | GT | NG | 99.9 | 0.018 | 16131.125 | 58071.5854 | 7652 | 27546.9796 | Distributed from 923 Generation And Fuel | 2003
20849 | 2022 | SC | Mill Creek (SC) | 7981 | 8 |  | OP | GT | NG | 99.9 | 0.018 | 16131.125 | 58071.5854 | 7652 | 27546.9796 | Distributed from 923 Generation And Fuel | 2003
20850 | 2022 | SC | Moffett Solar Project | 60658 | PV1 |  | OP | PV | SUN | 71.4 | 0.22 | 137703 | 495726.8342 | 73734 | 265440.2765 | Distributed from 923 Generation And Fuel | 2017
20851 | 2022 | SC | Mohea Solar Energy Center, LLC | 63463 | PGR14 |  | OP | PV | SUN | 5 | 0.173 | 7570 | 27251.782 | 3809 | 13712.2903 | Distributed from 923 Generation And Fuel | 2020
20852 | 2022 | SC | Myrtle Beach | 3320 | 1 |  | OP | GT | DFO | 11.5 | 0.002 | 195.242 | 702.8656 | 48.682 | 175.2538 | Distributed from 923 Generation And Fuel | 1972
20853 | 2022 | SC | Myrtle Beach | 3320 | 2 |  | OP | GT | DFO | 11.5 | 0.002 | 195.242 | 702.8656 | 48.682 | 175.2538 | Distributed from 923 Generation And Fuel | 1962
20854 | 2022 | SC | Myrtle Beach | 3320 | 3 |  | OP | GT | DFO | 26.6 | 0.002 | 451.604 | 1625.7614 | 112.603 | 405.3676 | Distributed from 923 Generation And Fuel | 1962
20855 | 2022 | SC | Myrtle Beach | 3320 | 4 |  | OP | GT | DFO | 26.6 | 0.002 | 451.604 | 1625.7614 | 112.603 | 405.3676 | Distributed from 923 Generation And Fuel | 1972
20856 | 2022 | SC | Myrtle Beach | 3320 | 5 |  | OP | GT | DFO | 35.3 | 0.002 | 599.309 | 2157.4951 | 149.431 | 537.9473 | Distributed from 923 Generation And Fuel | 1976
20857 | 2022 | SC | Neal Shoals | 3289 | 1 |  | OP | HY | WAT | 1.1 | 0.297 | 2865 | 10313.9175 | 928 | 3340.7733 | Distributed from 923 Generation And Fuel | 1905
20858 | 2022 | SC | Neal Shoals | 3289 | 2 |  | OP | HY | WAT | 1.1 | 0.297 | 2865 | 10313.9175 | 928 | 3340.7733 | Distributed from 923 Generation And Fuel | 1905
20859 | 2022 | SC | Neal Shoals | 3289 | 3 |  | OP | HY | WAT | 1.1 | 0.297 | 2865 | 10313.9175 | 928 | 3340.7733 | Distributed from 923 Generation And Fuel | 1905
20860 | 2022 | SC | Neal Shoals | 3289 | 4 |  | OP | HY | WAT | 1.1 | 0.297 | 2865 | 10313.9175 | 928 | 3340.7733 | Distributed from 923 Generation And Fuel | 1905
20861 | 2022 | SC | North Road Peak | 7479 | EAST |  | OP | IC | DFO | 7 | 0.01 | 635 | 2285.9817 | 186 | 669.5946 | Distributed from 923 Generation And Fuel | 1987
20862 | 2022 | SC | North Road Peak | 7479 | WEST |  | OP | IC | DFO | 7 | 0.01 | 635 | 2285.9817 | 186 | 669.5946 | Distributed from 923 Generation And Fuel | 1987
20863 | 2022 | SC | Oconee | 3265 | 1 | 1 | OP | ST | NUC | 886.7 | 0.904 | 7024281.653 | 25287211.6531 | 2977867.584 | 10720237.5405 | Distributed from 923 Generation And Fuel | 1973
20864 | 2022 | SC | Oconee | 3265 | 2 | 1 | OP | ST | NUC | 886.7 | 0.904 | 7024281.653 | 25287211.6531 | 2977867.584 | 10720237.5405 | Distributed from 923 Generation And Fuel | 1974
20865 | 2022 | SC | Oconee | 3265 | 3 | 1 | OP | ST | NUC | 893.3 | 0.904 | 7076565.694 | 25475432.6949 | 3000032.832 | 10800031.7949 | Distributed from 923 Generation And Fuel | 1974
20866 | 2022 | SC | Odyssey Solar | 61324 | PGRB4 |  | OP | PV | SUN | 8.2 | 0.252 | 18130 | 65267.4779 | 9123 | 32842.5373 | Distributed from 923 Generation And Fuel | 2017
20867 | 2022 | SC | Ogburn Solar, LLC | 65780 | OGBRN |  | OP | PV | SUN | 2 | 0.004 | 71 | 255.598 | 0 | 0 | Distributed from 923 Generation And Fuel | 2022
20868 | 2022 | SC | Omtanke Solar | 63756 | DGSC1 |  | OP | PV | SUN | 6 | 0.198 | 10429 | 37544.0996 | 5248 | 18892.6489 | Distributed from 923 Generation And Fuel | 2020
20869 | 2022 | SC | Otarre Solar Park | 61699 | OTRRE |  | OP | PV | SUN | 1.6 | 0.205 | 2876 | 10353.5172 | 1447 | 5209.1583 | Distributed from 923 Generation And Fuel | 2017
20870 | 2022 | SC | Otis Elevator Company Solar | 62228 | O1614 |  | OP | PV | SUN | 1 | 0.196 | 1717 | 6181.1506 | 864 | 3110.3751 | Distributed from 923 Generation And Fuel | 2018
20871 | 2022 | SC | Pacolet Diesel Generation Facility | 57030 | DI 1 |  | OP | IC | DFO | 1.8 | -0.001 | -18.667 | -67.2007 | -5.333 | -19.1986 | Distributed from 923 Generation And Fuel | 2006
20872 | 2022 | SC | Pacolet Diesel Generation Facility | 57030 | DI 2 |  | OP | IC | DFO | 1.8 | -0.001 | -18.667 | -67.2007 | -5.333 | -19.1986 | Distributed from 923 Generation And Fuel | 2006
20873 | 2022 | SC | Pacolet Diesel Generation Facility | 57030 | DI 3 |  | OP | IC | DFO | 1.8 | -0.001 | -18.667 | -67.2007 | -5.333 | -19.1986 | Distributed from 923 Generation And Fuel | 2006
20874 | 2022 | SC | Palmetto Plains | 62679 | 1405 |  | OP | PV | SUN | 75 | 0.211 | 138781 | 499607.6031 | 66454 | 239232.4861 | Distributed from 923 Generation And Fuel | 2019
20875 | 2022 | SC | Parr GT | 3291 | GT1 |  | OS | GT | DFO | 19.6 | 0.005 | 887.146 | 3193.7001 | 345.69 | 1244.474 | Distributed from 923 Generation And Fuel | 1970 | 2023
20876 | 2022 | SC | Parr GT | 3291 | GT2 |  | OP | GT | DFO | 19.6 | 0.005 | 887.146 | 3193.7001 | 345.69 | 1244.474 | Distributed from 923 Generation And Fuel | 1970 | 2023
20877 | 2022 | SC | Parr GT | 3291 | GT3 |  | OP | GT | DFO | 22.3 | 0.005 | 1009.354 | 3633.6453 | 393.31 | 1415.9047 | Distributed from 923 Generation And Fuel | 1971 | 2023
20878 | 2022 | SC | Parr GT | 3291 | GT4 |  | OP | GT | DFO | 22.3 | 0.005 | 1009.354 | 3633.6453 | 393.31 | 1415.9047 | Distributed from 923 Generation And Fuel | 1971 | 2023
20879 | 2022 | SC | Parr Hydro | 3290 | 1 |  | OP | HY | WAT | 2.5 | 0.332 | 7271 | 26175.3906 | 2355.5 | 8479.7322 | Distributed from 923 Generation And Fuel | 1914
20880 | 2022 | SC | Parr Hydro | 3290 | 2 |  | OP | HY | WAT | 2.5 | 0.332 | 7271 | 26175.3906 | 2355.5 | 8479.7322 | Distributed from 923 Generation And Fuel | 1914
20881 | 2022 | SC | Parr Hydro | 3290 | 3 |  | OA | HY | WAT | 2.5 | 0.332 | 7271 | 26175.3906 | 2355.5 | 8479.7322 | Distributed from 923 Generation And Fuel | 1914
20882 | 2022 | SC | Parr Hydro | 3290 | 4 |  | OP | HY | WAT | 2.5 | 0.332 | 7271 | 26175.3906 | 2355.5 | 8479.7322 | Distributed from 923 Generation And Fuel | 1914
20883 | 2022 | SC | Parr Hydro | 3290 | 5 |  | OP | HY | WAT | 2.5 | 0.332 | 7271 | 26175.3906 | 2355.5 | 8479.7322 | Distributed from 923 Generation And Fuel | 1914
20884 | 2022 | SC | Parr Hydro | 3290 | 6 |  | OP | HY | WAT | 2.5 | 0.332 | 7271 | 26175.3906 | 2355.5 | 8479.7322 | Distributed from 923 Generation And Fuel | 1921
20885 | 2022 | SC | Pelzer Lower | 10800 | GEN1 |  | OP | HY | WAT | 3.3 | 0.211 | 6102 | 21967.0243 | 1977 | 7117.1431 | Distributed from 923 Generation And Fuel | 1989
20886 | 2022 | SC | Pelzer Solar I | 61945 | 19 |  | OP | PV | SUN | 1 | 0.234 | 2052 | 7387.1409 | 1033 | 3718.7702 | Distributed from 923 Generation And Fuel | 2019
20887 | 2022 | SC | Pelzer Upper | 10799 | GEN1 |  | OP | HY | WAT | 2 | 0.257 | 4498 | 16192.6705 | 1457 | 5245.158 | Distributed from 923 Generation And Fuel | 1989
20888 | 2022 | SC | Peony Solar | 61976 | PGRG1 |  | OP | PV | SUN | 39 | 0.228 | 77828 | 280178.5586 | 39201 | 141122.471 | Distributed from 923 Generation And Fuel | 2018
20889 | 2022 | SC | Piedmont Hydro Power Project | 10787 | GEN1 |  | OP | HY | WAT | 1 | 0.058 | 512 | 1843.1853 | 166 | 597.5952 | Distributed from 923 Generation And Fuel | 1989
20890 | 2022 | SC | Pinson Solar Farm | 63777 | 1310 |  | OP | PV | SUN | 20 | 0.096 | 16891 | 60807.1135 | 8395 | 30221.7582 | Distributed from 923 Generation And Fuel | 2022
20891 | 2022 | SC | Rankin Solar Center, LLC | 61996 | RANKI |  | OP | PV | SUN | 10 | 0.229 | 20103 | 72370.221 | 10116 | 36417.3087 | Distributed from 923 Generation And Fuel | 2019
20892 | 2022 | SC | Redwing Solar | 61946 | 11 |  | OP | PV | SUN | 2 | 0.227 | 3982 | 14335.0853 | 2004 | 7214.3423 | Distributed from 923 Generation And Fuel | 2019
20893 | 2022 | SC | Richardson Solar | 61972 | C2BV |  | OP | PV | SUN | 3.6 | 0.237 | 7461 | 26859.3851 | 3755 | 13517.8919 | Distributed from 923 Generation And Fuel | 2019
20894 | 2022 | SC | Richland County Landfill | 56122 | R1 |  | OP | GT | LFG | 5.7 | 0.036 | 1782 | 6415.1487 | 725 | 2609.9791 | Distributed from 923 Generation And Fuel | 2006
20895 | 2022 | SC | Richland County Landfill | 56122 | R2 |  | OP | IC | LFG | 1.6 | 0.567 | 7944.5 | 28599.9712 | 3231.5 | 11633.3069 | Distributed from 923 Generation And Fuel | 2010
20896 | 2022 | SC | Richland County Landfill | 56122 | R3 |  | OP | IC | LFG | 1.6 | 0.567 | 7944.5 | 28599.9712 | 3231.5 | 11633.3069 | Distributed from 923 Generation And Fuel | 2010
20897 | 2022 | SC | Ridgeland Solar Project | 60659 | PV1 |  | OP | PV | SUN | 10 | 0.206 | 18086 | 65109.0791 | 9192 | 33090.9353 | Distributed from 923 Generation And Fuel | 2017
20898 | 2022 | SC | River Solar | 61947 | 12 |  | OP | PV | SUN | 2 | 0.209 | 3655 | 13157.8947 | 1839 | 6620.347 | Distributed from 923 Generation And Fuel | 2018
20899 | 2022 | SC | Rocky River (SC) | 3305 | 1 |  | OA | HY | WAT | 1.8 | 0.135 | 2133.692 | 7681.2298 | 690.923 | 2487.3029 | Distributed from 923 Generation And Fuel | 1941
20900 | 2022 | SC | Rocky River (SC) | 3305 | 2 |  | OA | HY | WAT | 0.8 | 0.135 | 948.308 | 3413.8815 | 307.077 | 1105.4684 | Distributed from 923 Generation And Fuel | 1941
20901 | 2022 | SC | Rocky River (SC) | 3305 | IC2 |  | OP | IC | DFO | 1.3 | 0 | 1 | 3.6 | 0 | 0 | Distributed from 923 Generation And Fuel | 2013
20902 | 2022 | SC | Rowesville Rd Plant | 7480 | GEN3 |  | OP | GT | NG | 4.8 | 0.013 | 534 | 1922.3846 | 274.5 | 988.1921 | Distributed from 923 Generation And Fuel | 1994
20903 | 2022 | SC | Rowesville Rd Plant | 7480 | GEN4 |  | OP | GT | NG | 4.8 | 0.013 | 534 | 1922.3846 | 274.5 | 988.1921 | Distributed from 923 Generation And Fuel | 1994
20904 | 2022 | SC | Runway Solar Farm | 62397 | 1 |  | OP | PV | SUN | 2 | 0.21 | 3678 | 13240.6941 | 1851 | 6663.5467 | Distributed from 923 Generation And Fuel | 2019
20905 | 2022 | SC | Saluda Dam | 3267 | 1 |  | OP | HY | WAT | 0.6 | 0.317 | 1668.5 | 6006.5519 | 540.5 | 1945.7844 | Distributed from 923 Generation And Fuel | 1996
20906 | 2022 | SC | Saluda Dam | 3267 | 2 |  | OP | HY | WAT | 0.6 | 0.317 | 1668.5 | 6006.5519 | 540.5 | 1945.7844 | Distributed from 923 Generation And Fuel | 1996
20907 | 2022 | SC | Saluda Dam | 3267 | 3 |  | OP | HY | WAT | 0.6 | 0.317 | 1668.5 | 6006.5519 | 540.5 | 1945.7844 | Distributed from 923 Generation And Fuel | 1996
20908 | 2022 | SC | Saluda Dam | 3267 | 4 |  | OP | HY | WAT | 0.6 | 0.317 | 1668.5 | 6006.5519 | 540.5 | 1945.7844 | Distributed from 923 Generation And Fuel | 1996
20909 | 2022 | SC | Saluda Lexington | 3293 | 1 |  | OP | HY | WAT | 32.5 | 0.064 | 18298.927 | 65875.6102 | 5927.918 | 21340.3341 | Distributed from 923 Generation And Fuel | 1930
20910 | 2022 | SC | Saluda Lexington | 3293 | 2 |  | OP | HY | WAT | 32.5 | 0.064 | 18298.927 | 65875.6102 | 5927.918 | 21340.3341 | Distributed from 923 Generation And Fuel | 1930
20911 | 2022 | SC | Saluda Lexington | 3293 | 3 |  | OP | HY | WAT | 42.3 | 0.064 | 23816.757 | 85739.6393 | 7715.414 | 27775.2682 | Distributed from 923 Generation And Fuel | 1930
20912 | 2022 | SC | Saluda Lexington | 3293 | 4 |  | OP | HY | WAT | 32.5 | 0.064 | 18298.927 | 65875.6102 | 5927.918 | 21340.3341 | Distributed from 923 Generation And Fuel | 1930
20913 | 2022 | SC | Saluda Lexington | 3293 | 5 |  | OP | HY | WAT | 67.5 | 0.064 | 38005.463 | 136818.5723 | 12311.831 | 44322.237 | Distributed from 923 Generation And Fuel | 1971
20914 | 2022 | SC | Saluda Solar II | 61323 | PGRB5 |  | OP | PV | SUN | 3.4 | 0.228 | 6794 | 24458.2043 | 3419 | 12308.3015 | Distributed from 923 Generation And Fuel | 2017
20915 | 2022 | SC | Saluda Solar, LLC | 60535 | PV1 |  | OP | PV | SUN | 6.8 | 0.233 | 13894 | 50017.9999 | 6992 | 25170.9986 | Distributed from 923 Generation And Fuel | 2016
20916 | 2022 | SC | Sapphire Solar | 61948 | 17 |  | OP | PV | SUN | 2 | 0.212 | 3717 | 13381.093 | 1870 | 6731.9461 | Distributed from 923 Generation And Fuel | 2018
20917 | 2022 | SC | Savannah River Site Biomass Cogen | 57138 | 1 | 2 | OP | ST | WDS | 20.8 | 0.463 | 84384 | 303779.9698 | 39295 | 141460.8683 | EIA-923 Generator File | 2012
20918 | 2022 | SC | SCE&G Curie CSG | 61432 | SCCU1 |  | OP | PV | SUN | 2 | 0.185 | 3240 | 11663.9067 | 1630 | 5867.9531 | Distributed from 923 Generation And Fuel | 2019
20919 | 2022 | SC | SCE&G Nimitz CSG | 61433 | SCNM1 |  | OP | PV | SUN | 8 | 0.229 | 16051 | 57783.1377 | 8077 | 29076.9674 | Distributed from 923 Generation And Fuel | 2018
20920 | 2022 | SC | SCE&G Springfield CSG | 61434 | SCSP1 |  | OP | PV | SUN | 6.1 | 0.214 | 11443 | 41194.4704 | 5758 | 20728.6342 | Distributed from 923 Generation And Fuel | 2018
20921 | 2022 | SC | Seabrook Solar | 61701 | GEN1 |  | OP | PV | SUN | 72.5 | 0.212 | 134572 | 484455.3244 | 67367 | 242519.2598 | Distributed from 923 Generation And Fuel | 2019
20922 | 2022 | SC | Sediver | 7957 | 1 |  | OP | IC | DFO | 2.9 | 0.002 | 53 | 190.7985 | 16 | 57.5995 | Distributed from 923 Generation And Fuel | 2003
20923 | 2022 | SC | Seneca City of | 56545 | PPG1 |  | OP | IC | DFO | 2 | 0.015 | 263.2 | 947.5124 | 77 | 277.1978 | Distributed from 923 Generation And Fuel | 2004
20924 | 2022 | SC | Seneca City of | 56545 | PPG2 |  | OP | IC | DFO | 2 | 0.015 | 263.2 | 947.5124 | 77 | 277.1978 | Distributed from 923 Generation And Fuel | 2004
20925 | 2022 | SC | Seneca City of | 56545 | PPG3 |  | OP | IC | DFO | 2 | 0.015 | 263.2 | 947.5124 | 77 | 277.1978 | Distributed from 923 Generation And Fuel | 2004
20926 | 2022 | SC | Seneca City of | 56545 | WPG1 |  | OP | IC | DFO | 2 | 0.015 | 263.2 | 947.5124 | 77 | 277.1978 | Distributed from 923 Generation And Fuel | 2004
20927 | 2022 | SC | Seneca City of | 56545 | WPG2 |  | OP | IC | DFO | 2 | 0.015 | 263.2 | 947.5124 | 77 | 277.1978 | Distributed from 923 Generation And Fuel | 2004
20928 | 2022 | SC | Shaw Creek Solar, LLC | 61790 | SHAWC |  | OP | PV | SUN | 74.9 | 0.264 | 173076 | 623068.6155 | 84456 | 304039.1677 | Distributed from 923 Generation And Fuel | 2019
20929 | 2022 | SC | Sonoco Products Co | 57919 | 2 | 4 | SB | ST | NG | 2.5 | 0 | 0 | 0 | 0 | 0 | EIA-923 Generator File | 1950
20930 | 2022 | SC | Sonoco Products Co | 57919 | 3 | 8 | OP | ST | WDS | 10 | 0.073 | 6372 | 22939.0165 | 2188 | 7876.737 | EIA-923 Generator File | 1947
20931 | 2022 | SC | Sonoco Products Co | 57919 | 4 | 5 | OP | ST | WDS | 28 | 0.076 | 18616 | 67017.0639 | 11607 | 41784.8657 | EIA-923 Generator File | 1957
20932 | 2022 | SC | South Solar | 61949 | 13 |  | OP | PV | SUN | 2 | 0.227 | 3974 | 14306.2855 | 2000 | 7199.9424 | Distributed from 923 Generation And Fuel | 2018
20933 | 2022 | SC | Southern Current One, LLC | 61748 | PRGE1 |  | OP | PV | SUN | 10.2 | 0.205 | 18298 | 65872.273 | 9208 | 33148.5348 | Distributed from 923 Generation And Fuel | 2017
20934 | 2022 | SC | Spartanburg Water System | 54675 | DI2 |  | OP | IC | DFO | 2 | 0.005 | 90 | 323.9974 | 64 | 230.3982 | Distributed from 923 Generation And Fuel | 2011
20935 | 2022 | SC | Spartanburg Water System | 54675 | HG1 |  | SB | HY | WAT | 0.5 | 0.08 | 348.5 | 1254.59 | 107 | 385.1969 | Distributed from 923 Generation And Fuel | 1926
20936 | 2022 | SC | Spartanburg Water System | 54675 | HG2 |  | SB | HY | WAT | 0.5 | 0.08 | 348.5 | 1254.59 | 107 | 385.1969 | Distributed from 923 Generation And Fuel | 1926
20937 | 2022 | SC | Spillway | 3321 | 1 |  | OP | HY | WAT | 2 | 0.877 | 15373 | 55342.3573 | 4980 | 17927.8566 | Distributed from 923 Generation And Fuel | 1950
20938 | 2022 | SC | St Stephen | 6789 | 1 |  | OP | HY | WAT | 28 | 0.222 | 54492.333 | 196170.8294 | 17652.667 | 63549.0928 | Distributed from 923 Generation And Fuel | 1985
20939 | 2022 | SC | St Stephen | 6789 | 2 |  | OP | HY | WAT | 28 | 0.222 | 54492.333 | 196170.8294 | 17652.667 | 63549.0928 | Distributed from 923 Generation And Fuel | 1985
20940 | 2022 | SC | St Stephen | 6789 | 3 |  | OP | HY | WAT | 28 | 0.222 | 54492.333 | 196170.8294 | 17652.667 | 63549.0928 | Distributed from 923 Generation And Fuel | 1985
20941 | 2022 | SC | St. Matthews Solar | 60293 | PV1 |  | OP | PV | SUN | 10.2 | 0.216 | 19332 | 69594.6432 | 9728 | 35020.5198 | Distributed from 923 Generation And Fuel | 2017
20942 | 2022 | SC | Substation 20 Plant | 59728 | GEN1 |  | OP | GT | NG | 2 | 0.009 | 161 | 579.5954 | 83 | 298.7976 | Distributed from 923 Generation And Fuel | 2014
20943 | 2022 | SC | Swamp Fox Solar | 61521 | PGRD2 |  | OP | PV | SUN | 10.8 | 0.238 | 22556 | 81200.9504 | 11351 | 40863.2731 | Distributed from 923 Generation And Fuel | 2017
20944 | 2022 | SC | Sylvamo Corporation Eastover Facility | 52151 | GEN1 | 2 | OP | ST | NG | 48.4 | 0.53 | 224590 | 808517.5319 | 92524 | 333083.7353 | EIA-923 Generator File | 1984
20945 | 2022 | SC | Sylvamo Corporation Eastover Facility | 52151 | GEN2 | 2 | OP | ST | NG | 61.2 | 0.588 | 315227 | 1134808.1215 | 135065 | 486230.1102 | EIA-923 Generator File | 1991
20946 | 2022 | SC | Tedder Solar | 62315 | 79 |  | OP | PV | SUN | 2 | 0.194 | 3396 | 12225.5022 | 1709 | 6152.3508 | Distributed from 923 Generation And Fuel | 2021
20947 | 2022 | SC | Thermal Kem | 56129 | 1 |  | OP | IC | DFO | 2.9 | 0.003 | 64 | 230.3982 | 19 | 68.3995 | Distributed from 923 Generation And Fuel | 2003
20948 | 2022 | SC | Trask East Solar | 62346 | 83 |  | OP | PV | SUN | 12 | 0.249 | 26195 | 94301.2456 | 13182 | 47454.8204 | Distributed from 923 Generation And Fuel | 2020
20949 | 2022 | SC | TWE Bowman Solar Project | 62828 | BOW |  | OP | PV | SUN | 75 | 0.22 | 144639 | 520696.2344 | 72633 | 261476.7082 | Distributed from 923 Generation And Fuel | 2020
20950 | 2022 | SC | Union Renewable Energy Facility | 60241 | 00611 |  | OP | IC | LFG | 1.6 | 0.599 | 8399 | 30236.1581 | 3416.5 | 12299.3016 | Distributed from 923 Generation And Fuel | 2015
20951 | 2022 | SC | Union Renewable Energy Facility | 60241 | 00677 |  | OP | IC | LFG | 1.6 | 0.599 | 8399 | 30236.1581 | 3416.5 | 12299.3016 | Distributed from 923 Generation And Fuel | 2015
20952 | 2022 | SC | Upper Pacolet Hydro | 58257 | UP1 |  | OP | HY | WAT | 1.1 | 0.502 | 4839 | 17420.2606 | 1568 | 5644.7548 | Distributed from 923 Generation And Fuel | 2013
20953 | 2022 | SC | Urquhart | 3295 | 1 | 1 | OP | CA | NG | 75 | 0.464 | 304623 | 1096634.0269 | 147133 | 529674.5626 | EIA-923 Generator File | 1953
20954 | 2022 | SC | Urquhart | 3295 | 2 | 1 | OP | CA | NG | 75 | 0.49 | 322124 | 1159637.1229 | 163842 | 589826.4814 | EIA-923 Generator File | 1954
20955 | 2022 | SC | Urquhart | 3295 | 3 | 1 | OP | ST | NG | 100 | 0.048 | 42235 | 152044.7836 | 41425 | 149128.807 | EIA-923 Generator File | 1955
20956 | 2022 | SC | Urquhart | 3295 | CT1 |  | OP | CT | NG | 198.9 | 0.371 | 646205 | 2326319.3894 | 306209 | 1102343.5813 | EIA-923 Generator File | 2002
20957 | 2022 | SC | Urquhart | 3295 | CT2 |  | OP | CT | NG | 198.9 | 0.391 | 681915 | 2454874.361 | 343730 | 1237418.1007 | EIA-923 Generator File | 2002
20958 | 2022 | SC | Urquhart | 3295 | GT1 |  | OP | GT | NG | 19.6 | 0.02 | 3464.842 | 12473.3314 | 2063.204 | 7427.475 | Distributed from 923 Generation And Fuel | 1969
20959 | 2022 | SC | Urquhart | 3295 | GT2 |  | OP | GT | NG | 16.3 | 0.02 | 2881.476 | 10373.2306 | 1715.828 | 6176.9314 | Distributed from 923 Generation And Fuel | 1969
20960 | 2022 | SC | Urquhart | 3295 | GT3 |  | OP | GT | NG | 16.3 | 0.02 | 2881.476 | 10373.2306 | 1715.828 | 6176.9314 | Distributed from 923 Generation And Fuel | 1969
20961 | 2022 | SC | Urquhart | 3295 | GT4 |  | OP | GT | NG | 58.9 | 0.02 | 10412.205 | 37483.6381 | 6200.14 | 22320.3254 | Distributed from 923 Generation And Fuel | 1999
20962 | 2022 | SC | V C Summer | 6127 | 1 | 1 | OP | ST | NUC | 1029.6 | 0.953 | 8591733 | 30929991.3601 | 3609477 | 12994013.2479 | Distributed from 923 Generation And Fuel | 1984
20963 | 2022 | SC | Valenite | 56131 | 1 |  | OP | IC | DFO | 2.9 | 0.001 | 34 | 122.399 | 10 | 35.9997 | Distributed from 923 Generation And Fuel | 2003
20964 | 2022 | SC | Vincent Solar | 61950 | 14 |  | OP | PV | SUN | 2 | 0.225 | 3934 | 14162.2867 | 1980 | 7127.943 | Distributed from 923 Generation And Fuel | 2019
20965 | 2022 | SC | W S Lee | 3264 | 7 |  | OP | GT | NG | 54 | 0.059 | 27923.5 | 100523.7958 | 24344.5 | 87639.4989 | Distributed from 923 Generation And Fuel | 2007
20966 | 2022 | SC | W S Lee | 3264 | 8 |  | OP | GT | NG | 54 | 0.059 | 27923.5 | 100523.7958 | 24344.5 | 87639.4989 | Distributed from 923 Generation And Fuel | 2007
20967 | 2022 | SC | W S Lee | 3264 | CT11 |  | OP | CT | NG | 242.3 | 0.553 | 1173479 | 4224490.6041 | 648723 | 2335384.1169 | EIA-923 Generator File | 2018
20968 | 2022 | SC | W S Lee | 3264 | CT12 |  | OP | CT | NG | 242.3 | 0.723 | 1533638 | 5521052.6316 | 737364 | 2654489.1641 | EIA-923 Generator File | 2018
20969 | 2022 | SC | W S Lee | 3264 | ST10 | 2 | OP | CA | NG | 362.1 | 0.614 | 1948319 | 7013892.2889 | 992149 | 3571707.8263 | EIA-923 Generator File | 2018
20970 | 2022 | SC | W S Lee | 3264 | 3 | 1 | RE | ST | NG | 163.2 | -0.001 | -1130 | -4067.9675 | 0 | 0 | EIA-923 Generator File | 1958 | 2022
20971 | 2022 | SC | Ware Shoals Hydro Project | 10801 | GEN1 |  | OP | HY | WAT | 3 | 0.044 | 1148.226 | 4133.5805 | 146.129 | 526.0602 | Distributed from 923 Generation And Fuel | 1939
20972 | 2022 | SC | Ware Shoals Hydro Project | 10801 | GEN2 |  | OP | HY | WAT | 3.2 | 0.044 | 1224.774 | 4409.1511 | 155.871 | 561.1311 | Distributed from 923 Generation And Fuel | 1986
20973 | 2022 | SC | Watauga Solar | 61951 | 15 |  | OP | PV | SUN | 2 | 0.212 | 3723 | 13402.6928 | 1873 | 6742.7461 | Distributed from 923 Generation And Fuel | 2019
20974 | 2022 | SC | Wateree | 3297 | 1 | 1 | OP | ST | BIT | 385.9 | 0.307 | 1036234 | 3730412.5567 | 568464 | 2046454.0284 | EIA-923 Generator File | 1970
20975 | 2022 | SC | Wateree | 3297 | 2 | 1 | OP | ST | BIT | 385.9 | 0.234 | 792117 | 2851598.3872 | 552808 | 1990092.8793 | EIA-923 Generator File | 1971
20976 | 2022 | SC | Wateree Hydro | 3270 | 1 |  | OP | HY | WAT | 18.1 | 0.238 | 37688.6 | 135677.8746 | 12209.2 | 43952.7684 | Distributed from 923 Generation And Fuel | 1919
20977 | 2022 | SC | Wateree Hydro | 3270 | 2 |  | OP | HY | WAT | 18.1 | 0.238 | 37688.6 | 135677.8746 | 12209.2 | 43952.7684 | Distributed from 923 Generation And Fuel | 1919
20978 | 2022 | SC | Wateree Hydro | 3270 | 3 |  | OP | HY | WAT | 18.1 | 0.238 | 37688.6 | 135677.8746 | 12209.2 | 43952.7684 | Distributed from 923 Generation And Fuel | 1919
20979 | 2022 | SC | Wateree Hydro | 3270 | 4 |  | OP | HY | WAT | 18.1 | 0.238 | 37688.6 | 135677.8746 | 12209.2 | 43952.7684 | Distributed from 923 Generation And Fuel | 1919
20980 | 2022 | SC | Wateree Hydro | 3270 | 5 |  | OP | HY | WAT | 18.1 | 0.238 | 37688.6 | 135677.8746 | 12209.2 | 43952.7684 | Distributed from 923 Generation And Fuel | 1919
20981 | 2022 | SC | Weaver Solar | 62347 | 90 |  | OP | PV | SUN | 2 | 0.186 | 3255 | 11717.9063 | 1638 | 5896.7528 | Distributed from 923 Generation And Fuel | 2021
20982 | 2022 | SC | Webb Forging | 7814 | 1 |  | OP | IC | DFO | 2.9 | 0.001 | 18 | 64.7995 | 5.5 | 19.7998 | Distributed from 923 Generation And Fuel | 2003
20983 | 2022 | SC | Webb Forging | 7814 | 2 |  | OP | IC | DFO | 2.9 | 0.001 | 18 | 64.7995 | 5.5 | 19.7998 | Distributed from 923 Generation And Fuel | 2003
20984 | 2022 | SC | Wellford Renewable Energy Plant | 57885 | LFG1 |  | OP | IC | LFG | 1.6 | 0.016 | 230 | 827.9934 | 94 | 338.3973 | Distributed from 923 Generation And Fuel | 2011
20985 | 2022 | SC | White Horse Solar A | 63760 | WHRSA |  | OP | PV | SUN | 2 | 0.195 | 3412 | 12283.1017 | 1717 | 6181.1506 | Distributed from 923 Generation And Fuel | 2020
20986 | 2022 | SC | Whitetail Solar | 59569 | PV1 |  | OP | PV | SUN | 10 | 0.254 | 22219 | 79987.7601 | 11181 | 40251.278 | Distributed from 923 Generation And Fuel | 2021
20987 | 2022 | SC | Whitt Solar | 61952 | 20 |  | OP | PV | SUN | 2 | 0.236 | 4141 | 14907.4807 | 2084 | 7502.34 | Distributed from 923 Generation And Fuel | 2019
20988 | 2022 | SC | Williams | 3298 | ST1 | 1 | OP | ST | BIT | 659.7 | 0.301 | 1741918 | 6270854.6332 | 703322 | 2531938.9445 | EIA-923 Generator File | 1973
20989 | 2022 | SC | Williams | 3298 | 1 |  | RE | GT | NG | 26.9 | 0 | 13 | 46.7996 | 5 | 17.9999 | Distributed from 923 Generation And Fuel | 1972 | 2022
20990 | 2022 | SC | Williams | 3298 | 2 |  | RE | GT | NG | 26.9 | 0 | 13 | 46.7996 | 5 | 17.9999 | Distributed from 923 Generation And Fuel | 1972 | 2022
20991 | 2022 | SC | Willis Solar | 61953 | 16 |  | OP | PV | SUN | 2 | 0.221 | 3865 | 13913.8887 | 1945 | 7001.944 | Distributed from 923 Generation And Fuel | 2018
20992 | 2022 | SC | Winyah | 6249 | 1 | 1 | OP | ST | BIT | 315 | 0.325 | 896989 | 3229134.5669 | 384753 | 1385099.7192 | EIA-923 Generator File | 1975 | 2028
20993 | 2022 | SC | Winyah | 6249 | 2 | 1 | OP | ST | BIT | 315 | 0.278 | 768322 | 2765937.0725 | 349733 | 1259028.7278 | EIA-923 Generator File | 1977 | 2028
20994 | 2022 | SC | Winyah | 6249 | 3 | 1 | OP | ST | BIT | 315 | 0.209 | 576541 | 2075530.9958 | 220460 | 793649.6508 | EIA-923 Generator File | 1980 | 2028
20995 | 2022 | SC | Winyah | 6249 | 4 | 1 | OP | ST | BIT | 315 | 0.031 | 85307 | 307102.7432 | 47601 | 171362.2291 | EIA-923 Generator File | 1981 | 2028
20996 | 2022 | SC | Woodfields Solar | 63552 | PGR21 |  | OP | PV | SUN | 2 | 0.22 | 3858 | 13888.6889 | 2069 | 7448.3404 | Distributed from 923 Generation And Fuel | 2022
20997 | 2022 | SC | Wylie | 3271 | 1 |  | OP | HY | WAT | 15 | 0.232 | 30550.5 | 109980.9202 | 9896.75 | 35628.015 | Distributed from 923 Generation And Fuel | 1925
20998 | 2022 | SC | Wylie | 3271 | 2 |  | OP | HY | WAT | 15 | 0.232 | 30550.5 | 109980.9202 | 9896.75 | 35628.015 | Distributed from 923 Generation And Fuel | 1925
20999 | 2022 | SC | Wylie | 3271 | 3 |  | OP | HY | WAT | 15 | 0.232 | 30550.5 | 109980.9202 | 9896.75 | 35628.015 | Distributed from 923 Generation And Fuel | 1925
21000 | 2022 | SC | Wylie | 3271 | 4 |  | OP | HY | WAT | 15 | 0.232 | 30550.5 | 109980.9202 | 9896.75 | 35628.015 | Distributed from 923 Generation And Fuel | 1925
21001 | 2022 | SC | Yemassee Solar | 62353 | 93 |  | OP | PV | SUN | 10 | 0.255 | 22373 | 80542.1557 | 11259 | 40532.0757 | Distributed from 923 Generation And Fuel | 2020
21002 | 2022 | SD | Aberdeen CT | 3338 | 2 |  | OP | GT | NG | 82.2 | 0.06 | 43403.081 | 156249.8416 | 23261.119 | 83739.3585 | Distributed from 923 Generation And Fuel | 2013
21003 | 2022 | SD | Aberdeen CT | 3338 | GT1 |  | OP | GT | DFO | 28.8 | 0.06 | 15206.919 | 54744.4704 | 8149.881 | 29339.3369 | Distributed from 923 Generation And Fuel | 1978
21004 | 2022 | SD | Angus Anson | 7237 | 1 |  | OP | GT | NG | 119.7 | 0.032 | 33897.789 | 122031.0642 | 28204.589 | 101535.7081 | Distributed from 923 Generation And Fuel | 1994 | 2025
21005 | 2022 | SD | Angus Anson | 7237 | 2 |  | OP | GT | NG | 119.7 | 0.032 | 33897.789 | 122031.0642 | 28204.589 | 101535.7081 | Distributed from 923 Generation And Fuel | 1994 | 2025
21006 | 2022 | SD | Angus Anson | 7237 | 4 |  | OP | GT | NG | 166.3 | 0.032 | 47094.422 | 169538.5629 | 39184.822 | 141064.2307 | Distributed from 923 Generation And Fuel | 2005
21007 | 2022 | SD | Astoria Station | 61144 | 1 |  | OP | GT | NG | 349 | 0.058 | 175856 | 633076.5354 | 114569 | 412445.1004 | Distributed from 923 Generation And Fuel | 2021
21008 | 2022 | SD | Aurora County Wind | 61745 | ACSD |  | OP | WT | WND | 20 | 0.512 | 89787 | 323230.6142 | 30965 | 111473.1082 | Distributed from 923 Generation And Fuel | 2018
21009 | 2022 | SD | Beethoven Wind | 59187 | B&H80 |  | OP | WT | WND | 80 | 0.475 | 333061 | 1199010.0079 | 114862 | 413499.892 | Distributed from 923 Generation And Fuel | 2015
21010 | 2022 | SD | Ben French | 3325 | 1 |  | OP | IC | DFO | 2 | -0.004 | -69.2 | -249.118 | -17.6 | -63.3595 | Distributed from 923 Generation And Fuel | 1965
21011 | 2022 | SD | Ben French | 3325 | 2 |  | OP | IC | DFO | 2 | -0.004 | -69.2 | -249.118 | -17.6 | -63.3595 | Distributed from 923 Generation And Fuel | 1965
21012 | 2022 | SD | Ben French | 3325 | 3 |  | OP | IC | DFO | 2 | -0.004 | -69.2 | -249.118 | -17.6 | -63.3595 | Distributed from 923 Generation And Fuel | 1965
21013 | 2022 | SD | Ben French | 3325 | 4 |  | OP | IC | DFO | 2 | -0.004 | -69.2 | -249.118 | -17.6 | -63.3595 | Distributed from 923 Generation And Fuel | 1965
21014 | 2022 | SD | Ben French | 3325 | 5 |  | OP | IC | DFO | 2 | -0.004 | -69.2 | -249.118 | -17.6 | -63.3595 | Distributed from 923 Generation And Fuel | 1965
21015 | 2022 | SD | Ben French | 3325 | GT1 |  | OP | GT | NG | 25 | 0.004 | 935.75 | 3368.6731 | 460.25 | 1656.8867 | Distributed from 923 Generation And Fuel | 1977
21016 | 2022 | SD | Ben French | 3325 | GT2 |  | OP | GT | NG | 25 | 0.004 | 935.75 | 3368.6731 | 460.25 | 1656.8867 | Distributed from 923 Generation And Fuel | 1977
21017 | 2022 | SD | Ben French | 3325 | GT3 |  | OP | GT | NG | 25 | 0.004 | 935.75 | 3368.6731 | 460.25 | 1656.8867 | Distributed from 923 Generation And Fuel | 1978
21018 | 2022 | SD | Ben French | 3325 | GT4 |  | OP | GT | NG | 25 | 0.004 | 935.75 | 3368.6731 | 460.25 | 1656.8867 | Distributed from 923 Generation And Fuel | 1979
21019 | 2022 | SD | Big Bend Dam | 3375 | 1 |  | OP | HY | WAT | 67.3 | 0.166 | 97876.929 | 352354.1256 | 43431.942 | 156353.7404 | Distributed from 923 Generation And Fuel | 1964
21020 | 2022 | SD | Big Bend Dam | 3375 | 2 |  | OP | HY | WAT | 67.3 | 0.166 | 97876.929 | 352354.1256 | 43431.942 | 156353.7404 | Distributed from 923 Generation And Fuel | 1964
21021 | 2022 | SD | Big Bend Dam | 3375 | 3 |  | OP | HY | WAT | 67.2 | 0.166 | 97731.495 | 351830.5674 | 43367.407 | 156121.4162 | Distributed from 923 Generation And Fuel | 1965
21022 | 2022 | SD | Big Bend Dam | 3375 | 4 |  | OP | HY | WAT | 67.3 | 0.166 | 97876.929 | 352354.1256 | 43431.942 | 156353.7404 | Distributed from 923 Generation And Fuel | 1965
21023 | 2022 | SD | Big Bend Dam | 3375 | 5 |  | OP | HY | WAT | 67.3 | 0.166 | 97876.929 | 352354.1256 | 43431.942 | 156353.7404 | Distributed from 923 Generation And Fuel | 1965
21024 | 2022 | SD | Big Bend Dam | 3375 | 6 |  | OP | HY | WAT | 67.3 | 0.166 | 97876.929 | 352354.1256 | 43431.942 | 156353.7404 | Distributed from 923 Generation And Fuel | 1965
21025 | 2022 | SD | Big Bend Dam | 3375 | 7 |  | OP | HY | WAT | 67.3 | 0.166 | 97876.929 | 352354.1256 | 43431.942 | 156353.7404 | Distributed from 923 Generation And Fuel | 1966
21026 | 2022 | SD | Big Bend Dam | 3375 | 8 |  | OP | HY | WAT | 67.3 | 0.166 | 97876.929 | 352354.1256 | 43431.942 | 156353.7404 | Distributed from 923 Generation And Fuel | 1966
21027 | 2022 | SD | Big Stone | 6098 | 1 | 1 | OP | ST | SUB | 450 | 0.476 | 1876689 | 6756026.3518 | 1151248 | 4144459.6443 | EIA-923 Generator File | 1975
21028 | 2022 | SD | Big Stone | 6098 | D1 |  | SB | IC | DFO | 1 | 0 | 0 | 0 | 0 | 0 | Distributed from 923 Generation And Fuel | 1975
21029 | 2022 | SD | Bob Glanzer Generating Station | 65295 | HG1 |  | OP | IC | NG | 11.5 | 0.066 | 6654.167 | 23954.8096 | 4539 | 16340.2693 | Distributed from 923 Generation And Fuel | 2022
21030 | 2022 | SD | Bob Glanzer Generating Station | 65295 | HG2 |  | OP | IC | NG | 11.5 | 0.066 | 6654.167 | 23954.8096 | 4539 | 16340.2693 | Distributed from 923 Generation And Fuel | 2022
21031 | 2022 | SD | Bob Glanzer Generating Station | 65295 | HG3 |  | OP | IC | NG | 11.5 | 0.066 | 6654.167 | 23954.8096 | 4539 | 16340.2693 | Distributed from 923 Generation And Fuel | 2022
21032 | 2022 | SD | Bob Glanzer Generating Station | 65295 | HG4 |  | OP | IC | NG | 11.5 | 0.066 | 6654.167 | 23954.8096 | 4539 | 16340.2693 | Distributed from 923 Generation And Fuel | 2022
21033 | 2022 | SD | Bob Glanzer Generating Station | 65295 | HG5 |  | OP | IC | NG | 11.5 | 0.066 | 6654.167 | 23954.8096 | 4539 | 16340.2693 | Distributed from 923 Generation And Fuel | 2022
21034 | 2022 | SD | Bob Glanzer Generating Station | 65295 | HG6 |  | OP | IC | NG | 11.5 | 0.066 | 6654.167 | 23954.8096 | 4539 | 16340.2693 | Distributed from 923 Generation And Fuel | 2022
21035 | 2022 | SD | Brule County Wind | 61746 | BCSD |  | OP | WT | WND | 20 | 0.494 | 86474 | 311303.9096 | 29822 | 107358.3411 | Distributed from 923 Generation And Fuel | 2018
21036 | 2022 | SD | Buffalo Ridge I LLC | 56792 | 1 |  | OP | WT | WND | 50.4 | 0.206 | 90881 | 327168.9826 | 32090 | 115523.0758 | Distributed from 923 Generation And Fuel | 2009
21037 | 2022 | SD | Buffalo Ridge II LLC | 57424 | 1 |  | OP | WT | WND | 210 | 0.192 | 353592 | 1272921.0166 | 156900 | 564835.4813 | Distributed from 923 Generation And Fuel | 2010
21038 | 2022 | SD | Campbell County Wind Farm | 59655 | CCWF1 |  | OP | WT | WND | 97.8 | 0.443 | 379732 | 1367024.2638 | 130958 | 471445.0284 | Distributed from 923 Generation And Fuel | 2015
21039 | 2022 | SD | Chamberlain Wind Project | 7974 | WTC1 |  | OP | WT | WND | 1.3 | 0.004 | 49 | 176.3986 | 17 | 61.1995 | Distributed from 923 Generation And Fuel | 2001
21040 | 2022 | SD | Chamberlain Wind Project | 7974 | WTC2 |  | OP | WT | WND | 1.3 | 0.004 | 49 | 176.3986 | 17 | 61.1995 | Distributed from 923 Generation And Fuel | 2001
21041 | 2022 | SD | Clark (SD) | 3341 | 1 |  | SB | IC | DFO | 2.7 | -0.005 | -125 | -449.9964 | 0 | 0 | Distributed from 923 Generation And Fuel | 1970
21042 | 2022 | SD | Coyote Ridge | 61047 | WT1 |  | OP | WT | WND | 97.4 | 0.467 | 398316 | 1433926.1286 | 153414 | 552285.9817 | Distributed from 923 Generation And Fuel | 2019
21043 | 2022 | SD | Crocker Wind Farm | 60505 | CRCKR |  | OP | WT | WND | 200 | 0.489 | 856561 | 3083594.9312 | 298790 | 1075635.3949 | Distributed from 923 Generation And Fuel | 2019
21044 | 2022 | SD | Crowned Ridge Wind Energy Center | 60503 | CTTL1 |  | OP | WT | WND | 200.1 | 0.436 | 764656 | 2752739.5781 | 268683 | 967251.062 | Distributed from 923 Generation And Fuel | 2019
21045 | 2022 | SD | Crowned Ridge Wind II Energy Center | 63269 | CRW2 |  | OP | WT | WND | 200.6 | 0.503 | 883145 | 3179296.5656 | 314907 | 1133656.1308 | Distributed from 923 Generation And Fuel | 2020
21046 | 2022 | SD | Dakota Range III Wind Project | 63102 | WTG |  | OP | WT | WND | 153.6 | 0.389 | 522883 | 1882363.7411 | 167584 | 603297.5736 | Distributed from 923 Generation And Fuel | 2021
21047 | 2022 | SD | Day County Wind LLC | 57194 | GE15 |  | OP | WT | WND | 99 | 0.512 | 444179 | 1599031.6077 | 162993 | 586770.1058 | Distributed from 923 Generation And Fuel | 2010
21048 | 2022 | SD | Deer Creek Station | 56610 | 01 | 1 | OP | CA | NG | 154 | 0.213 | 286893 | 1032806.5375 | 180632 | 650269.9978 | Distributed from 923 Generation And Fuel | 2012
21049 | 2022 | SD | Deer Creek Station | 56610 | 02 |  | OP | CT | NG | 170 | 0.323 | 480974 | 1731492.5481 | 257386 | 926582.1873 | Distributed from 923 Generation And Fuel | 2012
21050 | 2022 | SD | Deuel Harvest Wind Energy LLC | 62943 | GEN1 |  | OP | WT | WND | 300 | 0.437 | 1148393 | 4134181.7265 | 365347 | 1315238.6781 | Distributed from 923 Generation And Fuel | 2021
21051 | 2022 | SD | Faulkton | 3342 | 1 |  | SB | IC | DFO | 2.7 | -0.006 | -132 | -475.1962 | -49 | -176.3986 | Distributed from 923 Generation And Fuel | 1969
21052 | 2022 | SD | Fort Randall | 3373 | 1 |  | OP | HY | WAT | 40 | 0.514 | 180274.5 | 648983.0081 | 79995 | 287979.6962 | Distributed from 923 Generation And Fuel | 1954
21053 | 2022 | SD | Fort Randall | 3373 | 2 |  | OP | HY | WAT | 40 | 0.514 | 180274.5 | 648983.0081 | 79995 | 287979.6962 | Distributed from 923 Generation And Fuel | 1954
21054 | 2022 | SD | Fort Randall | 3373 | 3 |  | OP | HY | WAT | 40 | 0.514 | 180274.5 | 648983.0081 | 79995 | 287979.6962 | Distributed from 923 Generation And Fuel | 1954
21055 | 2022 | SD | Fort Randall | 3373 | 4 |  | OP | HY | WAT | 40 | 0.514 | 180274.5 | 648983.0081 | 79995 | 287979.6962 | Distributed from 923 Generation And Fuel | 1954
21056 | 2022 | SD | Fort Randall | 3373 | 5 |  | OP | HY | WAT | 40 | 0.514 | 180274.5 | 648983.0081 | 79995 | 287979.6962 | Distributed from 923 Generation And Fuel | 1955
21057 | 2022 | SD | Fort Randall | 3373 | 6 |  | OP | HY | WAT | 40 | 0.514 | 180274.5 | 648983.0081 | 79995 | 287979.6962 | Distributed from 923 Generation And Fuel | 1955
21058 | 2022 | SD | Fort Randall | 3373 | 7 |  | OP | HY | WAT | 40 | 0.514 | 180274.5 | 648983.0081 | 79995 | 287979.6962 | Distributed from 923 Generation And Fuel | 1955
21059 | 2022 | SD | Fort Randall | 3373 | 8 |  | OP | HY | WAT | 40 | 0.514 | 180274.5 | 648983.0081 | 79995 | 287979.6962 | Distributed from 923 Generation And Fuel | 1956
21060 | 2022 | SD | Ft. Pierre | 56148 | 5 |  | OP | IC | DFO | 2 | 0.001 | 10.78 | 38.8077 | 4.004 | 14.4143 | Data from EIA-923 Generator File overwritten with distributed data from EIA-923 Generation and Fuel | 2004
21061 | 2022 | SD | Ft. Pierre | 56148 | 6 |  | OP | IC | DFO | 2 | 0.001 | 10.78 | 38.8077 | 4.004 | 14.4143 | Data from EIA-923 Generator File overwritten with distributed data from EIA-923 Generation and Fuel | 2004
21062 | 2022 | SD | Ft. Pierre | 56148 | 7 |  | OP | IC | DFO | 2 | 0.001 | 10.78 | 38.8077 | 4.004 | 14.4143 | Data from EIA-923 Generator File overwritten with distributed data from EIA-923 Generation and Fuel | 2004
21063 | 2022 | SD | Groton Generation Station | 56238 | GT01 |  | OP | GT | NG | 108.2 | 0.084 | 79839.5 | 287419.9006 | 36400 | 131038.9517 | Distributed from 923 Generation And Fuel | 2006
21064 | 2022 | SD | Groton Generation Station | 56238 | GT02 |  | OP | GT | NG | 108.2 | 0.084 | 79839.5 | 287419.9006 | 36400 | 131038.9517 | Distributed from 923 Generation And Fuel | 2008
21065 | 2022 | SD | Huron | 3344 | 1 |  | RE | GT | NG | 15 | 0.304 | 39925 | 143728.8502 | 0 | 0 | Distributed from 923 Generation And Fuel | 1961 | 2022
21066 | 2022 | SD | Lake Preston | 3352 | 1A |  | SB | GT | DFO | 24.1 | 0.001 | 159 | 572.3954 | 59 | 212.3983 | Distributed from 923 Generation And Fuel | 1978
21067 | 2022 | SD | Lange Gas Turbines | 55478 | 0001 |  | OP | GT | NG | 40 | 0.079 | 27683 | 99658.0027 | 11936 | 42969.2562 | Distributed from 923 Generation And Fuel | 2002
21068 | 2022 | SD | Oahe | 3356 | 1 |  | OP | HY | WAT | 112.3 | 0.295 | 290206.143 | 1044733.7569 | 128776.143 | 463590.4061 | Distributed from 923 Generation And Fuel | 1962
21069 | 2022 | SD | Oahe | 3356 | 2 |  | OP | HY | WAT | 112.3 | 0.295 | 290206.143 | 1044733.7569 | 128776.143 | 463590.4061 | Distributed from 923 Generation And Fuel | 1962
21070 | 2022 | SD | Oahe | 3356 | 3 |  | OP | HY | WAT | 112.3 | 0.295 | 290206.143 | 1044733.7569 | 128776.143 | 463590.4061 | Distributed from 923 Generation And Fuel | 1962
21071 | 2022 | SD | Oahe | 3356 | 4 |  | OP | HY | WAT | 112.3 | 0.295 | 290206.143 | 1044733.7569 | 128776.143 | 463590.4061 | Distributed from 923 Generation And Fuel | 1962
21072 | 2022 | SD | Oahe | 3356 | 5 |  | OP | HY | WAT | 112.3 | 0.295 | 290206.143 | 1044733.7569 | 128776.143 | 463590.4061 | Distributed from 923 Generation And Fuel | 1963
21073 | 2022 | SD | Oahe | 3356 | 6 |  | OP | HY | WAT | 112.3 | 0.295 | 290206.143 | 1044733.7569 | 128776.143 | 463590.4061 | Distributed from 923 Generation And Fuel | 1963
21074 | 2022 | SD | Oahe | 3356 | 7 |  | OP | HY | WAT | 112.3 | 0.295 | 290206.143 | 1044733.7569 | 128776.143 | 463590.4061 | Distributed from 923 Generation And Fuel | 1963
21075 | 2022 | SD | Oak Tree Energy | 59435 | OTE14 |  | OP | WT | WND | 19.5 | 0.456 | 77891 | 280405.3568 | 26862 | 96702.4264 | Distributed from 923 Generation And Fuel | 2014
21076 | 2022 | SD | Pierre Solar | 60686 | PIERS |  | OP | PV | SUN | 1 | 0.236 | 2071 | 7455.5404 | 1206 | 4341.5653 | Distributed from 923 Generation And Fuel | 2016
21077 | 2022 | SD | POET Bioprocessing- Mitchell | 65367 | 1 |  | OP | ST | NG | 3.9 | 0.545 | 18612 | 67002.664 | 10100.116 | 36360.1267 | EIA-923 Generator File | 2021
21078 | 2022 | SD | POET Biorefining - Chancellor | 63853 | 1 |  | OP | ST | WDS | 5.4 | 0.671 | 31745 | 114281.0858 | 14112.318 | 50803.9384 | EIA-923 Generator File | 2018
21079 | 2022 | SD | POET Biorefining - Hudson | 63918 | 1 |  | OP | ST | NG | 3.6 | 0.602 | 18995 | 68381.4529 | 10307.958 | 37108.3519 | EIA-923 Generator File | 2019
21080 | 2022 | SD | Prairie Winds SD1 | 56608 | SD1 |  | OP | WT | WND | 150 | 0.27 | 355256.481 | 1278913.1003 | 122516.667 | 441056.4727 | Distributed from 923 Generation And Fuel | 2011
21081 | 2022 | SD | Prairie Winds SD1 | 56608 | SD2 |  | OP | WT | WND | 10.5 | 0.27 | 24867.954 | 89523.9182 | 8576.167 | 30873.9542 | Distributed from 923 Generation And Fuel | 2011
21082 | 2022 | SD | Prairie Winds SD1 | 56608 | SD3 |  | OP | WT | WND | 1.5 | 0.27 | 3552.565 | 12789.1317 | 1225.167 | 4410.5659 | Distributed from 923 Generation And Fuel | 2011
21083 | 2022 | SD | Prevailing Wind Park | 62247 | PWPSD |  | OP | WT | WND | 220 | 0.475 | 916067 | 3297814.8175 | 273311 | 983911.7287 | Distributed from 923 Generation And Fuel | 2020
21084 | 2022 | SD | Rolling Thunder Wind Farm Hybrid | 57045 | 1 |  | OP | WT | WND | 25 | 0.419 | 91747 | 330286.5577 | 31641 | 113906.6887 | Distributed from 923 Generation And Fuel | 2009
21085 | 2022 | SD | Rolling Thunder Wind Farm Hybrid | 57045 | 2 |  | OP | BA | MWH | 0.8 | 0 | 0 | 0 | 0 | 0 | Distributed from 923 Generation And Fuel | 2018
21086 | 2022 | SD | South Dakota Wind Energy Cente | 56092 | GE15 |  | OP | WT | WND | 40.5 | 0.257 | 91008 | 327626.179 | 36264 | 130549.3556 | Distributed from 923 Generation And Fuel | 2003
21087 | 2022 | SD | Spearfish Hydro | 58438 | TURB1 |  | OP | HY | WAT | 2 | 0.058 | 1013.5 | 3648.5708 | 449.5 | 1618.1871 | Distributed from 923 Generation And Fuel | 1912
21088 | 2022 | SD | Spearfish Hydro | 58438 | TURB2 |  | OP | HY | WAT | 2 | 0.058 | 1013.5 | 3648.5708 | 449.5 | 1618.1871 | Distributed from 923 Generation And Fuel | 1912
21089 | 2022 | SD | Spirit Mound | 6092 | 1 |  | OP | GT | DFO | 67.5 | 0.006 | 3401 | 12243.5021 | 2775 | 9989.9201 | Distributed from 923 Generation And Fuel | 1978
21090 | 2022 | SD | Spirit Mound | 6092 | 2 |  | OP | GT | DFO | 67.5 | 0.006 | 3401 | 12243.5021 | 2775 | 9989.9201 | Distributed from 923 Generation And Fuel | 1978
21091 | 2022 | SD | State Auto Insurance | 56244 | 1 |  | SB | IC | DFO | 1.7 | 0.001 | 14 | 50.3996 | 5 | 17.9999 | Distributed from 923 Generation And Fuel | 2001
21092 | 2022 | SD | Tatanka Ridge | 61046 | WT1 |  | OP | WT | WND | 154 | 0.505 | 681371 | 2452915.9767 | 222142 | 799704.8024 | Distributed from 923 Generation And Fuel | 2021
21093 | 2022 | SD | Triple H Wind Project | 63103 | WTG |  | OP | WT | WND | 250.2 | 0.465 | 1018742 | 3667441.8605 | 365321 | 1315145.0788 | Distributed from 923 Generation And Fuel | 2020
21094 | 2022 | SD | Valley Queen Cheese | 56274 | 1 |  | SB | IC | DFO | 1.5 | 0.001 | 8.667 | 31.201 | 4.333 | 15.5987 | Distributed from 923 Generation And Fuel | 2002
21095 | 2022 | SD | Valley Queen Cheese | 56274 | 2 |  | SB | IC | DFO | 1.5 | 0.001 | 8.667 | 31.201 | 4.333 | 15.5987 | Distributed from 923 Generation And Fuel | 2002
21096 | 2022 | SD | Valley Queen Cheese | 56274 | 3 |  | SB | IC | DFO | 1.5 | 0.001 | 8.667 | 31.201 | 4.333 | 15.5987 | Distributed from 923 Generation And Fuel | 2004
21097 | 2022 | SD | Watertown Power Plant | 7247 | 1 |  | OP | GT | DFO | 67.5 | 0.007 | 4404 | 15854.2732 | 1636 | 5889.5529 | Distributed from 923 Generation And Fuel | 1978
21098 | 2022 | SD | Wessington Springs | 56650 | 1 |  | OP | WT | WND | 51 | 0.562 | 250935 | 903358.7731 | 84361 | 303697.1704 | Distributed from 923 Generation And Fuel | 2009
21099 | 2022 | SD | Willow Creek Wind Power LLC | 62431 | 1 |  | OP | WT | WND | 105 | 0.47 | 431917 | 1554888.7609 | 151543 | 545550.4356 | Distributed from 923 Generation And Fuel | 2020
21100 | 2022 | SD | Yankton | 8034 | 1 |  | SB | IC | NG | 2.2 | -0.003 | -51.06 | -183.8145 | -19.045 | -68.5615 | Distributed from 923 Generation And Fuel | 1974
21101 | 2022 | SD | Yankton | 8034 | 2 |  | SB | IC | DFO | 2.7 | -0.003 | -62.664 | -225.5886 | -23.373 | -84.1421 | Distributed from 923 Generation And Fuel | 1974
21102 | 2022 | SD | Yankton | 8034 | 3 |  | SB | IC | NG | 6.5 | -0.003 | -150.858 | -543.0845 | -56.269 | -202.5668 | Distributed from 923 Generation And Fuel | 1975
21103 | 2022 | SD | Yankton | 8034 | 4 |  | SB | IC | DFO | 2 | -0.003 | -46.418 | -167.1035 | -17.313 | -62.3263 | Distributed from 923 Generation And Fuel | 1963
21104 | 2022 | TN | Allen | 3393 | CTG1 |  | OP | CT | NG | 347 | 0.644 | 1957529 | 7047048.0236 | 937320 | 3374325.0054 | EIA-923 Generator File | 2018
21105 | 2022 | TN | Allen | 3393 | CTG2 |  | OP | CT | NG | 347 | 0.644 | 1956749 | 7044240.0461 | 936875 | 3372723.0182 | EIA-923 Generator File | 2018
21106 | 2022 | TN | Allen | 3393 | G10 |  | OP | GT | DFO | 23.9 | 0 | -39.115 | -140.8129 | -20.135 | -72.4854 | Distributed from 923 Generation And Fuel | 1971 | 2023
21107 | 2022 | TN | Allen | 3393 | G11 |  | OP | GT | DFO | 23.9 | 0 | -39.115 | -140.8129 | -20.135 | -72.4854 | Distributed from 923 Generation And Fuel | 1971 | 2023
21108 | 2022 | TN | Allen | 3393 | G12 |  | OP | GT | DFO | 23.9 | 0 | -39.115 | -140.8129 | -20.135 | -72.4854 | Distributed from 923 Generation And Fuel | 1971 | 2023
21109 | 2022 | TN | Allen | 3393 | G13 |  | OP | GT | DFO | 23.9 | 0 | -39.115 | -140.8129 | -20.135 | -72.4854 | Distributed from 923 Generation And Fuel | 1971 | 2023
21110 | 2022 | TN | Allen | 3393 | G14 |  | OP | GT | DFO | 23.9 | 0 | -39.115 | -140.8129 | -20.135 | -72.4854 | Distributed from 923 Generation And Fuel | 1971 | 2023
21111 | 2022 | TN | Allen | 3393 | G15 |  | OP | GT | DFO | 23.9 | 0 | -39.115 | -140.8129 | -20.135 | -72.4854 | Distributed from 923 Generation And Fuel | 1971 | 2023
21112 | 2022 | TN | Allen | 3393 | G16 |  | OP | GT | DFO | 23.9 | 0 | -39.115 | -140.8129 | -20.135 | -72.4854 | Distributed from 923 Generation And Fuel | 1971 | 2023
21113 | 2022 | TN | Allen | 3393 | G17 |  | OP | GT | DFO | 59.6 | 0 | -97.541 | -351.1448 | -50.211 | -180.7582 | Distributed from 923 Generation And Fuel | 1972 | 2023
21114 | 2022 | TN | Allen | 3393 | G18 |  | OP | GT | DFO | 59.6 | 0 | -97.541 | -351.1448 | -50.211 | -180.7582 | Distributed from 923 Generation And Fuel | 1972 | 2023
21115 | 2022 | TN | Allen | 3393 | G19 |  | OP | GT | DFO | 59.6 | 0 | -97.541 | -351.1448 | -50.211 | -180.7582 | Distributed from 923 Generation And Fuel | 1972 | 2023
21116 | 2022 | TN | Allen | 3393 | G20 |  | OP | GT | DFO | 59.6 | 0 | -97.541 | -351.1448 | -50.211 | -180.7582 | Distributed from 923 Generation And Fuel | 1972 | 2023
21117 | 2022 | TN | Allen | 3393 | GT1 |  | OP | GT | DFO | 23.9 | 0 | -39.115 | -140.8129 | -20.135 | -72.4854 | Distributed from 923 Generation And Fuel | 1971 | 2023
21118 | 2022 | TN | Allen | 3393 | GT2 |  | OP | GT | DFO | 23.9 | 0 | -39.115 | -140.8129 | -20.135 | -72.4854 | Distributed from 923 Generation And Fuel | 1971 | 2023
21119 | 2022 | TN | Allen | 3393 | GT3 |  | OP | GT | DFO | 23.9 | 0 | -39.115 | -140.8129 | -20.135 | -72.4854 | Distributed from 923 Generation And Fuel | 1971 | 2023
21120 | 2022 | TN | Allen | 3393 | GT4 |  | OP | GT | DFO | 23.9 | 0 | -39.115 | -140.8129 | -20.135 | -72.4854 | Distributed from 923 Generation And Fuel | 1971 | 2023
21121 | 2022 | TN | Allen | 3393 | GT5 |  | OP | GT | DFO | 23.9 | 0 | -39.115 | -140.8129 | -20.135 | -72.4854 | Distributed from 923 Generation And Fuel | 1971 | 2023
21122 | 2022 | TN | Allen | 3393 | GT6 |  | OP | GT | DFO | 23.9 | 0 | -39.115 | -140.8129 | -20.135 | -72.4854 | Distributed from 923 Generation And Fuel | 1971 | 2023
21123 | 2022 | TN | Allen | 3393 | GT7 |  | OP | GT | DFO | 23.9 | 0 | -39.115 | -140.8129 | -20.135 | -72.4854 | Distributed from 923 Generation And Fuel | 1971 | 2023
21124 | 2022 | TN | Allen | 3393 | GT8 |  | OP | GT | DFO | 23.9 | 0 | -39.115 | -140.8129 | -20.135 | -72.4854 | Distributed from 923 Generation And Fuel | 1971 | 2023
21125 | 2022 | TN | Allen | 3393 | GT9 |  | OP | GT | DFO | 23.9 | 0 | -39.115 | -140.8129 | -20.135 | -72.4854 | Distributed from 923 Generation And Fuel | 1971 | 2023
21126 | 2022 | TN | Allen | 3393 | STG1 | 2 | OP | CA | NG | 476.9 | 0.364 | 1519908 | 5471625.027 | 727719 | 2619767.4419 | EIA-923 Generator File | 2018
21127 | 2022 | TN | Apalachia | 3394 | 1 |  | OP | HY | WAT | 52.2 | 0.52 | 237672.846 | 855615.4007 | 105465.192 | 379671.6538 | Distributed from 923 Generation And Fuel | 1943
21128 | 2022 | TN | Apalachia | 3394 | 2 |  | OP | HY | WAT | 41.4 | 0.52 | 188499.154 | 678591.5257 | 83644.808 | 301118.8998 | Distributed from 923 Generation And Fuel | 1943
21129 | 2022 | TN | Bi-County Gas Producers | 58559 | GEN1 |  | OP | IC | LFG | 1 | 0.493 | 4318 | 15544.6756 | 1800 | 6479.9482 | Distributed from 923 Generation And Fuel | 2011
21130 | 2022 | TN | Bi-County Gas Producers | 58559 | GEN2 |  | OP | IC | LFG | 2 | 0.493 | 8636 | 31089.3513 | 3600 | 12959.8963 | Distributed from 923 Generation And Fuel | 2013
21131 | 2022 | TN | Boone Dam | 3395 | 1 |  | OP | HY | WAT | 38 | 0.164 | 54594.41 | 196538.3037 | 24225.628 | 87211.5631 | Distributed from 923 Generation And Fuel | 1953
21132 | 2022 | TN | Boone Dam | 3395 | 2 |  | OP | HY | WAT | 38.3 | 0.164 | 55025.418 | 198089.9201 | 24416.883 | 87900.0756 | Distributed from 923 Generation And Fuel | 1953
21133 | 2022 | TN | Boone Dam | 3395 | 3 |  | OP | HY | WAT | 29.6 | 0.164 | 42526.172 | 153092.9945 | 18870.489 | 67933.2169 | Distributed from 923 Generation And Fuel | 1953
21134 | 2022 | TN | Bowater Newsprint Calhoun Operation | 50956 | GEN1 | 5 | OS | ST | BLQ | 19 | 0.115 | 19072.14 | 68659.1547 | 2739.28 | 9861.3291 | EIA-923 Generator File | 1954
21135 | 2022 | TN | Bowater Newsprint Calhoun Operation | 50956 | GEN2 | 5 | OS | ST | BLQ | 19.2 | 0.014 | 2366.8 | 8520.4118 | 0 | 0 | EIA-923 Generator File | 1954
21136 | 2022 | TN | Bowater Newsprint Calhoun Operation | 50956 | GEN3 | 5 | OS | ST | BLQ | 25 | 0.016 | 3606.46 | 12983.1521 | 0 | 0 | EIA-923 Generator File | 1957
21137 | 2022 | TN | Brownsville Peaking Power | 55081 | 1 |  | OP | GT | NG | 112 | 0.023 | 23030.852 | 82910.4039 | 13913.565 | 50088.4333 | Distributed from 923 Generation And Fuel | 1999
21138 | 2022 | TN | Brownsville Peaking Power | 55081 | 2 |  | OP | GT | NG | 112 | 0.023 | 23030.852 | 82910.4039 | 13913.565 | 50088.4333 | Distributed from 923 Generation And Fuel | 1999
21139 | 2022 | TN | Brownsville Peaking Power | 55081 | 3 |  | OP | GT | NG | 118 | 0.023 | 24264.648 | 87352.034 | 14658.935 | 52771.7438 | Distributed from 923 Generation And Fuel | 1999
21140 | 2022 | TN | Brownsville Peaking Power | 55081 | 4 |  | OP | GT | NG | 118 | 0.023 | 24264.648 | 87352.034 | 14658.935 | 52771.7438 | Distributed from 923 Generation And Fuel | 1999
21141 | 2022 | TN | Buffalo Mountain | 7927 | 1 |  | OP | WT | WND | 0.6 | 0 | 0 | 0 | 0 | 0 | Distributed from 923 Generation And Fuel | 2000
21142 | 2022 | TN | Buffalo Mountain | 7927 | 2 |  | OP | WT | WND | 0.6 | 0 | 0 | 0 | 0 | 0 | Distributed from 923 Generation And Fuel | 2000
21143 | 2022 | TN | Buffalo Mountain | 7927 | 3 |  | OP | WT | WND | 0.6 | 0 | 0 | 0 | 0 | 0 | Distributed from 923 Generation And Fuel | 2000
21144 | 2022 | TN | Buffalo Mountain Energy Center | 56493 | 4 |  | OP | WT | WND | 27 | 0.063 | 14865 | 53513.5719 | 5310 | 19115.8471 | Distributed from 923 Generation And Fuel | 2004
21145 | 2022 | TN | Bull Run | 3396 | 1 | 1 | OP | ST | BIT | 950 | 0.131 | 1087060 | 3913384.6929 | 802883 | 2890355.6772 | EIA-923 Generator File | 1967 | 2023
21146 | 2022 | TN | Calderwood | 54900 | 1 |  | OP | HY | WAT | 52.2 | 0.448 | 204877 | 737551.2996 | 90912 | 327280.5818 | Distributed from 923 Generation And Fuel | 1930
21147 | 2022 | TN | Calderwood | 54900 | 2 |  | OP | HY | WAT | 52.2 | 0.448 | 204877 | 737551.2996 | 90912 | 327280.5818 | Distributed from 923 Generation And Fuel | 1930
21148 | 2022 | TN | Calderwood | 54900 | 3 |  | OP | HY | WAT | 52.2 | 0.448 | 204877 | 737551.2996 | 90912 | 327280.5818 | Distributed from 923 Generation And Fuel | 1938
21149 | 2022 | TN | Center Hill | 6417 | 1 |  | OP | HY | WAT | 45 | 0.345 | 135864.964 | 489109.9575 | 60288.75 | 217037.7637 | Distributed from 923 Generation And Fuel | 1950
21150 | 2022 | TN | Center Hill | 6417 | 2 |  | OP | HY | WAT | 50 | 0.345 | 150961.071 | 543455.508 | 66987.5 | 241153.0708 | Distributed from 923 Generation And Fuel | 1951
21151 | 2022 | TN | Center Hill | 6417 | 3 |  | OP | HY | WAT | 45 | 0.345 | 135864.964 | 489109.9575 | 60288.75 | 217037.7637 | Distributed from 923 Generation And Fuel | 1951
21152 | 2022 | TN | Chattanooga Metropolitan Airport Solar | 58515 | GEN1 |  | OP | PV | SUN | 1 | 0.124 | 1085.926 | 3909.3023 | 565.185 | 2034.6497 | Distributed from 923 Generation And Fuel | 2011
21153 | 2022 | TN | Chattanooga Metropolitan Airport Solar | 58515 | GEN2 |  | OP | PV | SUN | 1.1 | 0.124 | 1194.519 | 4300.234 | 621.704 | 2238.1165 | Distributed from 923 Generation And Fuel | 2013
21154 | 2022 | TN | Chattanooga Metropolitan Airport Solar | 58515 | GEN3 |  | OP | PV | SUN | 0.6 | 0.124 | 651.556 | 2345.5828 | 339.111 | 1220.7898 | Distributed from 923 Generation And Fuel | 2019
21155 | 2022 | TN | Cheatham | 6418 | 1 |  | OP | HY | WAT | 12 | 0.525 | 55156 | 198560.0115 | 24475 | 88109.2951 | Distributed from 923 Generation And Fuel | 1958
21156 | 2022 | TN | Cheatham | 6418 | 2 |  | OP | HY | WAT | 12 | 0.525 | 55156 | 198560.0115 | 24475 | 88109.2951 | Distributed from 923 Generation And Fuel | 1958
21157 | 2022 | TN | Cheatham | 6418 | 3 |  | OP | HY | WAT | 12 | 0.525 | 55156 | 198560.0115 | 24475 | 88109.2951 | Distributed from 923 Generation And Fuel | 1958
21158 | 2022 | TN | Cherokee Dam | 3397 | 1 |  | OP | HY | WAT | 33.4 | 0.284 | 83191.73 | 299487.8321 | 36915.412 | 132894.42 | Distributed from 923 Generation And Fuel | 1942
21159 | 2022 | TN | Cherokee Dam | 3397 | 2 |  | OP | HY | WAT | 34.6 | 0.284 | 86180.655 | 310247.876 | 38241.714 | 137669.069 | Distributed from 923 Generation And Fuel | 1953
21160 | 2022 | TN | Cherokee Dam | 3397 | 3 |  | OP | HY | WAT | 34.6 | 0.284 | 86180.655 | 310247.876 | 38241.714 | 137669.069 | Distributed from 923 Generation And Fuel | 1942
21161 | 2022 | TN | Cherokee Dam | 3397 | 4 |  | OP | HY | WAT | 32.4 | 0.284 | 80700.96 | 290521.1318 | 35810.16 | 128915.5447 | Distributed from 923 Generation And Fuel | 1953
21162 | 2022 | TN | Chestnut Ridge Gas Recovery | 50570 | GEN1 |  | RE | IC | LFG | 0.8 | 0.531 | 3722.667 | 13401.494 | 1551.667 | 5585.9565 | Distributed from 923 Generation And Fuel | 1992 | 2022
21163 | 2022 | TN | Chestnut Ridge Gas Recovery | 50570 | GEN2 |  | RE | IC | LFG | 0.8 | 0.531 | 3722.667 | 13401.494 | 1551.667 | 5585.9565 | Distributed from 923 Generation And Fuel | 1992 | 2022
21164 | 2022 | TN | Chestnut Ridge Gas Recovery | 50570 | GEN3 |  | RE | IC | LFG | 0.8 | 0.531 | 3722.667 | 13401.494 | 1551.667 | 5585.9565 | Distributed from 923 Generation And Fuel | 1992 | 2022
21165 | 2022 | TN | Chestnut Ridge Gas Recovery | 50570 | GEN4 |  | RE | IC | LFG | 0.8 | 0.531 | 3722.667 | 13401.494 | 1551.667 | 5585.9565 | Distributed from 923 Generation And Fuel | 1992 | 2022
21166 | 2022 | TN | Chestnut Ridge Gas Recovery | 50570 | GEN5 |  | RE | IC | LFG | 1.6 | 0.531 | 7445.333 | 26802.9844 | 3103.333 | 11171.9094 | Distributed from 923 Generation And Fuel | 2011 | 2022
21167 | 2022 | TN | Chickamauga | 3398 | 1 |  | OP | HY | WAT | 39.9 | 0.486 | 169992.75 | 611969.0042 | 75432.5 | 271554.8276 | Distributed from 923 Generation And Fuel | 1940
21168 | 2022 | TN | Chickamauga | 3398 | 2 |  | OP | HY | WAT | 39.9 | 0.486 | 169992.75 | 611969.0042 | 75432.5 | 271554.8276 | Distributed from 923 Generation And Fuel | 1940
21169 | 2022 | TN | Chickamauga | 3398 | 3 |  | OP | HY | WAT | 39.9 | 0.486 | 169992.75 | 611969.0042 | 75432.5 | 271554.8276 | Distributed from 923 Generation And Fuel | 1940
21170 | 2022 | TN | Chickamauga | 3398 | 4 |  | OP | HY | WAT | 39.9 | 0.486 | 169992.75 | 611969.0042 | 75432.5 | 271554.8276 | Distributed from 923 Generation And Fuel | 1952
21171 | 2022 | TN | Chilhowee | 54901 | 1 |  | OP | HY | WAT | 16.6 | 0.376 | 54655 | 196756.4259 | 24252.667 | 87308.9027 | Distributed from 923 Generation And Fuel | 1957
21172 | 2022 | TN | Chilhowee | 54901 | 2 |  | OP | HY | WAT | 16.6 | 0.376 | 54655 | 196756.4259 | 24252.667 | 87308.9027 | Distributed from 923 Generation And Fuel | 1957
21173 | 2022 | TN | Chilhowee | 54901 | 3 |  | OP | HY | WAT | 16.6 | 0.376 | 54655 | 196756.4259 | 24252.667 | 87308.9027 | Distributed from 923 Generation And Fuel | 1957
21174 | 2022 | TN | Cordell Hull | 3423 | 1 |  | OP | HY | WAT | 33.3 | 0.45 | 131222.667 | 472397.822 | 58228.667 | 209621.5242 | Distributed from 923 Generation And Fuel | 1973
21175 | 2022 | TN | Cordell Hull | 3423 | 2 |  | OP | HY | WAT | 33.3 | 0.45 | 131222.667 | 472397.822 | 58228.667 | 209621.5242 | Distributed from 923 Generation And Fuel | 1973
21176 | 2022 | TN | Cordell Hull | 3423 | 3 |  | OP | HY | WAT | 33.3 | 0.45 | 131222.667 | 472397.822 | 58228.667 | 209621.5242 | Distributed from 923 Generation And Fuel | 1974
21177 | 2022 | TN | Cumberland (TN) | 3399 | 1 | 1 | OP | ST | BIT | 1300 | 0.322 | 3666833 | 13200493.1961 | 2249210 | 8097091.2233 | EIA-923 Generator File | 1973 | 2028
21178 | 2022 | TN | Cumberland (TN) | 3399 | 2 | 1 | OP | ST | BIT | 1300 | 0.304 | 3464691 | 12472787.8177 | 1910675 | 6878374.973 | EIA-923 Generator File | 1973 | 2026
21179 | 2022 | TN | Dale Hollow | 3424 | 1 |  | OP | HY | WAT | 18 | 0.301 | 47505.667 | 171019.033 | 21080 | 75887.3929 | Distributed from 923 Generation And Fuel | 1948
21180 | 2022 | TN | Dale Hollow | 3424 | 2 |  | OP | HY | WAT | 18 | 0.301 | 47505.667 | 171019.033 | 21080 | 75887.3929 | Distributed from 923 Generation And Fuel | 1949
21181 | 2022 | TN | Dale Hollow | 3424 | 3 |  | OP | HY | WAT | 18 | 0.301 | 47505.667 | 171019.033 | 21080 | 75887.3929 | Distributed from 923 Generation And Fuel | 1953
21182 | 2022 | TN | Domtar Kingsport Mill | 10252 | NO.1 | 2 | OA | ST | NG | 50 | 0 | 0 | 0 | 0 | 0 | EIA-923 Generator File | 2006
21183 | 2022 | TN | Douglas Dam | 3400 | 1 |  | OP | HY | WAT | 36.5 | 0.299 | 95711.326 | 344558.0171 | 42470.945 | 152894.1788 | Distributed from 923 Generation And Fuel | 1944
21184 | 2022 | TN | Douglas Dam | 3400 | 2 |  | OP | HY | WAT | 41.4 | 0.299 | 108560.244 | 390813.7519 | 48172.524 | 173419.699 | Distributed from 923 Generation And Fuel | 1949
21185 | 2022 | TN | Douglas Dam | 3400 | 3 |  | OP | HY | WAT | 31.5 | 0.299 | 82600.186 | 297358.2907 | 36653.007 | 131949.7696 | Distributed from 923 Generation And Fuel | 1943
21186 | 2022 | TN | Douglas Dam | 3400 | 4 |  | OP | HY | WAT | 41.4 | 0.299 | 108560.244 | 390813.7519 | 48172.524 | 173419.699 | Distributed from 923 Generation And Fuel | 1954
21187 | 2022 | TN | Elora Solar | 63719 | ELO |  | OP | PV | SUN | 150 | 0.234 | 307891 | 1108398.7328 | 190800 | 686874.505 | Distributed from 923 Generation And Fuel | 2022
21188 | 2022 | TN | Fort Loudoun | 3402 | 1 |  | OP | HY | WAT | 35.5 | 0.58 | 180326.569 | 649170.455 | 80018.112 | 288062.8987 | Distributed from 923 Generation And Fuel | 1944
21189 | 2022 | TN | Fort Loudoun | 3402 | 2 |  | OP | HY | WAT | 34.2 | 0.58 | 173723.061 | 625398.0164 | 77087.871 | 277514.1155 | Distributed from 923 Generation And Fuel | 1943
21190 | 2022 | TN | Fort Loudoun | 3402 | 3 |  | OP | HY | WAT | 43 | 0.58 | 218423.731 | 786319.141 | 96923.346 | 348921.2542 | Distributed from 923 Generation And Fuel | 1948
21191 | 2022 | TN | Fort Loudoun | 3402 | 4 |  | OP | HY | WAT | 40.6 | 0.58 | 206232.639 | 742431.5609 | 91513.671 | 329446.58 | Distributed from 923 Generation And Fuel | 1949
21192 | 2022 | TN | Fort Patrick Henry | 3401 | 1 |  | OP | HY | WAT | 29.7 | 0.204 | 53183 | 191457.2683 | 23599.5 | 84957.5203 | Distributed from 923 Generation And Fuel | 1954
21193 | 2022 | TN | Fort Patrick Henry | 3401 | 2 |  | OP | HY | WAT | 29.7 | 0.204 | 53183 | 191457.2683 | 23599.5 | 84957.5203 | Distributed from 923 Generation And Fuel | 1953
21194 | 2022 | TN | Gallatin (TN) | 3403 | 1 | 1 | OP | ST | BIT | 300 | 0.467 | 1228435 | 4422330.6214 | 499441 | 1797973.2162 | EIA-923 Generator File | 1956 | 2031
21195 | 2022 | TN | Gallatin (TN) | 3403 | 2 | 1 | OP | ST | SUB | 300 | 0.233 | 612757 | 2205907.5527 | 345040 | 1242134.0629 | EIA-923 Generator File | 1957 | 2031
21196 | 2022 | TN | Gallatin (TN) | 3403 | 3 | 1 | OP | ST | SUB | 327.6 | 0.387 | 1109897 | 3995597.2352 | 471923 | 1698909.2087 | EIA-923 Generator File | 1959 | 2031
21197 | 2022 | TN | Gallatin (TN) | 3403 | 4 | 1 | OP | ST | SUB | 327.6 | 0.463 | 1327808 | 4780070.5594 | 575327 | 2071160.6307 | EIA-923 Generator File | 1959 | 2031
21198 | 2022 | TN | Gallatin (TN) | 3403 | GT1 |  | OP | GT | NG | 81.3 | 0.03 | 21037.846 | 75735.6397 | 12989.367 | 46761.3471 | Distributed from 923 Generation And Fuel | 1975 | 2031
21199 | 2022 | TN | Gallatin (TN) | 3403 | GT2 |  | OP | GT | NG | 81.3 | 0.03 | 21037.846 | 75735.6397 | 12989.367 | 46761.3471 | Distributed from 923 Generation And Fuel | 1975 | 2031
21200 | 2022 | TN | Gallatin (TN) | 3403 | GT3 |  | OP | GT | NG | 81.3 | 0.03 | 21037.846 | 75735.6397 | 12989.367 | 46761.3471 | Distributed from 923 Generation And Fuel | 1975 | 2031
21201 | 2022 | TN | Gallatin (TN) | 3403 | GT4 |  | OP | GT | NG | 81.3 | 0.03 | 21037.846 | 75735.6397 | 12989.367 | 46761.3471 | Distributed from 923 Generation And Fuel | 1975 | 2031
21202 | 2022 | TN | Gallatin (TN) | 3403 | GT5 |  | OP | GT | NG | 84.5 | 0.03 | 21865.904 | 78716.6247 | 13500.633 | 48601.89 | Distributed from 923 Generation And Fuel | 2000 | 2031
21203 | 2022 | TN | Gallatin (TN) | 3403 | GT6 |  | OP | GT | NG | 84.5 | 0.03 | 21865.904 | 78716.6247 | 13500.633 | 48601.89 | Distributed from 923 Generation And Fuel | 2000 | 2031
21204 | 2022 | TN | Gallatin (TN) | 3403 | GT7 |  | OP | GT | NG | 84.5 | 0.03 | 21865.904 | 78716.6247 | 13500.633 | 48601.89 | Distributed from 923 Generation And Fuel | 2000 | 2031
21205 | 2022 | TN | Gallatin (TN) | 3403 | GT8 |  | OP | GT | NG | 84.5 | 0.03 | 21865.904 | 78716.6247 | 13500.633 | 48601.89 | Distributed from 923 Generation And Fuel | 2000 | 2031
21206 | 2022 | TN | Gleason Generating Facility | 55251 | CTG1 |  | OP | GT | NG | 185.4 | 0.03 | 48704.234 | 175333.8397 | 26566.925 | 95640.1649 | Distributed from 923 Generation And Fuel | 2000
21207 | 2022 | TN | Gleason Generating Facility | 55251 | CTG2 |  | OP | GT | NG | 191.2 | 0.03 | 50227.883 | 180818.9322 | 27398.037 | 98632.1441 | Distributed from 923 Generation And Fuel | 2000
21208 | 2022 | TN | Gleason Generating Facility | 55251 | CTG3 |  | OP | GT | NG | 191.2 | 0.03 | 50227.883 | 180818.9322 | 27398.037 | 98632.1441 | Distributed from 923 Generation And Fuel | 2000
21209 | 2022 | TN | Great Falls (TN) | 3404 | 1 |  | OP | HY | WAT | 15.3 | 0.392 | 52575.703 | 189271.0166 | 23330.003 | 83987.3389 | Distributed from 923 Generation And Fuel | 1916
21210 | 2022 | TN | Great Falls (TN) | 3404 | 2 |  | OP | HY | WAT | 18.4 | 0.392 | 63228.297 | 227620.0482 | 28056.997 | 101004.3812 | Distributed from 923 Generation And Fuel | 1924
21211 | 2022 | TN | Haywood Solar | 61733 | HWOOD |  | OP | PV | SUN | 3 | 0.236 | 6213 | 22366.6211 | 3339 | 12020.3038 | Distributed from 923 Generation And Fuel | 2017
21212 | 2022 | TN | IKEA Memphis 508 | 61211 | PV |  | OP | PV | SUN | 1.1 | 0.149 | 1431 | 5151.5588 | 745 | 2681.9785 | Distributed from 923 Generation And Fuel | 2016
21213 | 2022 | TN | J P Priest | 3428 | 1 |  | OP | HY | WAT | 28 | 0.302 | 73961 | 266257.4699 | 32819 | 118147.4548 | Distributed from 923 Generation And Fuel | 1970
21214 | 2022 | TN | John Sevier | 3405 | CTG1 |  | OP | CT | NG | 191.3 | 0.54 | 904164 | 3254964.3603 | 380442 | 1369580.2434 | EIA-923 Generator File | 2012
21215 | 2022 | TN | John Sevier | 3405 | CTG2 |  | OP | CT | NG | 191.3 | 0.552 | 925311 | 3331092.9513 | 388181 | 1397440.4205 | EIA-923 Generator File | 2012
21216 | 2022 | TN | John Sevier | 3405 | CTG3 |  | OP | CT | NG | 191.3 | 0.602 | 1008876 | 3631924.5446 | 424501 | 1528191.3745 | EIA-923 Generator File | 2012
21217 | 2022 | TN | John Sevier | 3405 | STG1 | 1 | OP | CA | NG | 423 | 0.435 | 1610865 | 5799067.6075 | 677796 | 2440046.0796 | EIA-923 Generator File | 2012
21218 | 2022 | TN | Johnsonville | 3406 | G10 |  | OP | GT | NG | 68 | 0.068 | 40334.205 | 145201.9764 | 16744.928 | 60281.2585 | Distributed from 923 Generation And Fuel | 1975 | 2024
21219 | 2022 | TN | Johnsonville | 3406 | G11 |  | OP | GT | NG | 68 | 0.068 | 40334.205 | 145201.9764 | 16744.928 | 60281.2585 | Distributed from 923 Generation And Fuel | 1975 | 2024
21220 | 2022 | TN | Johnsonville | 3406 | G12 |  | OP | GT | NG | 68 | 0.068 | 40334.205 | 145201.9764 | 16744.928 | 60281.2585 | Distributed from 923 Generation And Fuel | 1975 | 2024
21221 | 2022 | TN | Johnsonville | 3406 | G13 |  | OP | GT | NG | 68 | 0.068 | 40334.205 | 145201.9764 | 16744.928 | 60281.2585 | Distributed from 923 Generation And Fuel | 1975 | 2024
21222 | 2022 | TN | Johnsonville | 3406 | G14 |  | OP | GT | NG | 68 | 0.068 | 40334.205 | 145201.9764 | 16744.928 | 60281.2585 | Distributed from 923 Generation And Fuel | 1975 | 2024
21223 | 2022 | TN | Johnsonville | 3406 | G15 |  | OP | GT | NG | 68 | 0.068 | 40334.205 | 145201.9764 | 16744.928 | 60281.2585 | Distributed from 923 Generation And Fuel | 1975 | 2024
21224 | 2022 | TN | Johnsonville | 3406 | G16 |  | OP | GT | NG | 68 | 0.068 | 40334.205 | 145201.9764 | 16744.928 | 60281.2585 | Distributed from 923 Generation And Fuel | 1975 | 2024
21225 | 2022 | TN | Johnsonville | 3406 | G17 |  | OP | GT | NG | 84.5 | 0.068 | 50121.181 | 180434.8081 | 20808.036 | 74908.3303 | Distributed from 923 Generation And Fuel | 2000
21226 | 2022 | TN | Johnsonville | 3406 | G18 |  | OP | GT | NG | 84.5 | 0.068 | 50121.181 | 180434.8081 | 20808.036 | 74908.3303 | Distributed from 923 Generation And Fuel | 2000
21227 | 2022 | TN | Johnsonville | 3406 | G19 |  | OP | GT | NG | 84.5 | 0.068 | 50121.181 | 180434.8081 | 20808.036 | 74908.3303 | Distributed from 923 Generation And Fuel | 2000
21228 | 2022 | TN | Johnsonville | 3406 | G20 |  | OP | GT | NG | 84.5 | 0.068 | 50121.181 | 180434.8081 | 20808.036 | 74908.3303 | Distributed from 923 Generation And Fuel | 2000
21229 | 2022 | TN | Johnsonville | 3406 | GT1 |  | OP | GT | NG | 68 | 0.068 | 40334.205 | 145201.9764 | 16744.928 | 60281.2585 | Distributed from 923 Generation And Fuel | 1975 | 2024
21230 | 2022 | TN | Johnsonville | 3406 | GT2 |  | OP | GT | NG | 68 | 0.068 | 40334.205 | 145201.9764 | 16744.928 | 60281.2585 | Distributed from 923 Generation And Fuel | 1975 | 2024
21231 | 2022 | TN | Johnsonville | 3406 | GT3 |  | OP | GT | NG | 68 | 0.068 | 40334.205 | 145201.9764 | 16744.928 | 60281.2585 | Distributed from 923 Generation And Fuel | 1975 | 2024
21232 | 2022 | TN | Johnsonville | 3406 | GT4 |  | OP | GT | NG | 68 | 0.068 | 40334.205 | 145201.9764 | 16744.928 | 60281.2585 | Distributed from 923 Generation And Fuel | 1975 | 2024
21233 | 2022 | TN | Johnsonville | 3406 | GT5 |  | OP | GT | NG | 68 | 0.068 | 40334.205 | 145201.9764 | 16744.928 | 60281.2585 | Distributed from 923 Generation And Fuel | 1975 | 2024
21234 | 2022 | TN | Johnsonville | 3406 | GT6 |  | OP | GT | NG | 68 | 0.068 | 40334.205 | 145201.9764 | 16744.928 | 60281.2585 | Distributed from 923 Generation And Fuel | 1975 | 2024
21235 | 2022 | TN | Johnsonville | 3406 | GT7 |  | OP | GT | NG | 68 | 0.068 | 40334.205 | 145201.9764 | 16744.928 | 60281.2585 | Distributed from 923 Generation And Fuel | 1975 | 2024
21236 | 2022 | TN | Johnsonville | 3406 | GT8 |  | OP | GT | NG | 68 | 0.068 | 40334.205 | 145201.9764 | 16744.928 | 60281.2585 | Distributed from 923 Generation And Fuel | 1975 | 2024
21237 | 2022 | TN | Johnsonville | 3406 | GT9 |  | OP | GT | NG | 68 | 0.068 | 40334.205 | 145201.9764 | 16744.928 | 60281.2585 | Distributed from 923 Generation And Fuel | 1975 | 2024
21238 | 2022 | TN | Kingston | 3407 | 1 | 1 | OP | ST | SUB | 175 | 0.234 | 358792 | 1291640.8669 | 148654 | 535150.1188 | EIA-923 Generator File | 1954 | 2027
21239 | 2022 | TN | Kingston | 3407 | 2 | 1 | OP | ST | SUB | 175 | 0.162 | 247924 | 892519.2598 | 127809 | 460108.7191 | EIA-923 Generator File | 1954 | 2027
21240 | 2022 | TN | Kingston | 3407 | 3 | 1 | OP | ST | SUB | 175 | 0.239 | 366974 | 1321095.8312 | 238370 | 858125.135 | EIA-923 Generator File | 1954 | 2027
21241 | 2022 | TN | Kingston | 3407 | 4 | 1 | OP | ST | SUB | 175 | 0.244 | 374084 | 1346691.6265 | 203340 | 732018.1439 | EIA-923 Generator File | 1954 | 2027
21242 | 2022 | TN | Kingston | 3407 | 5 | 1 | OP | ST | SUB | 200 | 0.188 | 328523 | 1182673.3386 | 242343 | 872427.8206 | EIA-923 Generator File | 1955 | 2027
21243 | 2022 | TN | Kingston | 3407 | 6 | 1 | OP | ST | SUB | 200 | 0.213 | 372446 | 1340794.8736 | 273777 | 985589.3153 | EIA-923 Generator File | 1955 | 2027
21244 | 2022 | TN | Kingston | 3407 | 7 | 1 | OP | ST | SUB | 200 | 0.186 | 325696 | 1172496.22 | 217531 | 783105.3352 | EIA-923 Generator File | 1955 | 2026
21245 | 2022 | TN | Kingston | 3407 | 8 | 1 | OP | ST | SUB | 200 | 0.146 | 256548 | 923565.4115 | 96235 | 346443.2285 | EIA-923 Generator File | 1955 | 2026
21246 | 2022 | TN | Kingston | 3407 | 9 | 1 | OP | ST | SUB | 200 | 0.283 | 495445 | 1783587.7313 | 307254 | 1106105.5512 | EIA-923 Generator File | 1955 | 2026
21247 | 2022 | TN | Lagoon Creek | 7845 | CTG1 |  | OP | CT | NG | 173.4 | 0.724 | 1099048 | 3956541.1477 | 522606 | 1881366.5491 | EIA-923 Generator File | 2010
21248 | 2022 | TN | Lagoon Creek | 7845 | CTG2 |  | OP | CT | NG | 173.4 | 0.723 | 1098936 | 3956137.9509 | 522606 | 1881366.5491 | EIA-923 Generator File | 2010
21249 | 2022 | TN | Lagoon Creek | 7845 | GT1 |  | OP | GT | NG | 84.5 | 0.055 | 40938.379 | 147376.9854 | 26773.702 | 96384.5561 | Distributed from 923 Generation And Fuel | 2001
21250 | 2022 | TN | Lagoon Creek | 7845 | GT10 |  | OP | GT | NG | 86.2 | 0.055 | 41761.992 | 150341.9685 | 27312.345 | 98323.6554 | Distributed from 923 Generation And Fuel | 2002
21251 | 2022 | TN | Lagoon Creek | 7845 | GT11 |  | OP | GT | NG | 86.2 | 0.055 | 41761.992 | 150341.9685 | 27312.345 | 98323.6554 | Distributed from 923 Generation And Fuel | 2002
21252 | 2022 | TN | Lagoon Creek | 7845 | GT12 |  | OP | GT | NG | 86.2 | 0.055 | 41761.992 | 150341.9685 | 27312.345 | 98323.6554 | Distributed from 923 Generation And Fuel | 2002
21253 | 2022 | TN | Lagoon Creek | 7845 | GT2 |  | OP | GT | NG | 84.5 | 0.055 | 40938.379 | 147376.9854 | 26773.702 | 96384.5561 | Distributed from 923 Generation And Fuel | 2001
21254 | 2022 | TN | Lagoon Creek | 7845 | GT3 |  | OP | GT | NG | 84.5 | 0.055 | 40938.379 | 147376.9854 | 26773.702 | 96384.5561 | Distributed from 923 Generation And Fuel | 2001
21255 | 2022 | TN | Lagoon Creek | 7845 | GT4 |  | OP | GT | NG | 84.5 | 0.055 | 40938.379 | 147376.9854 | 26773.702 | 96384.5561 | Distributed from 923 Generation And Fuel | 2001
21256 | 2022 | TN | Lagoon Creek | 7845 | GT5 |  | OP | GT | NG | 84.5 | 0.055 | 40938.379 | 147376.9854 | 26773.702 | 96384.5561 | Distributed from 923 Generation And Fuel | 2001
21257 | 2022 | TN | Lagoon Creek | 7845 | GT6 |  | OP | GT | NG | 84.5 | 0.055 | 40938.379 | 147376.9854 | 26773.702 | 96384.5561 | Distributed from 923 Generation And Fuel | 2001
21258 | 2022 | TN | Lagoon Creek | 7845 | GT7 |  | OP | GT | NG | 84.5 | 0.055 | 40938.379 | 147376.9854 | 26773.702 | 96384.5561 | Distributed from 923 Generation And Fuel | 2001
21259 | 2022 | TN | Lagoon Creek | 7845 | GT8 |  | OP | GT | NG | 84.5 | 0.055 | 40938.379 | 147376.9854 | 26773.702 | 96384.5561 | Distributed from 923 Generation And Fuel | 2001
21260 | 2022 | TN | Lagoon Creek | 7845 | GT9 |  | OP | GT | NG | 86.2 | 0.055 | 41761.992 | 150341.9685 | 27312.345 | 98323.6554 | Distributed from 923 Generation And Fuel | 2002
21261 | 2022 | TN | Lagoon Creek | 7845 | STG1 | 1 | OP | CA | NG | 257.6 | 0.623 | 1406166 | 5062157.1027 | 681154 | 2452134.7829 | EIA-923 Generator File | 2010
21262 | 2022 | TN | Latitude Solar Center | 61412 | LATSC |  | OP | PV | SUN | 15 | 0.223 | 29331 | 105590.7553 | 15263 | 54946.3604 | Distributed from 923 Generation And Fuel | 2018
21263 | 2022 | TN | McMinnville | 55928 | 1 |  | OP | IC | DFO | 2 | 0.004 | 61.5 | 221.3982 | 20.583 | 74.0982 | Distributed from 923 Generation And Fuel | 2001
21264 | 2022 | TN | McMinnville | 55928 | 10 |  | OP | IC | DFO | 2 | 0.004 | 61.5 | 221.3982 | 20.583 | 74.0982 | Distributed from 923 Generation And Fuel | 2001
21265 | 2022 | TN | McMinnville | 55928 | 11 |  | OP | IC | DFO | 2 | 0.004 | 61.5 | 221.3982 | 20.583 | 74.0982 | Distributed from 923 Generation And Fuel | 2001
21266 | 2022 | TN | McMinnville | 55928 | 12 |  | OP | IC | OBL | 2 | 0.004 | 61.5 | 221.3982 | 20.583 | 74.0982 | Distributed from 923 Generation And Fuel | 2005
21267 | 2022 | TN | McMinnville | 55928 | 2 |  | OP | IC | DFO | 2 | 0.004 | 61.5 | 221.3982 | 20.583 | 74.0982 | Distributed from 923 Generation And Fuel | 2001
21268 | 2022 | TN | McMinnville | 55928 | 3 |  | OP | IC | DFO | 2 | 0.004 | 61.5 | 221.3982 | 20.583 | 74.0982 | Distributed from 923 Generation And Fuel | 2001
21269 | 2022 | TN | McMinnville | 55928 | 4 |  | OP | IC | DFO | 2 | 0.004 | 61.5 | 221.3982 | 20.583 | 74.0982 | Distributed from 923 Generation And Fuel | 2001
21270 | 2022 | TN | McMinnville | 55928 | 5 |  | OP | IC | DFO | 2 | 0.004 | 61.5 | 221.3982 | 20.583 | 74.0982 | Distributed from 923 Generation And Fuel | 2001
21271 | 2022 | TN | McMinnville | 55928 | 6 |  | OP | IC | DFO | 2 | 0.004 | 61.5 | 221.3982 | 20.583 | 74.0982 | Distributed from 923 Generation And Fuel | 2001
21272 | 2022 | TN | McMinnville | 55928 | 7 |  | OP | IC | DFO | 2 | 0.004 | 61.5 | 221.3982 | 20.583 | 74.0982 | Distributed from 923 Generation And Fuel | 2001
21273 | 2022 | TN | McMinnville | 55928 | 8 |  | OP | IC | DFO | 2 | 0.004 | 61.5 | 221.3982 | 20.583 | 74.0982 | Distributed from 923 Generation And Fuel | 2001
21274 | 2022 | TN | McMinnville | 55928 | 9 |  | OP | IC | DFO | 2 | 0.004 | 61.5 | 221.3982 | 20.583 | 74.0982 | Distributed from 923 Generation And Fuel | 2001
21275 | 2022 | TN | Melton Hill | 3408 | 1 |  | OP | HY | WAT | 36 | 0.209 | 65857 | 237083.3033 | 29223.5 | 105203.7584 | Distributed from 923 Generation And Fuel | 1964
21276 | 2022 | TN | Melton Hill | 3408 | 2 |  | OP | HY | WAT | 36 | 0.209 | 65857 | 237083.3033 | 29223.5 | 105203.7584 | Distributed from 923 Generation And Fuel | 1964
21277 | 2022 | TN | Millington Solar Farm | 60560 | MILL |  | OP | PV | SUN | 53 | 0.244 | 113377 | 408153.9348 | 61119 | 220026.6398 | Distributed from 923 Generation And Fuel | 2018
21278 | 2022 | TN | Mountain Home Energy Center | 59809 | GEN1 |  | OS | IC | NG | 3.2 | 0.095 | 2675.765 | 9632.6769 | 127.529 | 459.1007 | Distributed from 923 Generation And Fuel | 2002
21279 | 2022 | TN | Mountain Home Energy Center | 59809 | GEN2 |  | SB | IC | DFO | 1.8 | 0.095 | 1505.118 | 5418.3815 | 71.735 | 258.2439 | Distributed from 923 Generation And Fuel | 2002
21280 | 2022 | TN | Mountain Home Energy Center | 59809 | GEN3 |  | SB | IC | DFO | 1.8 | 0.095 | 1505.118 | 5418.3815 | 71.735 | 258.2439 | Distributed from 923 Generation And Fuel | 2002
21281 | 2022 | TN | MTSU Power Co-Gen Plant | 58179 | GT-01 |  | OP | GT | NG | 5 | 0.883 | 38680 | 139246.886 | 14992 | 53970.7682 | Distributed from 923 Generation And Fuel | 1997
21282 | 2022 | TN | Mulberry Farm LLC | 59184 | PV1 |  | OP | PV | SUN | 15.8 | 0.195 | 27055 | 97397.2208 | 12774 | 45986.0321 | Distributed from 923 Generation And Fuel | 2014
21283 | 2022 | TN | Music City Community Solar | 62468 | MCS01 |  | OP | PV | SUN | 1.6 | 0.197 | 2756 | 9921.5206 | 1434 | 5162.3587 | Distributed from 923 Generation And Fuel | 2018
21284 | 2022 | TN | Nickajack | 3409 | 1 |  | OP | HY | WAT | 27.4 | 0.572 | 137302.745 | 494285.9277 | 60926.629 | 219334.1097 | Distributed from 923 Generation And Fuel | 1968
21285 | 2022 | TN | Nickajack | 3409 | 2 |  | OP | HY | WAT | 27.9 | 0.572 | 139808.269 | 503305.742 | 62038.429 | 223336.5577 | Distributed from 923 Generation And Fuel | 1968
21286 | 2022 | TN | Nickajack | 3409 | 3 |  | OP | HY | WAT | 24.3 | 0.572 | 121768.493 | 438363.0679 | 54033.471 | 194518.9394 | Distributed from 923 Generation And Fuel | 1968
21287 | 2022 | TN | Nickajack | 3409 | 4 |  | OP | HY | WAT | 24.3 | 0.572 | 121768.493 | 438363.0679 | 54033.471 | 194518.9394 | Distributed from 923 Generation And Fuel | 1968
21288 | 2022 | TN | Norris Dam | 3411 | 1 |  | OP | HY | WAT | 65.7 | 0.393 | 226110 | 813989.4881 | 100334 | 361199.5104 | Distributed from 923 Generation And Fuel | 1936
21289 | 2022 | TN | Norris Dam | 3411 | 2 |  | OP | HY | WAT | 65.7 | 0.393 | 226110 | 813989.4881 | 100334 | 361199.5104 | Distributed from 923 Generation And Fuel | 1936
21290 | 2022 | TN | Ocoee 1 | 3412 | 1 |  | OP | HY | WAT | 3.8 | 0.518 | 17241.6 | 62069.2634 | 7650.8 | 27542.6597 | Distributed from 923 Generation And Fuel | 1912
21291 | 2022 | TN | Ocoee 1 | 3412 | 2 |  | OP | HY | WAT | 3.8 | 0.518 | 17241.6 | 62069.2634 | 7650.8 | 27542.6597 | Distributed from 923 Generation And Fuel | 1912
21292 | 2022 | TN | Ocoee 1 | 3412 | 3 |  | OP | HY | WAT | 3.8 | 0.518 | 17241.6 | 62069.2634 | 7650.8 | 27542.6597 | Distributed from 923 Generation And Fuel | 1912
21293 | 2022 | TN | Ocoee 1 | 3412 | 4 |  | OP | HY | WAT | 3.8 | 0.518 | 17241.6 | 62069.2634 | 7650.8 | 27542.6597 | Distributed from 923 Generation And Fuel | 1912
21294 | 2022 | TN | Ocoee 1 | 3412 | 5 |  | OP | HY | WAT | 3.8 | 0.518 | 17241.6 | 62069.2634 | 7650.8 | 27542.6597 | Distributed from 923 Generation And Fuel | 1914
21295 | 2022 | TN | Ocoee 2 | 3413 | 1 |  | OP | HY | WAT | 11.5 | 0.383 | 38567.5 | 138841.8893 | 17114 | 61609.9071 | Distributed from 923 Generation And Fuel | 1913
21296 | 2022 | TN | Ocoee 2 | 3413 | 2 |  | OP | HY | WAT | 11.5 | 0.383 | 38567.5 | 138841.8893 | 17114 | 61609.9071 | Distributed from 923 Generation And Fuel | 1913
21297 | 2022 | TN | Ocoee 3 | 3414 | 1 |  | OP | HY | WAT | 28.8 | 0.657 | 165751 | 596698.8264 | 73550 | 264777.8818 | Distributed from 923 Generation And Fuel | 1943
21298 | 2022 | TN | Old Hickory | 3426 | 1 |  | OP | HY | WAT | 28.7 | 0.532 | 133762.203 | 481540.0785 | 59355.585 | 213678.3966 | Distributed from 923 Generation And Fuel | 1957
21299 | 2022 | TN | Old Hickory | 3426 | 2 |  | OP | HY | WAT | 25 | 0.532 | 116517.599 | 419460.0007 | 51703.472 | 186131.0102 | Distributed from 923 Generation And Fuel | 1957
21300 | 2022 | TN | Old Hickory | 3426 | 3 |  | OP | HY | WAT | 25 | 0.532 | 116517.599 | 419460.0007 | 51703.472 | 186131.0102 | Distributed from 923 Generation And Fuel | 1957
21301 | 2022 | TN | Old Hickory | 3426 | 4 |  | OA | HY | WAT | 25 | 0.532 | 116517.599 | 419460.0007 | 51703.472 | 186131.0102 | Distributed from 923 Generation And Fuel | 1957
21302 | 2022 | TN | Opryland USA | 55037 | GTO1 |  | OP | GT | NG | 4.5 | 0.543 | 21413 | 77086.1833 | 5605 | 20177.8386 | Distributed from 923 Generation And Fuel | 1995
21303 | 2022 | TN | Packaging Corp of America | 50296 | GEN1 | 5 | OP | ST | WDS | 50 | 0.736 | 322359.27 | 1160484.0881 | 133788.996 | 481636.5325 | EIA-923 Generator File | 1985
21304 | 2022 | TN | Packaging Corp of America | 50296 | GEN2 | 4 | OP | ST | BLQ | 22.5 | 0.472 | 93061.714 | 335019.4902 | 44285.195 | 159425.4266 | EIA-923 Generator File | 2010
21305 | 2022 | TN | Pickwick Landing Dam | 3415 | 1 |  | OP | HY | WAT | 40 | 0.523 | 183247 | 659683.9225 | 81314 | 292728.0582 | Distributed from 923 Generation And Fuel | 1938
21306 | 2022 | TN | Pickwick Landing Dam | 3415 | 2 |  | OP | HY | WAT | 40 | 0.523 | 183247 | 659683.9225 | 81314 | 292728.0582 | Distributed from 923 Generation And Fuel | 1938
21307 | 2022 | TN | Pickwick Landing Dam | 3415 | 3 |  | OP | HY | WAT | 40 | 0.523 | 183247 | 659683.9225 | 81314 | 292728.0582 | Distributed from 923 Generation And Fuel | 1942
21308 | 2022 | TN | Pickwick Landing Dam | 3415 | 4 |  | OP | HY | WAT | 40 | 0.523 | 183247 | 659683.9225 | 81314 | 292728.0582 | Distributed from 923 Generation And Fuel | 1942
21309 | 2022 | TN | Pickwick Landing Dam | 3415 | 5 |  | OP | HY | WAT | 40 | 0.523 | 183247 | 659683.9225 | 81314 | 292728.0582 | Distributed from 923 Generation And Fuel | 1952
21310 | 2022 | TN | Pickwick Landing Dam | 3415 | 6 |  | OP | HY | WAT | 40 | 0.523 | 183247 | 659683.9225 | 81314 | 292728.0582 | Distributed from 923 Generation And Fuel | 1952
21311 | 2022 | TN | Powell Valley | 7883 | 1 |  | OP | IC | DFO | 2 | 0.002 | 38.182 | 137.4541 | 12.818 | 46.1444 | Distributed from 923 Generation And Fuel | 2000
21312 | 2022 | TN | Powell Valley | 7883 | 10 |  | OP | IC | DFO | 2 | 0.002 | 38.182 | 137.4541 | 12.818 | 46.1444 | Distributed from 923 Generation And Fuel | 2000
21313 | 2022 | TN | Powell Valley | 7883 | 11 |  | OP | IC | DFO | 2 | 0.002 | 38.182 | 137.4541 | 12.818 | 46.1444 | Distributed from 923 Generation And Fuel | 2000
21314 | 2022 | TN | Powell Valley | 7883 | 2 |  | OP | IC | DFO | 2 | 0.002 | 38.182 | 137.4541 | 12.818 | 46.1444 | Distributed from 923 Generation And Fuel | 2000
21315 | 2022 | TN | Powell Valley | 7883 | 3 |  | OP | IC | DFO | 2 | 0.002 | 38.182 | 137.4541 | 12.818 | 46.1444 | Distributed from 923 Generation And Fuel | 2000
21316 | 2022 | TN | Powell Valley | 7883 | 4 |  | OP | IC | DFO | 2 | 0.002 | 38.182 | 137.4541 | 12.818 | 46.1444 | Distributed from 923 Generation And Fuel | 2000
21317 | 2022 | TN | Powell Valley | 7883 | 5 |  | OP | IC | DFO | 2 | 0.002 | 38.182 | 137.4541 | 12.818 | 46.1444 | Distributed from 923 Generation And Fuel | 2000
21318 | 2022 | TN | Powell Valley | 7883 | 6 |  | OP | IC | DFO | 2 | 0.002 | 38.182 | 137.4541 | 12.818 | 46.1444 | Distributed from 923 Generation And Fuel | 2000
21319 | 2022 | TN | Powell Valley | 7883 | 7 |  | OP | IC | DFO | 2 | 0.002 | 38.182 | 137.4541 | 12.818 | 46.1444 | Distributed from 923 Generation And Fuel | 2000
21320 | 2022 | TN | Powell Valley | 7883 | 8 |  | OP | IC | DFO | 2 | 0.002 | 38.182 | 137.4541 | 12.818 | 46.1444 | Distributed from 923 Generation And Fuel | 2000
21321 | 2022 | TN | Powell Valley | 7883 | 9 |  | OP | IC | DFO | 2 | 0.002 | 38.182 | 137.4541 | 12.818 | 46.1444 | Distributed from 923 Generation And Fuel | 2000
21322 | 2022 | TN | Primient Loudon Plant | 63632 | Y9111 |  | OP | GT | NG | 30.7 | 0.719 | 193492 | 696565.6275 | 89553 | 322388.2209 | Distributed from 923 Generation And Fuel | 2016
21323 | 2022 | TN | Primient Loudon Plant | 63632 | Y9121 |  | OP | GT | NG | 30.7 | 0.719 | 193492 | 696565.6275 | 89553 | 322388.2209 | Distributed from 923 Generation And Fuel | 2016
21324 | 2022 | TN | Providence Solar | 60337 | PROV |  | OP | PV | SUN | 16 | 0.229 | 32088 | 115515.8759 | 16711 | 60159.1187 | Distributed from 923 Generation And Fuel | 2017
21325 | 2022 | TN | Raccoon Mountain | 6151 | 1 |  | OP | PS | WAT | 428.4 | -0.033 | -122829.75 | -442183.5625 | -67836.75 | -244210.3463 | Distributed from 923 Generation And Fuel | 1979
21326 | 2022 | TN | Raccoon Mountain | 6151 | 2 |  | OP | PS | WAT | 428.4 | -0.033 | -122829.75 | -442183.5625 | -67836.75 | -244210.3463 | Distributed from 923 Generation And Fuel | 1978
21327 | 2022 | TN | Raccoon Mountain | 6151 | 3 |  | OP | PS | WAT | 428.4 | -0.033 | -122829.75 | -442183.5625 | -67836.75 | -244210.3463 | Distributed from 923 Generation And Fuel | 1979
21328 | 2022 | TN | Raccoon Mountain | 6151 | 4 |  | OP | PS | WAT | 428.4 | -0.033 | -122829.75 | -442183.5625 | -67836.75 | -244210.3463 | Distributed from 923 Generation And Fuel | 1979
21329 | 2022 | TN | Selmer Farm LLC | 59188 | PV1 |  | OP | PV | SUN | 15.8 | 0.2 | 27677 | 99636.4029 | 13470 | 48491.6121 | Distributed from 923 Generation And Fuel | 2014
21330 | 2022 | TN | Selmer I | 60555 | SELMI |  | OP | PV | SUN | 16 | 0.234 | 32806 | 118100.6552 | 17205 | 61937.5045 | Distributed from 923 Generation And Fuel | 2016
21331 | 2022 | TN | Selmer II | 60556 | SELM2 |  | OP | PV | SUN | 8 | 0.239 | 16766 | 60357.1171 | 8998 | 32392.5409 | Distributed from 923 Generation And Fuel | 2016
21332 | 2022 | TN | Sequoyah | 6152 | 1 | 1 | OP | ST | NUC | 1220.5 | 0.88 | 9413649.5 | 33888867.0891 | 4044189.5 | 14558965.7283 | Distributed from 923 Generation And Fuel | 1981
21333 | 2022 | TN | Sequoyah | 6152 | 2 | 1 | OP | ST | NUC | 1220.5 | 0.88 | 9413649.5 | 33888867.0891 | 4044189.5 | 14558965.7283 | Distributed from 923 Generation And Fuel | 1982
21334 | 2022 | TN | Somerville Solar | 62900 | PV |  | OP | PV | SUN | 2.3 | 0.182 | 3676 | 13233.4941 | 1913 | 6886.7449 | Distributed from 923 Generation And Fuel | 2019
21335 | 2022 | TN | South Holston | 3416 | 1 |  | OP | HY | WAT | 38.5 | 0.409 | 137957 | 496641.2269 | 61217 | 220379.437 | Distributed from 923 Generation And Fuel | 1951
21336 | 2022 | TN | SR Bolivar | 65640 | SRBOL |  | OP | PV | SUN | 3.3 | 0.002 | 45 | 161.9987 | 0 | 0 | Distributed from 923 Generation And Fuel | 2022
21337 | 2022 | TN | SR Greenville I | 65638 | SRGN1 |  | OP | PV | SUN | 4.8 | 0.005 | 211 | 759.5939 | 0 | 0 | Distributed from 923 Generation And Fuel | 2022
21338 | 2022 | TN | SR Greenville II | 65639 | SRGN2 |  | OP | PV | SUN | 4.8 | 0.004 | 150 | 539.9957 | 0 | 0 | Distributed from 923 Generation And Fuel | 2022
21339 | 2022 | TN | SR Innovation - NIKE PV | 61332 | NIKE2 |  | OP | PV | SUN | 1.5 | 0.279 | 3671 | 13215.4943 | 1910 | 6875.945 | Distributed from 923 Generation And Fuel | 2020
21340 | 2022 | TN | SR Jackson II | 65642 | SRJA2 |  | OP | PV | SUN | 1 | 0.08 | 698 | 2512.7799 | 364 | 1310.3895 | Distributed from 923 Generation And Fuel | 2022
21341 | 2022 | TN | SR Jonesborough | 62173 | JONES |  | OP | PV | SUN | 4.4 | 0.206 | 7943 | 28594.5712 | 4258 | 15328.6774 | Distributed from 923 Generation And Fuel | 2018
21342 | 2022 | TN | SR Paris | 65641 | SRPAR |  | OP | PV | SUN | 6.8 | 0 | 7 | 25.1998 | 0 | 0 | Distributed from 923 Generation And Fuel | 2022
21343 | 2022 | TN | SR Washington I, LLC | 64843 | SRWA1 |  | OP | PV | SUN | 9 | 0.238 | 18771 | 67575.0594 | 9768 | 35164.5187 | Distributed from 923 Generation And Fuel | 2021
21344 | 2022 | TN | Tennessee Eastman Operations | 50481 | TG10 | 10 | OP | ST | BIT | 6 | 0.719 | 37779 | 136003.312 | 15391 | 55407.1567 | EIA-923 Generator File | 1946
21345 | 2022 | TN | Tennessee Eastman Operations | 50481 | TG11 | 10 | OP | ST | BIT | 6 | 0.799 | 41990 | 151162.7907 | 16912 | 60882.7129 | EIA-923 Generator File | 1949
21346 | 2022 | TN | Tennessee Eastman Operations | 50481 | TG12 | 10 | OP | ST | BIT | 6 | 0.831 | 43697 | 157307.9415 | 19015 | 68453.4524 | EIA-923 Generator File | 1953
21347 | 2022 | TN | Tennessee Eastman Operations | 50481 | TG13 | 6 | OP | ST | BIT | 7 | 0.403 | 24724 | 89005.688 | 8605 | 30977.7522 | EIA-923 Generator File | 1960
21348 | 2022 | TN | Tennessee Eastman Operations | 50481 | TG14 | 10 | OP | ST | BIT | 10 | 0.331 | 28975 | 104309.1655 | 6494 | 23378.213 | EIA-923 Generator File | 1962
21349 | 2022 | TN | Tennessee Eastman Operations | 50481 | TG15 | 6 | OP | ST | BIT | 7.5 | 0.023 | 1539 | 5540.3557 | 17137.79 | 61695.5504 | EIA-923 Generator File | 1963
21350 | 2022 | TN | Tennessee Eastman Operations | 50481 | TG16 | 5 | OP | ST | NG | 10.4 | 0.726 | 66177 | 238235.2941 | 24880 | 89567.2835 | EIA-923 Generator File | 1966
21351 | 2022 | TN | Tennessee Eastman Operations | 50481 | TG17 | 5 | OP | ST | NG | 10.4 | 0.676 | 61602 | 221765.4259 | 26461 | 95258.8379 | EIA-923 Generator File | 1966
21352 | 2022 | TN | Tennessee Eastman Operations | 50481 | TG18 | 5 | OP | ST | NG | 10.4 | 0.713 | 65000 | 233998.128 | 30363 | 109305.9256 | EIA-923 Generator File | 1967
21353 | 2022 | TN | Tennessee Eastman Operations | 50481 | TG19 | 5 | OP | ST | NG | 10.4 | 0.669 | 60945 | 219400.2448 | 26816 | 96536.8277 | EIA-923 Generator File | 1970
21354 | 2022 | TN | Tennessee Eastman Operations | 50481 | TG20 | 5 | OP | ST | NG | 10.4 | 0.729 | 66442 | 239189.2865 | 30868 | 111123.911 | EIA-923 Generator File | 1972
21355 | 2022 | TN | Tennessee Eastman Operations | 50481 | TG21 | 5 | OP | ST | NG | 15 | 0.615 | 80767 | 290758.8739 | 32649 | 117535.4597 | EIA-923 Generator File | 1969
21356 | 2022 | TN | Tennessee Eastman Operations | 50481 | TG22 | 2 | OP | ST | BIT | 15.4 | 0.506 | 68287 | 245831.2334 | 20062 | 72222.6222 | EIA-923 Generator File | 1982
21357 | 2022 | TN | Tennessee Eastman Operations | 50481 | TG24 | 5 | OP | ST | NG | 16.8 | 0.771 | 113460 | 408452.7324 | 57401 | 206641.9469 | EIA-923 Generator File | 1983
21358 | 2022 | TN | Tennessee Eastman Operations | 50481 | TG25 | 2 | OP | ST | BIT | 18 | 0.846 | 133476 | 480509.7559 | 58278 | 209799.1216 | EIA-923 Generator File | 1994
21359 | 2022 | TN | Tennessee Eastman Operations | 50481 | TG26 | 2 | OP | ST | BIT | 16.6 | 0.294 | 42762 | 153941.9685 | 30458 | 109647.9228 | EIA-923 Generator File | 1994
21360 | 2022 | TN | Tennessee Eastman Operations | 50481 | TGO7 | 10 | OP | ST | BIT | 6 | 0.592 | 31091 | 111926.7046 | 13261 | 47739.2181 | EIA-923 Generator File | 1936
21361 | 2022 | TN | Tennessee Eastman Operations | 50481 | TGO8 | 10 | OP | ST | BIT | 6 | 0.635 | 33364 | 120109.4391 | 12600 | 45359.6371 | EIA-923 Generator File | 1939
21362 | 2022 | TN | Tennessee Eastman Operations | 50481 | TGO9 | 10 | OP | ST | BIT | 6 | 0.67 | 35213 | 126765.7859 | 13469 | 48488.0121 | EIA-923 Generator File | 1941
21363 | 2022 | TN | Tims Ford | 3417 | 1 |  | OP | HY | WAT | 45 | 0.142 | 55963.457 | 201466.8335 | 24833.698 | 89400.5976 | Distributed from 923 Generation And Fuel | 1972
21364 | 2022 | TN | Tims Ford | 3417 | 2 |  | OP | HY | WAT | 0.7 | 0.142 | 870.543 | 3133.9297 | 386.302 | 1390.6761 | Distributed from 923 Generation And Fuel | 1987
21365 | 2022 | TN | University of Tennessee Steam Plant | 55036 | GEN1 |  | OP | GT | NG | 5 | 0.653 | 28582 | 102894.3768 | 11199 | 40316.0775 | Distributed from 923 Generation And Fuel | 1996
21366 | 2022 | TN | Vanderbilt University Power Plant | 52048 | GT1B |  | OP | GT | NG | 6.3 | 0.617 | 34045.267 | 122561.9807 | 15757.075 | 56725.0162 | Distributed from 923 Generation And Fuel | 2017
21367 | 2022 | TN | Vanderbilt University Power Plant | 52048 | GT2 |  | OS | GT | NG | 5.2 | 0.617 | 28100.856 | 101162.2723 | 13005.84 | 46820.6494 | Distributed from 923 Generation And Fuel | 2002
21368 | 2022 | TN | Vanderbilt University Power Plant | 52048 | GT3 |  | OP | GT | NG | 7.2 | 0.617 | 38908.877 | 140070.8366 | 18008.086 | 64828.591 | Distributed from 923 Generation And Fuel | 2015
21369 | 2022 | TN | Volkswagen Solar System | 58401 | 1 |  | OP | PV | SUN | 7.6 | 0.168 | 11179 | 40244.078 | 5302 | 19087.0473 | Distributed from 923 Generation And Fuel | 2012
21370 | 2022 | TN | Watauga | 3418 | 1 |  | OP | HY | WAT | 28.8 | 0.217 | 54697.5 | 196909.4247 | 24271.5 | 87376.701 | Distributed from 923 Generation And Fuel | 1949
21371 | 2022 | TN | Watauga | 3418 | 2 |  | OP | HY | WAT | 28.8 | 0.217 | 54697.5 | 196909.4247 | 24271.5 | 87376.701 | Distributed from 923 Generation And Fuel | 1949
21372 | 2022 | TN | Watts Bar Hydro | 3420 | HY1 |  | OP | HY | WAT | 41 | 0.587 | 210803.637 | 758887.0221 | 93541.993 | 336748.4808 | Distributed from 923 Generation And Fuel | 1942
21373 | 2022 | TN | Watts Bar Hydro | 3420 | HY2 |  | OP | HY | WAT | 33.4 | 0.587 | 171727.841 | 618215.2819 | 76202.502 | 274326.8126 | Distributed from 923 Generation And Fuel | 1942
21374 | 2022 | TN | Watts Bar Hydro | 3420 | HY3 |  | OP | HY | WAT | 33.4 | 0.587 | 171727.841 | 618215.2819 | 76202.502 | 274326.8126 | Distributed from 923 Generation And Fuel | 1942
21375 | 2022 | TN | Watts Bar Hydro | 3420 | HY4 |  | OP | HY | WAT | 33.4 | 0.587 | 171727.841 | 618215.2819 | 76202.502 | 274326.8126 | Distributed from 923 Generation And Fuel | 1944
21376 | 2022 | TN | Watts Bar Hydro | 3420 | HY5 |  | OP | HY | WAT | 33.4 | 0.587 | 171727.841 | 618215.2819 | 76202.502 | 274326.8126 | Distributed from 923 Generation And Fuel | 1944
21377 | 2022 | TN | Watts Bar Nuclear Plant | 7722 | 1 | 1 | OP | ST | NUC | 1269.9 | 0.755 | 8404050.5 | 30254339.7653 | 3312433 | 11924663.4027 | Distributed from 923 Generation And Fuel | 1996
21378 | 2022 | TN | Watts Bar Nuclear Plant | 7722 | 2 | 1 | OP | ST | NUC | 1269.9 | 0.755 | 8404050.5 | 30254339.7653 | 3312433 | 11924663.4027 | Distributed from 923 Generation And Fuel | 2016
21379 | 2022 | TN | West Camden | 57409 | GEN1 |  | OP | IC | LFG | 1.6 | 0.856 | 11995 | 43181.6545 | 4999.667 | 17998.6572 | Distributed from 923 Generation And Fuel | 2012
21380 | 2022 | TN | West Camden | 57409 | GEN2 |  | OP | IC | LFG | 1.6 | 0.856 | 11995 | 43181.6545 | 4999.667 | 17998.6572 | Distributed from 923 Generation And Fuel | 2012
21381 | 2022 | TN | West Camden | 57409 | GEN3 |  | OP | IC | LFG | 1.6 | 0.856 | 11995 | 43181.6545 | 4999.667 | 17998.6572 | Distributed from 923 Generation And Fuel | 2012
21382 | 2022 | TN | West Tennessee Solar Farm | 58431 | SNVA |  | OP | PV | SUN | 4.2 | 0.111 | 4094 | 14738.2821 | 2130 | 7667.9387 | Distributed from 923 Generation And Fuel | 2012
21383 | 2022 | TN | Wilbur | 3421 | 1 |  | OP | HY | WAT | 1.2 | 0.129 | 1352.943 | 4870.5558 | 600.34 | 2161.2067 | Distributed from 923 Generation And Fuel | 1912
21384 | 2022 | TN | Wilbur | 3421 | 2 |  | OP | HY | WAT | 1.2 | 0.129 | 1352.943 | 4870.5558 | 600.34 | 2161.2067 | Distributed from 923 Generation And Fuel | 1912
21385 | 2022 | TN | Wilbur | 3421 | 3 |  | OP | HY | WAT | 1.2 | 0.129 | 1352.943 | 4870.5558 | 600.34 | 2161.2067 | Distributed from 923 Generation And Fuel | 1926
21386 | 2022 | TN | Wilbur | 3421 | 4 |  | OP | HY | WAT | 7 | 0.129 | 7892.17 | 28411.5847 | 3501.981 | 12607.0307 | Distributed from 923 Generation And Fuel | 1950
21387 | 2022 | TN | Wildberry | 62775 | WILDB |  | OP | PV | SUN | 15 | 0.199 | 26209 | 94351.6452 | 13638 | 49096.4072 | Distributed from 923 Generation And Fuel | 2018
21388 | 2022 | TX | 2W Permian Solar Project Hybrid | 63255 | 2WPBA |  | OP | BA | MWH | 40 | -0.007 | -2360 | -8495.932 | -799 | -2876.377 | Distributed from 923 Generation And Fuel | 2021
21389 | 2022 | TX | 2W Permian Solar Project Hybrid | 63255 | 2WPSO |  | OP | PV | SUN | 420 | 0.256 | 942269 | 3392141.2629 | 521069 | 1875833.3933 | Distributed from 923 Generation And Fuel | 2021
21390 | 2022 | TX | Abbott TP 3 | 3581 | 1 |  | OP | HY | WAT | 1.4 | 0.235 | 2884 | 10382.3169 | 1273.5 | 4584.5633 | Distributed from 923 Generation And Fuel | 1927
21391 | 2022 | TX | Abbott TP 3 | 3581 | 2 |  | OP | HY | WAT | 1.4 | 0.235 | 2884 | 10382.3169 | 1273.5 | 4584.5633 | Distributed from 923 Generation And Fuel | 1927
21392 | 2022 | TX | Aeolus Wind Facility | 56225 | V90 |  | OS | WT | WND | 3 | 0 | 0 | 0 | 0 | 0 | Distributed from 923 Generation And Fuel | 2003
21393 | 2022 | TX | Air Products Port Arthur | 55309 | GEN 5 |  | OP | GT | NG | 32.8 | 0.724 | 207981.577 | 748727.6874 | 107875.801 | 388349.7768 | Distributed from 923 Generation And Fuel | 2012
21394 | 2022 | TX | Air Products Port Arthur | 55309 | GEN1 |  | OP | GT | NG | 37.6 | 0.724 | 238417.906 | 858297.5952 | 123662.503 | 445181.4493 | Distributed from 923 Generation And Fuel | 2000
21395 | 2022 | TX | Air Products Port Arthur | 55309 | GEN3 | 1 | OP | ST | NG | 20.5 | 0.5 | 89864 | 323507.8119 | 39605 | 142576.8594 | EIA-923 Generator File | 2006
21396 | 2022 | TX | Air Products Port Arthur | 55309 | GEN4 |  | OP | GT | NG | 78.2 | 0.724 | 495858.517 | 1785076.3806 | 257191.696 | 925882.6985 | Distributed from 923 Generation And Fuel | 2006
21397 | 2022 | TX | Alamo 6 | 59206 | OCIA6 |  | OP | PV | SUN | 105 | 0.283 | 260456 | 937634.0989 | 132371 | 476531.7877 | Distributed from 923 Generation And Fuel | 2017
21398 | 2022 | TX | Alexis Solar, LLC | 64227 | 12001 |  | OP | PV | SUN | 10 | 0.231 | 20250 | 72899.4168 | 10700 | 38519.6918 | Distributed from 923 Generation And Fuel | 2019
21399 | 2022 | TX | Alvin | 64293 | ALVIN |  | OP | BA | MWH | 9.9 |  | GENYRONL: 2020
21400 | 2022 | TX | Amadeus Wind Farm | 62142 | AM-TX |  | OP | WT | WND | 250 | 0.345 | 755831 | 2720969.8322 | 289066 | 1040629.275 | Distributed from 923 Generation And Fuel | 2020
21401 | 2022 | TX | Ameresco Dallas LLC | 58946 | ENG1 |  | OP | IC | LFG | 1.4 | 0.649 | 7956.667 | 28643.772 | 3316.667 | 11939.9057 | Distributed from 923 Generation And Fuel | 2011
21402 | 2022 | TX | Ameresco Dallas LLC | 58946 | ENG2 |  | OP | IC | LFG | 1.4 | 0.649 | 7956.667 | 28643.772 | 3316.667 | 11939.9057 | Distributed from 923 Generation And Fuel | 2011
21403 | 2022 | TX | Ameresco Dallas LLC | 58946 | ENG3 |  | OP | IC | LFG | 1.4 | 0.649 | 7956.667 | 28643.772 | 3316.667 | 11939.9057 | Distributed from 923 Generation And Fuel | 2011
21404 | 2022 | TX | Amistad Dam & Power | 6128 | 1 |  | OP | HY | WAT | 33 | 0.11 | 31895 | 114821.0814 | 14086.5 | 50710.9943 | Distributed from 923 Generation And Fuel | 1983
21405 | 2022 | TX | Amistad Dam & Power | 6128 | 2 |  | OP | HY | WAT | 33 | 0.11 | 31895 | 114821.0814 | 14086.5 | 50710.9943 | Distributed from 923 Generation And Fuel | 1983
21406 | 2022 | TX | Anacacho Wind Farm, LLC | 58000 | ANA |  | OP | WT | WND | 99.8 | 0.381 | 333216 | 1199568.0035 | 131478 | 473317.0135 | Distributed from 923 Generation And Fuel | 2012
21407 | 2022 | TX | Angleton | 64295 | ANGLE |  | OP | BA | MWH | 9.9 |  | GENYRONL: 2020
21408 | 2022 | TX | ANSON Solar Center, LLC | 64026 | SF1 |  | OP | PV | SUN | 200 | 0.272 | 476368 | 1714911.0807 | 254470 | 916084.6713 | Distributed from 923 Generation And Fuel | 2021
21409 | 2022 | TX | Antelope Station | 57865 | E01 |  | OP | IC | NG | 9.3 | 0.171 | 13962.5 | 50264.5979 | 7242.056 | 26071.193 | Distributed from 923 Generation And Fuel | 2011
21410 | 2022 | TX | Antelope Station | 57865 | E02 |  | OP | IC | NG | 9.3 | 0.171 | 13962.5 | 50264.5979 | 7242.056 | 26071.193 | Distributed from 923 Generation And Fuel | 2011
21411 | 2022 | TX | Antelope Station | 57865 | E03 |  | OP | IC | NG | 9.3 | 0.171 | 13962.5 | 50264.5979 | 7242.056 | 26071.193 | Distributed from 923 Generation And Fuel | 2011
21412 | 2022 | TX | Antelope Station | 57865 | E04 |  | OP | IC | NG | 9.3 | 0.171 | 13962.5 | 50264.5979 | 7242.056 | 26071.193 | Distributed from 923 Generation And Fuel | 2011
21413 | 2022 | TX | Antelope Station | 57865 | E05 |  | OP | IC | NG | 9.3 | 0.171 | 13962.5 | 50264.5979 | 7242.056 | 26071.193 | Distributed from 923 Generation And Fuel | 2011
21414 | 2022 | TX | Antelope Station | 57865 | E06 |  | OP | IC | NG | 9.3 | 0.171 | 13962.5 | 50264.5979 | 7242.056 | 26071.193 | Distributed from 923 Generation And Fuel | 2011
21415 | 2022 | TX | Antelope Station | 57865 | E07 |  | OP | IC | NG | 9.3 | 0.171 | 13962.5 | 50264.5979 | 7242.056 | 26071.193 | Distributed from 923 Generation And Fuel | 2011
21416 | 2022 | TX | Antelope Station | 57865 | E08 |  | OP | IC | NG | 9.3 | 0.171 | 13962.5 | 50264.5979 | 7242.056 | 26071.193 | Distributed from 923 Generation And Fuel | 2011
21417 | 2022 | TX | Antelope Station | 57865 | E09 |  | OP | IC | NG | 9.3 | 0.171 | 13962.5 | 50264.5979 | 7242.056 | 26071.193 | Distributed from 923 Generation And Fuel | 2011
21418 | 2022 | TX | Antelope Station | 57865 | E10 |  | OP | IC | NG | 9.3 | 0.171 | 13962.5 | 50264.5979 | 7242.056 | 26071.193 | Distributed from 923 Generation And Fuel | 2011
21419 | 2022 | TX | Antelope Station | 57865 | E11 |  | OP | IC | NG | 9.3 | 0.171 | 13962.5 | 50264.5979 | 7242.056 | 26071.193 | Distributed from 923 Generation And Fuel | 2011
21420 | 2022 | TX | Antelope Station | 57865 | E12 |  | OP | IC | NG | 9.3 | 0.171 | 13962.5 | 50264.5979 | 7242.056 | 26071.193 | Distributed from 923 Generation And Fuel | 2011
21421 | 2022 | TX | Antelope Station | 57865 | E13 |  | OP | IC | NG | 9.3 | 0.171 | 13962.5 | 50264.5979 | 7242.056 | 26071.193 | Distributed from 923 Generation And Fuel | 2011
21422 | 2022 | TX | Antelope Station | 57865 | E14 |  | OP | IC | NG | 9.3 | 0.171 | 13962.5 | 50264.5979 | 7242.056 | 26071.193 | Distributed from 923 Generation And Fuel | 2011
21423 | 2022 | TX | Antelope Station | 57865 | E15 |  | OP | IC | NG | 9.3 | 0.171 | 13962.5 | 50264.5979 | 7242.056 | 26071.193 | Distributed from 923 Generation And Fuel | 2011
21424 | 2022 | TX | Antelope Station | 57865 | E16 |  | OP | IC | NG | 9.3 | 0.171 | 13962.5 | 50264.5979 | 7242.056 | 26071.193 | Distributed from 923 Generation And Fuel | 2011
21425 | 2022 | TX | Antelope Station | 57865 | E17 |  | OP | IC | NG | 9.3 | 0.171 | 13962.5 | 50264.5979 | 7242.056 | 26071.193 | Distributed from 923 Generation And Fuel | 2011
21426 | 2022 | TX | Antelope Station | 57865 | E18 |  | OP | IC | NG | 9.3 | 0.171 | 13962.5 | 50264.5979 | 7242.056 | 26071.193 | Distributed from 923 Generation And Fuel | 2011
21427 | 2022 | TX | Appaloosa Run Wind | 65335 | WAPPA |  | OP | WT | WND | 171.8 | 0.013 | 19387 | 69792.6417 | 0 | 0 | Distributed from 923 Generation And Fuel | 2022
21428 | 2022 | TX | Aragorn Solar Project | 63329 | IPAGN |  | OP | PV | SUN | 187.2 | 0.247 | 405289 | 1459028.7278 | 225936 | 813363.0931 | Distributed from 923 Generation And Fuel | 2021
21429 | 2022 | TX | Arlington Outlet Hydroelectric Generator | 61355 | HY1 |  | OP | HY | WAT | 1.3 | 0.001 | 6.93 | 24.9478 | 3.061 | 11.0195 | Data from EIA-923 Generator File overwritten with distributed data from EIA-923 Generation and Fuel | 2015
21430 | 2022 | TX | Ascend Performance Materials Texas Inc. | 10418 | GEN1 | 3 | OP | ST | NG | 6 | 0.437 | 22991.91 | 82770.2138 | 13279.3 | 47805.0976 | EIA-923 Generator File | 1993
21431 | 2022 | TX | Ascend Performance Materials Texas Inc. | 10418 | GEN4 | 4 | OP | ST | NG | 46.1 | 0.229 | 92563.22 | 333224.9262 | 63044.18 | 226957.2323 | EIA-923 Generator File | 2000
21432 | 2022 | TX | Astra Wind Farm | 60856 | ASTRA |  | OP | WT | WND | 163 | 0.384 | 547729 | 1971808.6255 | 222880 | 802361.5811 | Distributed from 923 Generation And Fuel | 2017
21433 | 2022 | TX | Austin | 3594 | 1 |  | OP | HY | WAT | 9 | 0.083 | 6578 | 23680.6106 | 2905 | 10457.9163 | Distributed from 923 Generation And Fuel | 1940
21434 | 2022 | TX | Austin | 3594 | 2 |  | OP | HY | WAT | 9 | 0.083 | 6578 | 23680.6106 | 2905 | 10457.9163 | Distributed from 923 Generation And Fuel | 1940
21435 | 2022 | TX | Austin Gas Recovery | 56524 | GEN1 |  | OP | IC | LFG | 1.6 | 0.674 | 9452.333 | 34028.1266 | 3940 | 14183.8865 | Distributed from 923 Generation And Fuel | 2007
21436 | 2022 | TX | Austin Gas Recovery | 56524 | GEN2 |  | OP | IC | LFG | 1.6 | 0.674 | 9452.333 | 34028.1266 | 3940 | 14183.8865 | Distributed from 923 Generation And Fuel | 2007
21437 | 2022 | TX | Austin Gas Recovery | 56524 | GEN3 |  | OP | IC | LFG | 1.6 | 0.674 | 9452.333 | 34028.1266 | 3940 | 14183.8865 | Distributed from 923 Generation And Fuel | 2007
21438 | 2022 | TX | Aviator Wind | 63209 | AVTOR |  | OP | WT | WND | 525 | 0.412 | 1894869 | 6821473.8282 | 720599 | 2594135.6469 | Distributed from 923 Generation And Fuel | 2021
21439 | 2022 | TX | Azure Sky Solar | 63905 | ASKYB |  | OP | BA | MWH | 77.6 | -0.005 | -3488 | -12556.6995 | -1916 | -6897.5448 | Distributed from 923 Generation And Fuel | 2022
21440 | 2022 | TX | Azure Sky Solar | 63905 | ASKYS |  | OP | PV | SUN | 225 | 0.294 | 579486 | 2086132.9109 | 297106 | 1069573.0434 | Distributed from 923 Generation And Fuel | 2021
21441 | 2022 | TX | Bacliff | 60264 | BCGT1 |  | OP | GT | NG | 71.2 | 0.04 | 24641.167 | 88707.4915 | 16821.833 | 60558.1143 | Distributed from 923 Generation And Fuel | 2018
21442 | 2022 | TX | Bacliff | 60264 | BCGT2 |  | OP | GT | NG | 71.2 | 0.04 | 24641.167 | 88707.4915 | 16821.833 | 60558.1143 | Distributed from 923 Generation And Fuel | 2018
21443 | 2022 | TX | Bacliff | 60264 | BCGT3 |  | OP | GT | NG | 71.2 | 0.04 | 24641.167 | 88707.4915 | 16821.833 | 60558.1143 | Distributed from 923 Generation And Fuel | 2018
21444 | 2022 | TX | Bacliff | 60264 | BCGT4 |  | OP | GT | NG | 71.2 | 0.04 | 24641.167 | 88707.4915 | 16821.833 | 60558.1143 | Distributed from 923 Generation And Fuel | 2018
21445 | 2022 | TX | Bacliff | 60264 | BCGT5 |  | OP | GT | NG | 71.2 | 0.04 | 24641.167 | 88707.4915 | 16821.833 | 60558.1143 | Distributed from 923 Generation And Fuel | 2018
21446 | 2022 | TX | Bacliff | 60264 | BCGT6 |  | OP | GT | NG | 71.2 | 0.04 | 24641.167 | 88707.4915 | 16821.833 | 60558.1143 | Distributed from 923 Generation And Fuel | 2018
21447 | 2022 | TX | Baffin Wind | 57927 | 1 |  | OP | WT | WND | 188 | 0.256 | 422388 | 1520584.6353 | 166663 | 599982.0001 | Distributed from 923 Generation And Fuel | 2014
21448 | 2022 | TX | Bakke | 65535 | BAK1 |  | OP | IC | DFO | 0.6 | 0.006 | 32.733 | 117.8379 | 12.733 | 45.8384 | Distributed from 923 Generation And Fuel | 2013
21449 | 2022 | TX | Bakke | 65535 | BAK10 |  | OP | IC | DFO | 0.6 | 0.006 | 32.733 | 117.8379 | 12.733 | 45.8384 | Distributed from 923 Generation And Fuel | 2013
21450 | 2022 | TX | Bakke | 65535 | BAK11 |  | OP | IC | DFO | 0.6 | 0.006 | 32.733 | 117.8379 | 12.733 | 45.8384 | Distributed from 923 Generation And Fuel | 2013
21451 | 2022 | TX | Bakke | 65535 | BAK12 |  | OP | IC | DFO | 0.6 | 0.006 | 32.733 | 117.8379 | 12.733 | 45.8384 | Distributed from 923 Generation And Fuel | 2013
21452 | 2022 | TX | Bakke | 65535 | BAK13 |  | OP | IC | DFO | 0.6 | 0.006 | 32.733 | 117.8379 | 12.733 | 45.8384 | Distributed from 923 Generation And Fuel | 2013
21453 | 2022 | TX | Bakke | 65535 | BAK14 |  | OP | IC | DFO | 0.6 | 0.006 | 32.733 | 117.8379 | 12.733 | 45.8384 | Distributed from 923 Generation And Fuel | 2013
21454 | 2022 | TX | Bakke | 65535 | BAK15 |  | OP | IC | DFO | 0.6 | 0.006 | 32.733 | 117.8379 | 12.733 | 45.8384 | Distributed from 923 Generation And Fuel | 2013
21455 | 2022 | TX | Bakke | 65535 | BAK2 |  | OP | IC | DFO | 0.6 | 0.006 | 32.733 | 117.8379 | 12.733 | 45.8384 | Distributed from 923 Generation And Fuel | 2013
21456 | 2022 | TX | Bakke | 65535 | BAK3 |  | OP | IC | DFO | 0.6 | 0.006 | 32.733 | 117.8379 | 12.733 | 45.8384 | Distributed from 923 Generation And Fuel | 2013
21457 | 2022 | TX | Bakke | 65535 | BAK4 |  | OP | IC | DFO | 0.6 | 0.006 | 32.733 | 117.8379 | 12.733 | 45.8384 | Distributed from 923 Generation And Fuel | 2013
21458 | 2022 | TX | Bakke | 65535 | BAK5 |  | OP | IC | DFO | 0.6 | 0.006 | 32.733 | 117.8379 | 12.733 | 45.8384 | Distributed from 923 Generation And Fuel | 2013
21459 | 2022 | TX | Bakke | 65535 | BAK6 |  | OP | IC | DFO | 0.6 | 0.006 | 32.733 | 117.8379 | 12.733 | 45.8384 | Distributed from 923 Generation And Fuel | 2013
21460 | 2022 | TX | Bakke | 65535 | BAK7 |  | OP | IC | DFO | 0.6 | 0.006 | 32.733 | 117.8379 | 12.733 | 45.8384 | Distributed from 923 Generation And Fuel | 2013
21461 | 2022 | TX | Bakke | 65535 | BAK8 |  | OP | IC | DFO | 0.6 | 0.006 | 32.733 | 117.8379 | 12.733 | 45.8384 | Distributed from 923 Generation And Fuel | 2013
21462 | 2022 | TX | Bakke | 65535 | BAK9 |  | OP | IC | DFO | 0.6 | 0.006 | 32.733 | 117.8379 | 12.733 | 45.8384 | Distributed from 923 Generation And Fuel | 2013
21463 | 2022 | TX | Bandera Electric Coop PV | 61205 | PV1 |  | OP | PV | SUN | 1.5 | 0.213 | 2802 | 10087.1193 | 1481 | 5331.5573 | Distributed from 923 Generation And Fuel | 2017
21464 | 2022 | TX | Barilla Solar | 58710 | BRLA |  | OP | PV | SUN | 30.2 | 0.289 | 76369 | 274926.2006 | 40354 | 145273.2378 | Distributed from 923 Generation And Fuel | 2015
21465 | 2022 | TX | Barney M Davis | 4939 | 1 | 1 | OP | ST | NG | 352 | 0.034 | 105359 | 379289.3657 | 92069 | 331445.7484 | EIA-923 Generator File | 1974
21466 | 2022 | TX | Barney M Davis | 4939 | 2 | 3 | OP | CA | NG | 351 | 0.026 | 80712 | 290560.8755 | 57863 | 208305.1336 | EIA-923 Generator File | 1976
21467 | 2022 | TX | Barney M Davis | 4939 | 3 |  | OP | CT | NG | 189.6 | 0.319 | 529239 | 1905245.158 | 358905 | 1292047.6636 | EIA-923 Generator File | 2010
21468 | 2022 | TX | Barney M Davis | 4939 | 4 |  | OP | CT | NG | 189.6 | 0.343 | 569042 | 2048534.8117 | 399145 | 1436910.5047 | EIA-923 Generator File | 2010
21469 | 2022 | TX | Barton Chapel Wind Farm | 57156 | BC |  | OP | WT | WND | 120 | 0.228 | 239954 | 863827.4894 | 94679 | 340841.6733 | Distributed from 923 Generation And Fuel | 2009
21470 | 2022 | TX | BASF Freeport Works | 55311 | GEN1 |  | OP | GT | NG | 81 | 0.693 | 491611 | 1769785.4417 | 254989 | 917953.0564 | Distributed from 923 Generation And Fuel | 1999
21471 | 2022 | TX | BASF Freeport Works | 55311 | GEN2 | 1 | OP | ST | WH | 11.7 | 0.602 | 61708 | 222147.0228 | 28429 | 102343.5813 | EIA-923 Generator File | 1999
21472 | 2022 | TX | Bastrop Energy Center | 55168 | 0001 |  | OP | CT | NG | 188.2 | 0.684 | 1127005 | 4057185.5425 | 672703 | 2421711.4263 | EIA-923 Generator File | 2002
21473 | 2022 | TX | Bastrop Energy Center | 55168 | 0002 |  | OP | CT | NG | 188.2 | 0.522 | 860662 | 3098358.4131 | 490094 | 1764324.2854 | EIA-923 Generator File | 2002
21474 | 2022 | TX | Bastrop Energy Center | 55168 | 0003 | 2 | OP | CA | NG | 242.3 | 0.417 | 885764 | 3188724.8902 | 490750 | 1766685.8665 | EIA-923 Generator File | 2002
21475 | 2022 | TX | Bat Cave | 64312 | BC |  | OP | BA | MWH | 100 | -0.015 | -13305 | -47897.6168 | -6406 | -23061.4155 | Distributed from 923 Generation And Fuel | 2021
21476 | 2022 | TX | Bayou Cogen Plant | 10298 | GT1 |  | OP | GT | NG | 79.6 | 0.829 | 578160.5 | 2081361.1491 | 247172.75 | 889814.7815 | Distributed from 923 Generation And Fuel | 2014
21477 | 2022 | TX | Bayou Cogen Plant | 10298 | GT2 |  | OP | GT | NG | 79.6 | 0.829 | 578160.5 | 2081361.1491 | 247172.75 | 889814.7815 | Distributed from 923 Generation And Fuel | 2016
21478 | 2022 | TX | Bayou Cogen Plant | 10298 | GT3 |  | OP | GT | NG | 79.6 | 0.829 | 578160.5 | 2081361.1491 | 247172.75 | 889814.7815 | Distributed from 923 Generation And Fuel | 2015
21479 | 2022 | TX | Bayou Cogen Plant | 10298 | GT4 |  | OP | GT | NG | 79.6 | 0.829 | 578160.5 | 2081361.1491 | 247172.75 | 889814.7815 | Distributed from 923 Generation And Fuel | 2015
21480 | 2022 | TX | Baytown Energy Center | 55327 | CTG1 |  | OP | CT | NG | 219.3 | 0.319 | 612958 | 2206631.147 | 220368 | 793318.4535 | EIA-923 Generator File | 2002
21481 | 2022 | TX | Baytown Energy Center | 55327 | CTG2 |  | OP | CT | NG | 219.3 | 0.293 | 563727 | 2029400.9648 | 285363 | 1027298.5816 | EIA-923 Generator File | 2002
21482 | 2022 | TX | Baytown Energy Center | 55327 | CTG3 |  | OP | CT | NG | 219.3 | 0.379 | 728146 | 2621304.6296 | 299079 | 1076675.7866 | EIA-923 Generator File | 2002
21483 | 2022 | TX | Baytown Energy Center | 55327 | STG1 | 3 | OP | CA | NG | 275 | 0.084 | 201709 | 726146.5908 | 0 | 0 | EIA-923 Generator File | 2002
21484 | 2022 | TX | BayWa r.e Mozart LLC | 58048 | 1 |  | OP | WT | WND | 30 | 0.247 | 64846 | 233443.7325 | 25586 | 92108.8631 | Distributed from 923 Generation And Fuel | 2012
21485 | 2022 | TX | Bearkat | 59972 | BRKAT |  | OP | WT | WND | 196.7 | 0.356 | 612967 | 2206663.5467 | 254945 | 917794.6576 | Distributed from 923 Generation And Fuel | 2018
21486 | 2022 | TX | Bethel Wind Farm LLC | 60414 | GEN1 |  | OP | WT | WND | 276 | 0.48 | 1161702 | 4182093.7433 | 458697 | 1651295.9896 | Distributed from 923 Generation And Fuel | 2017
21487 | 2022 | TX | Big Spring Wind Power Facility | 54979 | WIND |  | OP | WT | WND | 34.3 | 0.216 | 65027 | 234095.3272 | 25658 | 92368.0611 | Distributed from 923 Generation And Fuel | 1998
21488 | 2022 | TX | Black Hawk Station | 55064 | UNT1 |  | OP | GT | NG | 126.9 | 0.684 | 760446.819 | 2737586.6477 | 314414.391 | 1131882.7525 | Distributed from 923 Generation And Fuel | 1999
21489 | 2022 | TX | Black Hawk Station | 55064 | UNT2B |  | OP | GT | NG | 117 | 0.684 | 701121.181 | 2524016.0595 | 289885.609 | 1043579.8438 | Distributed from 923 Generation And Fuel | 2005
21490 | 2022 | TX | Blue Cloud Wind Energy LLC | 60270 | WT1 |  | OP | WT | WND | 148.4 | 0.428 | 556236 | 2002433.5805 | 212450 | 764813.8815 | Distributed from 923 Generation And Fuel | 2018
21491 | 2022 | TX | Blue Summit II Wind, LLC | 61970 | BSII |  | OP | WT | WND | 99.4 | 0.453 | 394762 | 1421131.8309 | 150138 | 540492.4761 | Distributed from 923 Generation And Fuel | 2019
21492 | 2022 | TX | Blue Summit III Wind | 62566 | BS3 |  | OP | WT | WND | 200.2 | 0.475 | 833311 | 2999895.6008 | 324692 | 1168881.8489 | Distributed from 923 Generation And Fuel | 2019
21493 | 2022 | TX | Blue Summit Storage, LLC | 60690 | WBSS |  | OP | BA | MWH | 30 | -0.013 | -3484 | -12542.2997 | -1551 | -5583.5553 | Distributed from 923 Generation And Fuel | 2017
21494 | 2022 | TX | Blue Summit Wind LLC | 58372 | GEN1 |  | OP | WT | WND | 135.4 | 0.355 | 421434 | 1517150.2628 | 166286 | 598624.811 | Distributed from 923 Generation And Fuel | 2012
21495 | 2022 | TX | Blue Wing Solar Energy Generation | 57197 | 1 |  | OP | PV | SUN | 13.9 | 0.175 | 21319 | 76747.786 | 11265 | 40553.6756 | Distributed from 923 Generation And Fuel | 2010
21496 | 2022 | TX | Bluebell Solar | 60789 | UNIT1 |  | OP | PV | SUN | 30 | 0.277 | 72912 | 262481.1002 | 39242 | 141270.0698 | Distributed from 923 Generation And Fuel | 2018
21497 | 2022 | TX | Bluebell Solar II | 63351 | BBS2 |  | OP | PV | SUN | 115 | 0.273 | 274754 | 989106.4871 | 151019 | 543664.0507 | Distributed from 923 Generation And Fuel | 2020
21498 | 2022 | TX | BMP Wind (TX) | 62809 | BMP |  | OP | WT | WND | 293.3 | 0.28 | 719597 | 2590528.4758 | 245108 | 882381.7409 | Distributed from 923 Generation And Fuel | 2021
21499 | 2022 | TX | Bobcat Bluff Wind Project LLC | 57974 | GEN1 |  | OP | WT | WND | 161 | 0.39 | 550627 | 1982241.3421 | 217262 | 782136.9429 | Distributed from 923 Generation And Fuel | 2012
21500 | 2022 | TX | Borger Plant | 50067 | GEN1 | 2 | OP | ST | NG | 30 | 0.07 | 18513 | 66646.2668 | 7905 | 28457.7723 | EIA-923 Generator File | 1985
21501 | 2022 | TX | Bosque County Peaking | 55172 | GT-1 |  | OP | CT | NG | 154 | 0.782 | 1055435 | 3799535.6037 | 536363 | 1930891.3529 | EIA-923 Generator File | 2000
21502 | 2022 | TX | Bosque County Peaking | 55172 | GT-2 |  | OP | CT | NG | 154 | 0.77 | 1038386 | 3738159.6947 | 526149 | 1894121.247 | EIA-923 Generator File | 2000
21503 | 2022 | TX | Bosque County Peaking | 55172 | GT-3 |  | OP | CT | NG | 154 | 0.646 | 872028 | 3139275.6858 | 477397 | 1718615.4511 | EIA-923 Generator File | 2001
21504 | 2022 | TX | Bosque County Peaking | 55172 | ST-4 | 1 | OP | CA | NG | 95 | 0.596 | 496119 | 1786014.1119 | 274610 | 988588.0913 | EIA-923 Generator File | 2001
21505 | 2022 | TX | Bosque County Peaking | 55172 | ST-5 | 2 | OP | CA | NG | 250 | 0.543 | 1189232 | 4281200.9504 | 618953 | 2228212.9743 | EIA-923 Generator File | 2010
21506 | 2022 | TX | Bovine | 61867 | GEN1 |  | OP | PV | SUN | 10 | 0.217 | 18975 | 68309.4535 | 10027 | 36096.9112 | Distributed from 923 Generation And Fuel | 2018
21507 | 2022 | TX | BP Chemicals Green Lake Plant | 50404 | TG2 |  | OP | ST | WH | 15 | 0.045 | 5934.665 | 21364.6231 | -2670.232 | -9612.7583 | Distributed from 923 Generation And Fuel | 1989
21508 | 2022 | TX | BP Chemicals Green Lake Plant | 50404 | TG3 |  | OP | ST | WH | 23.8 | 0.045 | 9416.335 | 33898.5348 | -4236.768 | -15252.2428 | Distributed from 923 Generation And Fuel | 1997
21509 | 2022 | TX | Braes Bayou Plant | 64383 | CTG-1 |  | OP | GT | NG | 60.5 | 0.064 | 33787.75 | 121634.9269 | 25244 | 90877.673 | Distributed from 923 Generation And Fuel | 2022
21510 | 2022 | TX | Braes Bayou Plant | 64383 | CTG-2 |  | OP | GT | NG | 60.5 | 0.064 | 33787.75 | 121634.9269 | 25244 | 90877.673 | Distributed from 923 Generation And Fuel | 2022
21511 | 2022 | TX | Braes Bayou Plant | 64383 | CTG-3 |  | OP | GT | NG | 60.5 | 0.064 | 33787.75 | 121634.9269 | 25244 | 90877.673 | Distributed from 923 Generation And Fuel | 2022
21512 | 2022 | TX | Braes Bayou Plant | 64383 | CTG-4 |  | OP | GT | NG | 60.5 | 0.064 | 33787.75 | 121634.9269 | 25244 | 90877.673 | Distributed from 923 Generation And Fuel | 2022
21513 | 2022 | TX | Braes Bayou Plant | 64383 | CTG-5 |  | OP | GT | NG | 60.5 | 0.064 | 33787.75 | 121634.9269 | 25244 | 90877.673 | Distributed from 923 Generation And Fuel | 2022
21514 | 2022 | TX | Braes Bayou Plant | 64383 | CTG-6 |  | OP | GT | NG | 60.5 | 0.064 | 33787.75 | 121634.9269 | 25244 | 90877.673 | Distributed from 923 Generation And Fuel | 2022
21515 | 2022 | TX | Braes Bayou Plant | 64383 | CTG-7 |  | OP | GT | NG | 60.5 | 0.064 | 33787.75 | 121634.9269 | 25244 | 90877.673 | Distributed from 923 Generation And Fuel | 2022
21516 | 2022 | TX | Braes Bayou Plant | 64383 | CTG-8 |  | OP | GT | NG | 60.5 | 0.064 | 33787.75 | 121634.9269 | 25244 | 90877.673 | Distributed from 923 Generation And Fuel | 2022
21517 | 2022 | TX | Brandon Station | 7131 | 1 |  | OP | GT | NG | 21 | 0.079 | 14442 | 51990.7841 | 7491 | 26967.3843 | Distributed from 923 Generation And Fuel | 1990
21518 | 2022 | TX | Brazoria | 64296 | BRAZ |  | OP | BA | MWH | 9.9 |  | GENYRONL: 2020
21519 | 2022 | TX | Brazoria County Solar Project (Danciger) | 66046 | BRZ01 |  | OP | PV | SUN | 200 | 0.037 | 65125 | 234448.1244 | 0 | 0 | Distributed from 923 Generation And Fuel | 2022
21520 | 2022 | TX | Brazoria West | 64447 | GEN1 |  | OP | PV | SUN | 200 | 0.135 | 236537 | 851526.3878 | 154621 | 556631.147 | Distributed from 923 Generation And Fuel | 2022
21521 | 2022 | TX | Brazos Wind Farm | 56111 | GEN1 |  | OP | WT | WND | 160 | 0.022 | 31367 | 112920.2966 | 12377 | 44556.8435 | Distributed from 923 Generation And Fuel | 2003
21522 | 2022 | TX | Briar Creek Solar 1 | 63769 | TXBC1 |  | OP | PV | SUN | 127 | 0.267 | 297247 | 1070080.6394 | 165315 | 595129.239 | Distributed from 923 Generation And Fuel | 2021
21523 | 2022 | TX | Bridgeport Gas Processing Plant | 55053 | 14 |  | OP | IC | NG | 0.8 | 0.48 | 3366.308 | 12118.6119 | 1746 | 6285.5497 | Distributed from 923 Generation And Fuel | 2013
21524 | 2022 | TX | Bridgeport Gas Processing Plant | 55053 | 15 |  | OP | IC | NG | 0.8 | 0.48 | 3366.308 | 12118.6119 | 1746 | 6285.5497 | Distributed from 923 Generation And Fuel | 2013
21525 | 2022 | TX | Bridgeport Gas Processing Plant | 55053 | 16 |  | OP | IC | NG | 0.8 | 0.48 | 3366.308 | 12118.6119 | 1746 | 6285.5497 | Distributed from 923 Generation And Fuel | 2013
21526 | 2022 | TX | Bridgeport Gas Processing Plant | 55053 | 17 |  | OP | IC | NG | 0.8 | 0.48 | 3366.308 | 12118.6119 | 1746 | 6285.5497 | Distributed from 923 Generation And Fuel | 2013
21527 | 2022 | TX | Bridgeport Gas Processing Plant | 55053 | 2723 |  | OP | IC | NG | 0.8 | 0.48 | 3366.308 | 12118.6119 | 1746 | 6285.5497 | Distributed from 923 Generation And Fuel | 2009
21528 | 2022 | TX | Bridgeport Gas Processing Plant | 55053 | 654 |  | OP | IC | NG | 0.8 | 0.48 | 3366.308 | 12118.6119 | 1746 | 6285.5497 | Distributed from 923 Generation And Fuel | 2000
21529 | 2022 | TX | Bridgeport Gas Processing Plant | 55053 | 655 |  | OP | IC | NG | 0.8 | 0.48 | 3366.308 | 12118.6119 | 1746 | 6285.5497 | Distributed from 923 Generation And Fuel | 2001
21530 | 2022 | TX | Bridgeport Gas Processing Plant | 55053 | 656 |  | OP | IC | NG | 0.8 | 0.48 | 3366.308 | 12118.6119 | 1746 | 6285.5497 | Distributed from 923 Generation And Fuel | 2001
21531 | 2022 | TX | Bridgeport Gas Processing Plant | 55053 | 657 |  | OP | IC | NG | 0.8 | 0.48 | 3366.308 | 12118.6119 | 1746 | 6285.5497 | Distributed from 923 Generation And Fuel | 2001
21532 | 2022 | TX | Bridgeport Gas Processing Plant | 55053 | 658 |  | OP | IC | NG | 0.8 | 0.48 | 3366.308 | 12118.6119 | 1746 | 6285.5497 | Distributed from 923 Generation And Fuel | 2001
21533 | 2022 | TX | Bridgeport Gas Processing Plant | 55053 | 666 |  | OP | IC | NG | 0.8 | 0.48 | 3366.308 | 12118.6119 | 1746 | 6285.5497 | Distributed from 923 Generation And Fuel | 2001
21534 | 2022 | TX | Bridgeport Gas Processing Plant | 55053 | 667 |  | OP | IC | NG | 0.8 | 0.48 | 3366.308 | 12118.6119 | 1746 | 6285.5497 | Distributed from 923 Generation And Fuel | 2001
21535 | 2022 | TX | Bridgeport Gas Processing Plant | 55053 | 671 |  | OP | IC | NG | 0.8 | 0.48 | 3366.308 | 12118.6119 | 1746 | 6285.5497 | Distributed from 923 Generation And Fuel | 2002
21536 | 2022 | TX | Brightside | 63223 | UNIT1 |  | OP | PV | SUN | 50.7 | 0.152 | 67680 | 243646.0508 | 52373 | 188541.2917 | Distributed from 923 Generation And Fuel | 2022
21537 | 2022 | TX | Briscoe Wind Farm | 59734 | BFW |  | OP | WT | WND | 150 | 0.338 | 443595 | 1596929.2246 | 175030 | 630102.9592 | Distributed from 923 Generation And Fuel | 2015
21538 | 2022 | TX | Brisket Wind (8) LLC | 56838 | 1 |  | OP | WT | WND | 10 | 0.055 | 4841 | 17427.4606 | 1910 | 6875.945 | Distributed from 923 Generation And Fuel | 2008
21539 | 2022 | TX | Bronson | 61868 | GEN1 |  | OP | PV | SUN | 10 | 0.149 | 13019 | 46868.0251 | 6879 | 24764.2019 | Distributed from 923 Generation And Fuel | 2018
21540 | 2022 | TX | Bruennings Breeze Wind Farm | 59066 | MVII |  | OP | WT | WND | 228 | 0.294 | 587469 | 2114871.481 | 217204 | 781928.1446 | Distributed from 923 Generation And Fuel | 2017
21541 | 2022 | TX | Bryan (TX) | 3561 | 7 |  | OP | GT | NG | 22 | 0.009 | 1770 | 6371.949 | 918 | 3304.7736 | Distributed from 923 Generation And Fuel | 1975
21542 | 2022 | TX | Bryan Solar, LLC | 58488 | 1 |  | OP | PV | SUN | 10 | 0.279 | 24448 | 88012.0959 | 12919 | 46508.0279 | Distributed from 923 Generation And Fuel | 2013
21543 | 2022 | TX | BT Cooke Solar, LLC | 62773 | BTCOO |  | OP | PV | SUN | 59 | 0.275 | 141964 | 511066.3115 | 75356 | 271279.4298 | Distributed from 923 Generation And Fuel | 2020
21544 | 2022 | TX | BUC00040 | 66561 | B0401 |  | OP | IC | NG | 0.4 | 0.015 | 51.75 | 186.2985 | 26.75 | 96.2992 | Distributed from 923 Generation And Fuel | 2017
21545 | 2022 | TX | BUC00040 | 66561 | B0402 |  | OP | IC | NG | 0.4 | 0.015 | 51.75 | 186.2985 | 26.75 | 96.2992 | Distributed from 923 Generation And Fuel | 2017
21546 | 2022 | TX | BUC00040 | 66561 | B0403 |  | OP | IC | NG | 0.4 | 0.015 | 51.75 | 186.2985 | 26.75 | 96.2992 | Distributed from 923 Generation And Fuel | 2017
21547 | 2022 | TX | BUC00040 | 66561 | B0404 |  | OP | IC | NG | 0.4 | 0.015 | 51.75 | 186.2985 | 26.75 | 96.2992 | Distributed from 923 Generation And Fuel | 2017
21548 | 2022 | TX | Buchanan Dam (TX) | 3595 | 1 |  | OP | HY | WAT | 18.3 | 0.049 | 7867 | 28320.9734 | 3474.333 | 12507.4987 | Distributed from 923 Generation And Fuel | 1938
21549 | 2022 | TX | Buchanan Dam (TX) | 3595 | 2 |  | OP | HY | WAT | 18.3 | 0.049 | 7867 | 28320.9734 | 3474.333 | 12507.4987 | Distributed from 923 Generation And Fuel | 1938
21550 | 2022 | TX | Buchanan Dam (TX) | 3595 | 3 |  | OP | HY | WAT | 18.3 | 0.049 | 7867 | 28320.9734 | 3474.333 | 12507.4987 | Distributed from 923 Generation And Fuel | 1950
21551 | 2022 | TX | Buckthorn Westex | 60044 | BKTH1 |  | OP | PV | SUN | 154 | 0.249 | 336539 | 1211530.7078 | 186642 | 671905.8248 | Distributed from 923 Generation And Fuel | 2018
21552 | 2022 | TX | Buckthorn Wind | 60983 | BWIND |  | OP | WT | WND | 100.5 | 0.404 | 355716 | 1280567.3555 | 133396 | 480221.7582 | Distributed from 923 Generation And Fuel | 2017
21553 | 2022 | TX | Buffalo Gap 2 Wind Farm | 56484 | 1 |  | OP | WT | WND | 232.5 | 0.198 | 404206 | 1455129.959 | 190304 | 685088.9193 | Distributed from 923 Generation And Fuel | 2007
21554 | 2022 | TX | Buffalo Gap 3 Wind Farm | 56638 | GEN1 |  | OP | WT | WND | 170.2 | 0.191 | 284563 | 1024418.6047 | 112281 | 404208.3663 | Distributed from 923 Generation And Fuel | 2008
21555 | 2022 | TX | Buffalo Gap Wind Farm | 56240 | 1 |  | OP | WT | WND | 120.6 | 0.207 | 219175 | 789023.6878 | 86480 | 311325.5094 | Distributed from 923 Generation And Fuel | 2006
21556 | 2022 | TX | Bull Creek Wind | 56956 | 001 |  | OP | WT | WND | 180 | 0.165 | 260136 | 936482.1081 | 102642 | 369508.2439 | Distributed from 923 Generation And Fuel | 2008
21557 | 2022 | TX | Byrd Ranch Storage | 65259 | P1 |  | OP | BA | MWH | 50 | 0 | 0 | 0 | 0 | 0 | Distributed from 923 Generation And Fuel | 2022
21558 | 2022 | TX | C R Wing Cogen Plant | 52176 | GEN1 |  | OP | CT | NG | 77.5 | 0.094 | 63580 | 228886.1689 | 36116 | 130016.5599 | EIA-923 Generator File | 1987
21559 | 2022 | TX | C R Wing Cogen Plant | 52176 | GEN2 |  | OP | CT | NG | 77.5 | 0.115 | 77817 | 280138.9589 | 48514 | 174649.0028 | EIA-923 Generator File | 1987
21560 | 2022 | TX | C R Wing Cogen Plant | 52176 | GEN3 | 2 | OP | CA | NG | 75 | 0.069 | 45425 | 163528.6918 | 26673 | 96022.0318 | EIA-923 Generator File | 1988
21561 | 2022 | TX | Cactus Flats Wind Energy Project | 61001 | WT1 |  | OP | WT | WND | 148.4 | 0.334 | 433553 | 1560778.3138 | 172138 | 619691.8425 | Distributed from 923 Generation And Fuel | 2018
21562 | 2022 | TX | Callahan Divide Wind Energy Center | 56270 | 1 |  | OP | WT | WND | 114 | 0.403 | 402525 | 1449078.4074 | 158825 | 571765.4259 | Distributed from 923 Generation And Fuel | 2005
21563 | 2022 | TX | Calpine Hidalgo Energy Center | 7762 | CTG1 |  | OP | CT | NG | 176.6 | 0.496 | 767064 | 2761408.3087 | 437883 | 1576366.1891 | EIA-923 Generator File | 2000
21564 | 2022 | TX | Calpine Hidalgo Energy Center | 7762 | CTG2 |  | OP | CT | NG | 176.6 | 0.536 | 829269 | 2985344.5172 | 437144 | 1573705.8104 | EIA-923 Generator File | 2000
21565 | 2022 | TX | Calpine Hidalgo Energy Center | 7762 | STG1 | 2 | OP | CA | NG | 198.1 | 0.541 | 938938 | 3380149.7588 | 518623 | 1867027.8638 | EIA-923 Generator File | 2000
21566 | 2022 | TX | Cameron Wind 1 LLC | 59118 | CAM1 |  | OP | WT | WND | 165 | 0.259 | 374399 | 1347825.6174 | 147727 | 531812.9455 | Distributed from 923 Generation And Fuel | 2015
21567 | 2022 | TX | Canadian Breaks, LLC | 63030 | CBRKS |  | OP | WT | WND | 210.1 | 0.474 | 872533 | 3141093.6713 | 324184 | 1167053.0636 | Distributed from 923 Generation And Fuel | 2019
21568 | 2022 | TX | Canyon | 791 | 1 |  | OP | HY | WAT | 3 | 0 | 0.5 | 1.8 | 0 | 0 | Distributed from 923 Generation And Fuel | 1989
21569 | 2022 | TX | Canyon | 791 | 2 |  | OP | HY | WAT | 3 | 0 | 0.5 | 1.8 | 0 | 0 | Distributed from 923 Generation And Fuel | 1989
21570 | 2022 | TX | Capricorn Ridge Wind LLC | 56763 | 1 |  | OP | WT | WND | 149.5 | 0.335 | 438846.249 | 1579833.8577 | 174615.097 | 628609.3203 | Distributed from 923 Generation And Fuel | 2007
21571 | 2022 | TX | Capricorn Ridge Wind LLC | 56763 | 2 |  | OP | WT | WND | 214.5 | 0.335 | 629648.966 | 2266718.1439 | 250534.705 | 901917.7227 | Distributed from 923 Generation And Fuel | 2007
21572 | 2022 | TX | Capricorn Ridge Wind LLC | 56763 | 3 |  | OP | WT | WND | 186 | 0.335 | 545989.313 | 1965545.8024 | 217246.877 | 782082.5005 | Distributed from 923 Generation And Fuel | 2008
21573 | 2022 | TX | Capricorn Ridge Wind LLC | 56763 | 4 |  | OP | WT | WND | 112.5 | 0.335 | 330235.472 | 1188838.1885 | 131399.321 | 473033.7713 | Distributed from 923 Generation And Fuel | 2008
21574 | 2022 | TX | Cascade Solar (TX) | 61875 | GEN1 |  | OP | PV | SUN | 10 | 0.239 | 20897 | 75228.5982 | 11042 | 39750.882 | Distributed from 923 Generation And Fuel | 2019
21575 | 2022 | TX | Castle Gap Solar Hybrid | 60123 | BAT1 |  | OP | BA | MWH | 9.9 | -0.085 | -7384 | -26582.1873 | -2166 | -7797.5376 | Distributed from 923 Generation And Fuel | 2019
21576 | 2022 | TX | Castle Gap Solar Hybrid | 60123 | CGAP |  | OP | PV | SUN | 180 | 0.291 | 458552 | 1650773.9938 | 235723 | 848596.0112 | Distributed from 923 Generation And Fuel | 2018
21577 | 2022 | TX | CatanSolar | 64079 | CS |  | OP | PV | SUN | 10 | 0.268 | 23500 | 84599.3232 | 12418 | 44704.4424 | Distributed from 923 Generation And Fuel | 2020
21578 | 2022 | TX | Caterina | 65809 | CATER |  | OP | BA | MWH | 9.9 | -0.002 | -203 | -730.7942 | -76 | -273.5978 | Distributed from 923 Generation And Fuel | 2022
21579 | 2022 | TX | CED Crane Solar | 63519 | CRN1 |  | OP | PV | SUN | 150 | 0.33 | 433400 | 1560227.5182 | 216571 | 779649.3628 | Distributed from 923 Generation And Fuel | 2020
21580 | 2022 | TX | Cedar Bayou | 3460 | 1 | 1 | OP | ST | NG | 765 | 0.251 | 1684289 | 6063391.8929 | 1253466 | 4512441.5005 | EIA-923 Generator File | 1970
21581 | 2022 | TX | Cedar Bayou | 3460 | 2 | 1 | OP | ST | NG | 765 | 0.177 | 1186611 | 4271765.4259 | 945442 | 3403563.9715 | EIA-923 Generator File | 1972
21582 | 2022 | TX | Cedar Bayou 4 | 56806 | 4 | 2 | OP | CA | NG | 178.5 | 0.54 | 845018 | 3042040.4637 | 482883 | 1738364.8931 | EIA-923 Generator File | 2009
21583 | 2022 | TX | Cedar Bayou 4 | 56806 | 41 |  | OP | CT | NG | 178.5 | 0.468 | 732300 | 2636258.9099 | 438316 | 1577924.9766 | EIA-923 Generator File | 2009
21584 | 2022 | TX | Cedar Bayou 4 | 56806 | 42 |  | OP | CT | NG | 178.5 | 0.56 | 875777 | 3152771.9778 | 475928 | 1713327.0934 | EIA-923 Generator File | 2009
21585 | 2022 | TX | Cedarville (TX) | 65810 | CDRVL |  | OP | BA | MWH | 9.9 |  | GENYRONL: 2022
21586 | 2022 | TX | Cedro Hill Wind LLC | 57260 | 1 |  | OP | WT | WND | 150 | 0.181 | 238179 | 857437.5405 | 93979 | 338321.6934 | Distributed from 923 Generation And Fuel | 2010
21587 | 2022 | TX | Cedro Hill Wind LLC | 57260 | 2 |  | OP | WT | WND | 150 | 0.181 | 238179 | 857437.5405 | 93979 | 338321.6934 | Distributed from 923 Generation And Fuel | 2010
21588 | 2022 | TX | Central Utility Plant | 10184 | EG1 |  | SB | IC | NG | 6 |  | GENYRONL: 1988
21589 | 2022 | TX | Central Utility Plant | 10184 | EG2 |  | SB | IC | NG | 6 |  | GENYRONL: 1988
21590 | 2022 | TX | Central Utility Plant | 10184 | TG1 |  | SB | ST | NG | 2.3 |  | GENYRONL: 1988
21591 | 2022 | TX | Central Utility Plant - Texas A&M | 58151 | GTG01 |  | OP | CT | NG | 34.1 | 0.318 | 95093.95 | 342335.4813 | 91811.47 | 330518.6479 | EIA-923 Generator File | 2011
21592 | 2022 | TX | Central Utility Plant - Texas A&M | 58151 | STG02 | 2 | OP | CA | NG | 11 | 0.258 | 24859.16 | 89492.2601 | 10852.36 | 39068.1835 | EIA-923 Generator File | 2011
21593 | 2022 | TX | CFB Power Plant | 56708 | G2101 | 1 | OP | ST | NG | 155 | 0.269 | 365051 | 1314173.0866 | 183383 | 660173.5186 | EIA-923 Generator File | 2012
21594 | 2022 | TX | CFB Power Plant | 56708 | G2201 | 1 | OP | ST | NG | 155 | 0.327 | 444497 | 1600176.3986 | 249567 | 898434.0125 | EIA-923 Generator File | 2012
21595 | 2022 | TX | Chamon Power LLC | 60460 | CH1 |  | OP | GT | NG | 60.5 | 0.131 | 69461.5 | 250059.3995 | 42512.5 | 153043.7756 | Distributed from 923 Generation And Fuel | 2017
21596 | 2022 | TX | Chamon Power LLC | 60460 | CH2 |  | OP | GT | NG | 60.5 | 0.131 | 69461.5 | 250059.3995 | 42512.5 | 153043.7756 | Distributed from 923 Generation And Fuel | 2017
21597 | 2022 | TX | Champion Wind Farm LLC | 56592 | CH1 |  | OP | WT | WND | 126.5 | 0.27 | 299304 | 1077485.7801 | 118097 | 425145.7988 | Distributed from 923 Generation And Fuel | 2008
21598 | 2022 | TX | Channel Energy Center LLC | 55299 | CTG1 |  | OP | CT | NG | 215 | 0.681 | 1283204 | 4619497.444 | 588085 | 2117089.0633 | EIA-923 Generator File | 2001
21599 | 2022 | TX | Channel Energy Center LLC | 55299 | CTG2 |  | OP | CT | NG | 215 | 0.53 | 997398 | 3590604.0752 | 313124 | 1127237.3821 | EIA-923 Generator File | 2002
21600 | 2022 | TX | Channel Energy Center LLC | 55299 | CTG3 |  | OP | CT | NG | 208.8 | 0.584 | 1068080 | 3845057.2395 | 546250 | 1966484.2681 | EIA-923 Generator File | 2014
21601 | 2022 | TX | Channel Energy Center LLC | 55299 | ST-1 | 3 | OP | CA | NG | 285 | 0.379 | 947228 | 3409993.5201 | 501499 | 1805381.9569 | EIA-923 Generator File | 2002
21602 | 2022 | TX | Channelview Cogeneration Plant | 55187 | GT1 |  | OP | CT | NG | 192.1 | 0.665 | 1118662 | 4027150.9828 | 467421 | 1682702.1384 | EIA-923 Generator File | 2002
21603 | 2022 | TX | Channelview Cogeneration Plant | 55187 | GT2 |  | OP | CT | NG | 192.1 | 0.699 | 1176190 | 4234250.126 | 570093 | 2052318.3815 | EIA-923 Generator File | 2002
21604 | 2022 | TX | Channelview Cogeneration Plant | 55187 | GT3 |  | OP | CT | NG | 192.1 | 0.696 | 1172055 | 4219364.2451 | 512319 | 1844333.6453 | EIA-923 Generator File | 2002
21605 | 2022 | TX | Channelview Cogeneration Plant | 55187 | GT4 |  | OP | CT | NG | 192.1 | 0.773 | 1300184 | 4680624.955 | 509163 | 1832972.1362 | EIA-923 Generator File | 2001
21606 | 2022 | TX | Channelview Cogeneration Plant | 55187 | ST1 | 4 | OP | CA | NG | 149.9 | 0.622 | 817065 | 2941410.4687 | 372619 | 1341417.6687 | EIA-923 Generator File | 2002
21607 | 2022 | TX | Chapman Ranch Wind I | 59193 | CHA1 |  | OP | WT | WND | 236 | 0.318 | 658225 | 2369591.0433 | 259717 | 934973.7202 | Distributed from 923 Generation And Fuel | 2017
21608 | 2022 | TX | Chisholm Grid Energy Storage System | 63737 | CHS01 |  | OP | BA | MWH | 100 | -0.008 | -6675 | -24029.8078 | -2801 | -10083.5193 | Distributed from 923 Generation And Fuel | 2021
21609 | 2022 | TX | Chisum | 61810 | GEN1 |  | OP | PV | SUN | 10 | 0.231 | 20276 | 72993.0161 | 10714 | 38570.0914 | Distributed from 923 Generation And Fuel | 2018
21610 | 2022 | TX | Cirrus Wind 1 LLC | 58162 | CW |  | OP | WT | WND | 61.2 |  | GENYRONL: 2012
21611 | 2022 | TX | Citrus City | 65536 | CC1 |  | OP | IC | DFO | 0.6 | 0.007 | 37.067 | 133.4401 | 14.4 | 51.8396 | Distributed from 923 Generation And Fuel | 2013
21612 | 2022 | TX | Citrus City | 65536 | CC10 |  | OP | IC | DFO | 0.6 | 0.007 | 37.067 | 133.4401 | 14.4 | 51.8396 | Distributed from 923 Generation And Fuel | 2013
21613 | 2022 | TX | Citrus City | 65536 | CC11 |  | OP | IC | DFO | 0.6 | 0.007 | 37.067 | 133.4401 | 14.4 | 51.8396 | Distributed from 923 Generation And Fuel | 2013
21614 | 2022 | TX | Citrus City | 65536 | CC12 |  | OP | IC | DFO | 0.6 | 0.007 | 37.067 | 133.4401 | 14.4 | 51.8396 | Distributed from 923 Generation And Fuel | 2013
21615 | 2022 | TX | Citrus City | 65536 | CC13 |  | OP | IC | DFO | 0.6 | 0.007 | 37.067 | 133.4401 | 14.4 | 51.8396 | Distributed from 923 Generation And Fuel | 2013
21616 | 2022 | TX | Citrus City | 65536 | CC14 |  | OP | IC | DFO | 0.6 | 0.007 | 37.067 | 133.4401 | 14.4 | 51.8396 | Distributed from 923 Generation And Fuel | 2013
21617 | 2022 | TX | Citrus City | 65536 | CC15 |  | OP | IC | DFO | 0.6 | 0.007 | 37.067 | 133.4401 | 14.4 | 51.8396 | Distributed from 923 Generation And Fuel | 2013
21618 | 2022 | TX | Citrus City | 65536 | CC2 |  | OP | IC | DFO | 0.6 | 0.007 | 37.067 | 133.4401 | 14.4 | 51.8396 | Distributed from 923 Generation And Fuel | 2013
21619 | 2022 | TX | Citrus City | 65536 | CC3 |  | OP | IC | DFO | 0.6 | 0.007 | 37.067 | 133.4401 | 14.4 | 51.8396 | Distributed from 923 Generation And Fuel | 2013
21620 | 2022 | TX | Citrus City | 65536 | CC4 |  | OP | IC | DFO | 0.6 | 0.007 | 37.067 | 133.4401 | 14.4 | 51.8396 | Distributed from 923 Generation And Fuel | 2013
21621 | 2022 | TX | Citrus City | 65536 | CC5 |  | OP | IC | DFO | 0.6 | 0.007 | 37.067 | 133.4401 | 14.4 | 51.8396 | Distributed from 923 Generation And Fuel | 2013
21622 | 2022 | TX | Citrus City | 65536 | CC6 |  | OP | IC | DFO | 0.6 | 0.007 | 37.067 | 133.4401 | 14.4 | 51.8396 | Distributed from 923 Generation And Fuel | 2013
21623 | 2022 | TX | Citrus City | 65536 | CC7 |  | OP | IC | DFO | 0.6 | 0.007 | 37.067 | 133.4401 | 14.4 | 51.8396 | Distributed from 923 Generation And Fuel | 2013
21624 | 2022 | TX | Citrus City | 65536 | CC8 |  | OP | IC | DFO | 0.6 | 0.007 | 37.067 | 133.4401 | 14.4 | 51.8396 | Distributed from 923 Generation And Fuel | 2013
21625 | 2022 | TX | Citrus City | 65536 | CC9 |  | OP | IC | DFO | 0.6 | 0.007 | 37.067 | 133.4401 | 14.4 | 51.8396 | Distributed from 923 Generation And Fuel | 2013
21626 | 2022 | TX | Clara | 65537 | CLA1 |  | OP | IC | DFO | 0.6 | 0.006 | 31.667 | 114.0003 | 12.333 | 44.3984 | Distributed from 923 Generation And Fuel | 2013
21627 | 2022 | TX | Clara | 65537 | CLA10 |  | OP | IC | DFO | 0.6 | 0.006 | 31.667 | 114.0003 | 12.333 | 44.3984 | Distributed from 923 Generation And Fuel | 2013
21628 | 2022 | TX | Clara | 65537 | CLA11 |  | OP | IC | DFO | 0.6 | 0.006 | 31.667 | 114.0003 | 12.333 | 44.3984 | Distributed from 923 Generation And Fuel | 2013
21629 | 2022 | TX | Clara | 65537 | CLA12 |  | OP | IC | DFO | 0.6 | 0.006 | 31.667 | 114.0003 | 12.333 | 44.3984 | Distributed from 923 Generation And Fuel | 2013
21630 | 2022 | TX | Clara | 65537 | CLA13 |  | OP | IC | DFO | 0.6 | 0.006 | 31.667 | 114.0003 | 12.333 | 44.3984 | Distributed from 923 Generation And Fuel | 2013
21631 | 2022 | TX | Clara | 65537 | CLA14 |  | OP | IC | DFO | 0.6 | 0.006 | 31.667 | 114.0003 | 12.333 | 44.3984 | Distributed from 923 Generation And Fuel | 2013
21632 | 2022 | TX | Clara | 65537 | CLA15 |  | OP | IC | DFO | 0.6 | 0.006 | 31.667 | 114.0003 | 12.333 | 44.3984 | Distributed from 923 Generation And Fuel | 2013
21633 | 2022 | TX | Clara | 65537 | CLA2 |  | OP | IC | DFO | 0.6 | 0.006 | 31.667 | 114.0003 | 12.333 | 44.3984 | Distributed from 923 Generation And Fuel | 2013
21634 | 2022 | TX | Clara | 65537 | CLA3 |  | OP | IC | DFO | 0.6 | 0.006 | 31.667 | 114.0003 | 12.333 | 44.3984 | Distributed from 923 Generation And Fuel | 2013
21635 | 2022 | TX | Clara | 65537 | CLA4 |  | OP | IC | DFO | 0.6 | 0.006 | 31.667 | 114.0003 | 12.333 | 44.3984 | Distributed from 923 Generation And Fuel | 2013
21636 | 2022 | TX | Clara | 65537 | CLA5 |  | OP | IC | DFO | 0.6 | 0.006 | 31.667 | 114.0003 | 12.333 | 44.3984 | Distributed from 923 Generation And Fuel | 2013
21637 | 2022 | TX | Clara | 65537 | CLA6 |  | OP | IC | DFO | 0.6 | 0.006 | 31.667 | 114.0003 | 12.333 | 44.3984 | Distributed from 923 Generation And Fuel | 2013
21638 | 2022 | TX | Clara | 65537 | CLA7 |  | OP | IC | DFO | 0.6 | 0.006 | 31.667 | 114.0003 | 12.333 | 44.3984 | Distributed from 923 Generation And Fuel | 2013
21639 | 2022 | TX | Clara | 65537 | CLA8 |  | OP | IC | DFO | 0.6 | 0.006 | 31.667 | 114.0003 | 12.333 | 44.3984 | Distributed from 923 Generation And Fuel | 2013
21640 | 2022 | TX | Clara | 65537 | CLA9 |  | OP | IC | DFO | 0.6 | 0.006 | 31.667 | 114.0003 | 12.333 | 44.3984 | Distributed from 923 Generation And Fuel | 2013
21641 | 2022 | TX | Colbeck's Corner, LLC | 59068 | GVII |  | OP | WT | WND | 200 | 0.495 | 866893 | 3120789.8337 | 337865 | 1216304.2696 | Distributed from 923 Generation And Fuel | 2016
21642 | 2022 | TX | Coleto Creek | 6178 | 1 | 1 | OP | ST | SUB | 622.4 | 0.478 | 2603498 | 9372517.8199 | 852857 | 3070260.6379 | EIA-923 Generator File | 1980 | 2027
21643 | 2022 | TX | Colorado Bend Energy Center | 56350 | CT1A |  | OP | CT | NG | 90 | 0.392 | 309202 | 1113118.2951 | 171507 | 617420.2606 | EIA-923 Generator File | 2002
21644 | 2022 | TX | Colorado Bend Energy Center | 56350 | CT1B |  | OP | CT | NG | 90 | 0.331 | 261104 | 939966.8803 | 148818 | 535740.5141 | EIA-923 Generator File | 2002
21645 | 2022 | TX | Colorado Bend Energy Center | 56350 | CT2A |  | OP | CT | NG | 90 | 0.288 | 227332 | 818388.6529 | 111525 | 401486.7881 | EIA-923 Generator File | 2002
21646 | 2022 | TX | Colorado Bend Energy Center | 56350 | CT2B |  | OP | CT | NG | 90 | 0.246 | 193876 | 697948.0164 | 107249 | 386093.3113 | EIA-923 Generator File | 2002
21647 | 2022 | TX | Colorado Bend Energy Center | 56350 | ST1 | 2 | OP | CA | NG | 105.1 | 0.417 | 384372 | 1383728.1302 | 215887 | 777186.9825 | EIA-923 Generator File | 2007
21648 | 2022 | TX | Colorado Bend Energy Center | 56350 | ST2 | 2 | OP | CA | NG | 115 | 0.296 | 298147 | 1073320.6134 | 153355 | 552073.5834 | EIA-923 Generator File | 2008
21649 | 2022 | TX | Colorado Bend II | 60122 | CT7 |  | OP | CT | NG | 360.9 | 0.695 | 2197165 | 7909730.7222 | 962641 | 3465479.8762 | EIA-923 Generator File | 2017
21650 | 2022 | TX | Colorado Bend II | 60122 | CT8 |  | OP | CT | NG | 360.9 | 0.623 | 1969582 | 7090438.4765 | 960141 | 3456479.9482 | EIA-923 Generator File | 2017
21651 | 2022 | TX | Colorado Bend II | 60122 | STG9 | 2 | OP | CA | NG | 508.5 | 0.51 | 2270537 | 8173867.8091 | 1107418 | 3986672.9066 | EIA-923 Generator File | 2017
21652 | 2022 | TX | Comanche Peak | 6145 | 1 | 1 | OP | ST | NUC | 1215 | 0.925 | 9843535 | 35436442.5085 | 4006369.5 | 14422814.8175 | Distributed from 923 Generation And Fuel | 1990
21653 | 2022 | TX | Comanche Peak | 6145 | 2 | 1 | OP | ST | NUC | 1215 | 0.925 | 9843535 | 35436442.5085 | 4006369.5 | 14422814.8175 | Distributed from 923 Generation And Fuel | 1993
21654 | 2022 | TX | Commerce ESS | 62609 | BA1 |  | OP | BA | MWH | 10 | -0.011 | -977 | -3517.1719 | -445 | -1601.9872 | Distributed from 923 Generation And Fuel | 2019
21655 | 2022 | TX | Commerce Solar | 62610 | PV1 |  | OP | PV | SUN | 5 | 0.156 | 6835 | 24605.8032 | 3612 | 13003.096 | Distributed from 923 Generation And Fuel | 2019
21656 | 2022 | TX | Coniglio Solar | 62772 | BTCON |  | OP | PV | SUN | 123.6 | 0.239 | 258704 | 931326.9494 | 125686 | 452465.9803 | Distributed from 923 Generation And Fuel | 2021
21657 | 2022 | TX | Copper | 9 | 1 |  | OP | GT | NG | 86.9 | 0.062 | 47291 | 170246.238 | 38424 | 138325.2934 | Distributed from 923 Generation And Fuel | 1980 | 2030
21658 | 2022 | TX | Corazon Energy LLC | 64538 | KOV4A |  | OP | PV | SUN | 200 | 0.198 | 347757 | 1251915.1847 | 195497 | 703783.5697 | Distributed from 923 Generation And Fuel | 2021
21659 | 2022 | TX | Corpus Christi | 50475 | GEN1 |  | OP | GT | NG | 41 | 0.191 | 68766 | 247555.6196 | 35668 | 128403.7728 | Distributed from 923 Generation And Fuel | 1989
21660 | 2022 | TX | Corpus Christi Energy Center | 55206 | CT1 |  | OP | CT | NG | 198.9 | 0.42 | 731625 | 2633828.9294 | 396888 | 1428785.3697 | EIA-923 Generator File | 2002
21661 | 2022 | TX | Corpus Christi Energy Center | 55206 | CT2 |  | OP | CT | NG | 198.9 | 0.549 | 957073 | 3445435.2365 | 455616 | 1640204.4784 | EIA-923 Generator File | 2002
21662 | 2022 | TX | Corpus Christi Energy Center | 55206 | ST1 | 2 | OP | CA | NG | 195.5 | 0.237 | 406580 | 1463676.2906 | 236937 | 852966.3763 | EIA-923 Generator File | 2002
21663 | 2022 | TX | Corpus Refinery | 50026 | FR6 |  | OP | GT | NG | 47 | 0.611 | 251461 | 905252.358 | 130428 | 469537.0437 | Distributed from 923 Generation And Fuel | 1988
21664 | 2022 | TX | CoServ Community Solar Station | 60427 | CSS1 |  | OP | PV | SUN | 2 | 0.119 | 2092 | 7531.1398 | 1105 | 3977.9682 | Distributed from 923 Generation And Fuel | 2015
21665 | 2022 | TX | Cotton Plains Wind Farm | 60210 | CPWF |  | OP | WT | WND | 50.4 | 0.424 | 187373 | 674537.4037 | 68493 | 246572.8274 | Distributed from 923 Generation And Fuel | 2017
21666 | 2022 | TX | Cottonwood Energy Project | 55358 | CT1 |  | OP | CT | NG | 198.9 | 0.594 | 1035723 | 3728572.9714 | 451358 | 1624875.801 | EIA-923 Generator File | 2003
21667 | 2022 | TX | Cottonwood Energy Project | 55358 | CT2 |  | OP | CT | NG | 198.9 | 0.485 | 844630 | 3040643.6749 | 456476 | 1643300.4536 | EIA-923 Generator File | 2003
21668 | 2022 | TX | Cottonwood Energy Project | 55358 | CT3 |  | OP | CT | NG | 198.9 | 0.575 | 1002128 | 3607631.9389 | 459994 | 1655965.1523 | EIA-923 Generator File | 2003
21669 | 2022 | TX | Cottonwood Energy Project | 55358 | CT4 |  | OP | CT | NG | 198.9 | 0.584 | 1016970 | 3661062.7115 | 413935 | 1490154.0788 | EIA-923 Generator File | 2003
21670 | 2022 | TX | Cottonwood Energy Project | 55358 | ST1 | 1 | OP | CA | NG | 159.5 | 0.518 | 723404 | 2604233.5661 | 339178 | 1221031.0318 | EIA-923 Generator File | 2003
21671 | 2022 | TX | Cottonwood Energy Project | 55358 | ST2 | 1 | OP | CA | NG | 159.5 | 0.451 | 629632 | 2266657.0667 | 367109 | 1321581.8273 | EIA-923 Generator File | 2003
21672 | 2022 | TX | Cottonwood Energy Project | 55358 | ST3 | 1 | OP | CA | NG | 159.5 | 0.499 | 697729 | 2511804.3056 | 347126 | 1249643.6029 | EIA-923 Generator File | 2003
21673 | 2022 | TX | Cottonwood Energy Project | 55358 | ST4 | 1 | OP | CA | NG | 159.5 | 0.514 | 718557 | 2586784.5057 | 320140 | 1152494.78 | EIA-923 Generator File | 2003
21674 | 2022 | TX | Covel Gardens Gas Recovery | 56864 | 1 |  | OP | IC | LFG | 1.6 | 0.421 | 5905.167 | 21258.4311 | 2461.333 | 8860.7279 | Distributed from 923 Generation And Fuel | 2005
21675 | 2022 | TX | Covel Gardens Gas Recovery | 56864 | 2 |  | OP | IC | LFG | 1.6 | 0.421 | 5905.167 | 21258.4311 | 2461.333 | 8860.7279 | Distributed from 923 Generation And Fuel | 2005
21676 | 2022 | TX | Covel Gardens Gas Recovery | 56864 | 3 |  | OP | IC | LFG | 1.6 | 0.421 | 5905.167 | 21258.4311 | 2461.333 | 8860.7279 | Distributed from 923 Generation And Fuel | 2005
21677 | 2022 | TX | Covel Gardens Gas Recovery | 56864 | 4 |  | OP | IC | LFG | 1.6 | 0.421 | 5905.167 | 21258.4311 | 2461.333 | 8860.7279 | Distributed from 923 Generation And Fuel | 2005
21678 | 2022 | TX | Covel Gardens Gas Recovery | 56864 | 5 |  | OP | IC | LFG | 1.6 | 0.421 | 5905.167 | 21258.4311 | 2461.333 | 8860.7279 | Distributed from 923 Generation And Fuel | 2005
21679 | 2022 | TX | Covel Gardens Gas Recovery | 56864 | 6 |  | OP | IC | LFG | 1.6 | 0.421 | 5905.167 | 21258.4311 | 2461.333 | 8860.7279 | Distributed from 923 Generation And Fuel | 2005
21680 | 2022 | TX | Coyote Springs (TX) | 65811 | CYTSP |  | OP | BA | MWH | 9.9 |  | GENYRONL: 2022
21681 | 2022 | TX | Coyote Wind LLC | 63655 | COY |  | OP | WT | WND | 242.5 | 0.301 | 640017 | 2304042.7677 | 217391 | 782601.3392 | Distributed from 923 Generation And Fuel | 2021
21682 | 2022 | TX | CPS 1 Community Solar | 60472 | CPS1 |  | OP | PV | SUN | 1 | 0.238 | 2087 | 7513.1399 | 1103 | 3970.7682 | Distributed from 923 Generation And Fuel | 2016
21683 | 2022 | TX | Cranell Wind Farm LLC | 62416 | WT1 |  | OP | WT | WND | 220 | 0.307 | 591973 | 2131085.7513 | 238591 | 858920.7286 | Distributed from 923 Generation And Fuel | 2022
21684 | 2022 | TX | Crossett Power Management LLC | 66009 | BA |  | OP | BA | MWH | 203 |  | GENYRONL: 2022
21685 | 2022 | TX | Cutlass Solar 1 LLC | 66310 | CT1PV |  | OP | PV | SUN | 110.9 | 0.008 | 7375 | 26549.7876 | 0 | 0 | Distributed from 923 Generation And Fuel | 2022
21686 | 2022 | TX | Cutten | 65538 | CUT1 |  | OP | IC | DFO | 0.6 | 0.007 | 35.4 | 127.439 | 13.733 | 49.4384 | Distributed from 923 Generation And Fuel | 2013
21687 | 2022 | TX | Cutten | 65538 | CUT10 |  | OP | IC | DFO | 0.6 | 0.007 | 35.4 | 127.439 | 13.733 | 49.4384 | Distributed from 923 Generation And Fuel | 2013
21688 | 2022 | TX | Cutten | 65538 | CUT11 |  | OP | IC | DFO | 0.6 | 0.007 | 35.4 | 127.439 | 13.733 | 49.4384 | Distributed from 923 Generation And Fuel | 2013
21689 | 2022 | TX | Cutten | 65538 | CUT12 |  | OP | IC | DFO | 0.6 | 0.007 | 35.4 | 127.439 | 13.733 | 49.4384 | Distributed from 923 Generation And Fuel | 2013
21690 | 2022 | TX | Cutten | 65538 | CUT13 |  | OP | IC | DFO | 0.6 | 0.007 | 35.4 | 127.439 | 13.733 | 49.4384 | Distributed from 923 Generation And Fuel | 2013
21691 | 2022 | TX | Cutten | 65538 | CUT14 |  | OP | IC | DFO | 0.6 | 0.007 | 35.4 | 127.439 | 13.733 | 49.4384 | Distributed from 923 Generation And Fuel | 2013
21692 | 2022 | TX | Cutten | 65538 | CUT15 |  | OP | IC | DFO | 0.6 | 0.007 | 35.4 | 127.439 | 13.733 | 49.4384 | Distributed from 923 Generation And Fuel | 2013
21693 | 2022 | TX | Cutten | 65538 | CUT2 |  | OP | IC | DFO | 0.6 | 0.007 | 35.4 | 127.439 | 13.733 | 49.4384 | Distributed from 923 Generation And Fuel | 2013
21694 | 2022 | TX | Cutten | 65538 | CUT3 |  | OP | IC | DFO | 0.6 | 0.007 | 35.4 | 127.439 | 13.733 | 49.4384 | Distributed from 923 Generation And Fuel | 2013
21695 | 2022 | TX | Cutten | 65538 | CUT4 |  | OP | IC | DFO | 0.6 | 0.007 | 35.4 | 127.439 | 13.733 | 49.4384 | Distributed from 923 Generation And Fuel | 2013
21696 | 2022 | TX | Cutten | 65538 | CUT5 |  | OP | IC | DFO | 0.6 | 0.007 | 35.4 | 127.439 | 13.733 | 49.4384 | Distributed from 923 Generation And Fuel | 2013
21697 | 2022 | TX | Cutten | 65538 | CUT6 |  | OP | IC | DFO | 0.6 | 0.007 | 35.4 | 127.439 | 13.733 | 49.4384 | Distributed from 923 Generation And Fuel | 2013
21698 | 2022 | TX | Cutten | 65538 | CUT7 |  | OP | IC | DFO | 0.6 | 0.007 | 35.4 | 127.439 | 13.733 | 49.4384 | Distributed from 923 Generation And Fuel | 2013
21699 | 2022 | TX | Cutten | 65538 | CUT8 |  | OP | IC | DFO | 0.6 | 0.007 | 35.4 | 127.439 | 13.733 | 49.4384 | Distributed from 923 Generation And Fuel | 2013
21700 | 2022 | TX | Cutten | 65538 | CUT9 |  | OP | IC | DFO | 0.6 | 0.007 | 35.4 | 127.439 | 13.733 | 49.4384 | Distributed from 923 Generation And Fuel | 2013
21701 | 2022 | TX | Dansby | 6243 | 1 | 1 | OP | ST | NG | 105 | 0.13 | 119463 | 430063.3595 | 58211 | 209557.9235 | EIA-923 Generator File | 1978
21702 | 2022 | TX | Dansby | 6243 | 2 |  | OP | GT | NG | 49.1 | 0.109 | 47072.5 | 169459.6443 | 24415.5 | 87895.0968 | Distributed from 923 Generation And Fuel | 2004
21703 | 2022 | TX | Dansby | 6243 | 3 |  | OP | GT | NG | 49.1 | 0.109 | 47072.5 | 169459.6443 | 24415.5 | 87895.0968 | Distributed from 923 Generation And Fuel | 2010
21704 | 2022 | TX | Decker Creek | 3548 | GT1 |  | OP | GT | NG | 51.5 | 0.022 | 9805 | 35297.7176 | 5085.75 | 18308.5535 | Distributed from 923 Generation And Fuel | 1988
21705 | 2022 | TX | Decker Creek | 3548 | GT2 |  | OP | GT | NG | 51.5 | 0.022 | 9805 | 35297.7176 | 5085.75 | 18308.5535 | Distributed from 923 Generation And Fuel | 1988
21706 | 2022 | TX | Decker Creek | 3548 | GT3 |  | OP | GT | NG | 51.5 | 0.022 | 9805 | 35297.7176 | 5085.75 | 18308.5535 | Distributed from 923 Generation And Fuel | 1988
21707 | 2022 | TX | Decker Creek | 3548 | GT4 |  | OP | GT | NG | 51.5 | 0.022 | 9805 | 35297.7176 | 5085.75 | 18308.5535 | Distributed from 923 Generation And Fuel | 1988
21708 | 2022 | TX | Decker Creek | 3548 | 2 | 1 | RE | ST | NG | 405 | 0.021 | 73208 | 263546.6916 | 0 | 0 | EIA-923 Generator File | 1978 | 2022
21709 | 2022 | TX | DeCordova Steam Electric Station | 8063 | BESS |  | OP | BA | MWH | 269.1 | -0.007 | -15401 | -55443.1565 | -7662 | -27582.9793 | Distributed from 923 Generation And Fuel | 2022
21710 | 2022 | TX | DeCordova Steam Electric Station | 8063 | CT1 |  | OP | GT | NG | 89.4 | 0.025 | 19855.25 | 71478.3282 | 13957 | 50244.798 | Distributed from 923 Generation And Fuel | 1990
21711 | 2022 | TX | DeCordova Steam Electric Station | 8063 | CT2 |  | OP | GT | NG | 89.4 | 0.025 | 19855.25 | 71478.3282 | 13957 | 50244.798 | Distributed from 923 Generation And Fuel | 1990
21712 | 2022 | TX | DeCordova Steam Electric Station | 8063 | CT3 |  | OP | GT | NG | 89.4 | 0.025 | 19855.25 | 71478.3282 | 13957 | 50244.798 | Distributed from 923 Generation And Fuel | 1990
21713 | 2022 | TX | DeCordova Steam Electric Station | 8063 | CT4 |  | OP | GT | NG | 89.4 | 0.025 | 19855.25 | 71478.3282 | 13957 | 50244.798 | Distributed from 923 Generation And Fuel | 1990
21714 | 2022 | TX | Deer Park Energy Center | 55464 | CTG1 |  | OP | CT | NG | 180 | 0.673 | 1061880 | 3822737.4181 | 503664 | 1813175.8946 | EIA-923 Generator File | 2003
21715 | 2022 | TX | Deer Park Energy Center | 55464 | CTG2 |  | OP | CT | NG | 180 | 0.735 | 1159599 | 4174523.0038 | 534566 | 1924422.2046 | EIA-923 Generator File | 2003
21716 | 2022 | TX | Deer Park Energy Center | 55464 | CTG3 |  | OP | CT | NG | 180 | 0.798 | 1258990 | 4532327.7414 | 531889 | 1914785.0817 | EIA-923 Generator File | 2004
21717 | 2022 | TX | Deer Park Energy Center | 55464 | CTG4 |  | OP | CT | NG | 180 | 0.774 | 1221184 | 4396227.2302 | 472566 | 1701223.9902 | EIA-923 Generator File | 2004
21718 | 2022 | TX | Deer Park Energy Center | 55464 | CTG6 |  | OP | CT | NG | 180 | 0.825 | 1300186 | 4680632.1549 | 560373 | 2017326.6614 | EIA-923 Generator File | 2014
21719 | 2022 | TX | Deer Park Energy Center | 55464 | STG1 | 5 | OP | CA | NG | 276 | 0.392 | 947782 | 3411987.9041 | 486999 | 1753182.3745 | EIA-923 Generator File | 2004
21720 | 2022 | TX | Denison | 6416 | 1 |  | OP | HY | WAT | 53.5 | 0.09 | 42354.765 | 152475.9342 | 18706.021 | 67341.1369 | Distributed from 923 Generation And Fuel | 1945
21721 | 2022 | TX | Denison | 6416 | 2 |  | OP | HY | WAT | 50.8 | 0.09 | 40217.235 | 144780.8878 | 17761.979 | 63942.6129 | Distributed from 923 Generation And Fuel | 1949
21722 | 2022 | TX | Denton Energy Center | 61643 | DEC1 |  | OP | IC | NG | 18.8 | 0.224 | 36923.167 | 132922.3378 | 23680.833 | 85250.3168 | Distributed from 923 Generation And Fuel | 2018
21723 | 2022 | TX | Denton Energy Center | 61643 | DEC10 |  | OP | IC | NG | 18.8 | 0.224 | 36923.167 | 132922.3378 | 23680.833 | 85250.3168 | Distributed from 923 Generation And Fuel | 2018
21724 | 2022 | TX | Denton Energy Center | 61643 | DEC11 |  | OP | IC | NG | 18.8 | 0.224 | 36923.167 | 132922.3378 | 23680.833 | 85250.3168 | Distributed from 923 Generation And Fuel | 2018
21725 | 2022 | TX | Denton Energy Center | 61643 | DEC12 |  | OP | IC | NG | 18.8 | 0.224 | 36923.167 | 132922.3378 | 23680.833 | 85250.3168 | Distributed from 923 Generation And Fuel | 2018
21726 | 2022 | TX | Denton Energy Center | 61643 | DEC2 |  | OP | IC | NG | 18.8 | 0.224 | 36923.167 | 132922.3378 | 23680.833 | 85250.3168 | Distributed from 923 Generation And Fuel | 2018
21727 | 2022 | TX | Denton Energy Center | 61643 | DEC3 |  | OP | IC | NG | 18.8 | 0.224 | 36923.167 | 132922.3378 | 23680.833 | 85250.3168 | Distributed from 923 Generation And Fuel | 2018
21728 | 2022 | TX | Denton Energy Center | 61643 | DEC4 |  | OP | IC | NG | 18.8 | 0.224 | 36923.167 | 132922.3378 | 23680.833 | 85250.3168 | Distributed from 923 Generation And Fuel | 2018
21729 | 2022 | TX | Denton Energy Center | 61643 | DEC5 |  | OP | IC | NG | 18.8 | 0.224 | 36923.167 | 132922.3378 | 23680.833 | 85250.3168 | Distributed from 923 Generation And Fuel | 2018
21730 | 2022 | TX | Denton Energy Center | 61643 | DEC6 |  | OP | IC | NG | 18.8 | 0.224 | 36923.167 | 132922.3378 | 23680.833 | 85250.3168 | Distributed from 923 Generation And Fuel | 2018
21731 | 2022 | TX | Denton Energy Center | 61643 | DEC7 |  | OP | IC | NG | 18.8 | 0.224 | 36923.167 | 132922.3378 | 23680.833 | 85250.3168 | Distributed from 923 Generation And Fuel | 2018
21732 | 2022 | TX | Denton Energy Center | 61643 | DEC8 |  | OP | IC | NG | 18.8 | 0.224 | 36923.167 | 132922.3378 | 23680.833 | 85250.3168 | Distributed from 923 Generation And Fuel | 2018
21733 | 2022 | TX | Denton Energy Center | 61643 | DEC9 |  | OP | IC | NG | 18.8 | 0.224 | 36923.167 | 132922.3378 | 23680.833 | 85250.3168 | Distributed from 923 Generation And Fuel | 2018
21734 | 2022 | TX | Dermott Wind | 60902 | DERM |  | OP | WT | WND | 253 | 0.427 | 946187 | 3406245.95 | 366027 | 1317686.6585 | Distributed from 923 Generation And Fuel | 2017
21735 | 2022 | TX | Desert Sky | 55992 | 1 |  | OP | WT | WND | 167.7 | 0.328 | 482289 | 1736226.5102 | 190298 | 685067.3195 | Distributed from 923 Generation And Fuel | 2002
21736 | 2022 | TX | DeWind Frisco | 57517 | FRISC |  | OS | WT | WND | 20 |  | GENYRONL: 2012
21737 | 2022 | TX | DFW Gas Recovery | 50569 | GEN1 |  | RE | GT | LFG | 3 | 0.668 | 17544.5 | 63159.6947 | 8100.5 | 29161.5667 | Distributed from 923 Generation And Fuel | 1988 | 2022
21738 | 2022 | TX | DFW Gas Recovery | 50569 | GEN2 |  | RE | GT | LFG | 3 | 0.668 | 17544.5 | 63159.6947 | 8100.5 | 29161.5667 | Distributed from 923 Generation And Fuel | 1988 | 2022
21739 | 2022 | TX | DFW Gas Recovery | 50569 | GEN3 |  | RE | IC | LFG | 1.6 | 0.577 | 8090.5 | 29125.567 | 3641.5 | 13109.2951 | Distributed from 923 Generation And Fuel | 2009 | 2022
21740 | 2022 | TX | DFW Gas Recovery | 50569 | GEN4 |  | RE | IC | LFG | 1.6 | 0.577 | 8090.5 | 29125.567 | 3641.5 | 13109.2951 | Distributed from 923 Generation And Fuel | 2009 | 2022
21741 | 2022 | TX | DFW Gas Recovery | 50569 | GEN5 |  | RE | IC | LFG | 1.6 | 0.577 | 8090.5 | 29125.567 | 3641.5 | 13109.2951 | Distributed from 923 Generation And Fuel | 2009 | 2022
21742 | 2022 | TX | DFW Gas Recovery | 50569 | GEN6 |  | RE | IC | LFG | 1.6 | 0.577 | 8090.5 | 29125.567 | 3641.5 | 13109.2951 | Distributed from 923 Generation And Fuel | 2009 | 2022
21743 | 2022 | TX | Dickinson | 64314 | DIKN |  | OP | BA | MWH | 9.9 |  | GENYRONL: 2021
21744 | 2022 | TX | Dunlap TP 1 | 3582 | 1 |  | OS | HY | WAT | 1.8 |  | GENYRONL: 1927
21745 | 2022 | TX | Dunlap TP 1 | 3582 | 2 |  | OS | HY | WAT | 1.8 |  | GENYRONL: 1927
21746 | 2022 | TX | E. Porte Ct. | 65539 | EPC1 |  | OP | IC | DFO | 0.6 | 0.006 | 31.4 | 113.0391 | 12.2 | 43.9196 | Distributed from 923 Generation And Fuel | 2013
21747 | 2022 | TX | E. Porte Ct. | 65539 | EPC10 |  | OP | IC | DFO | 0.6 | 0.006 | 31.4 | 113.0391 | 12.2 | 43.9196 | Distributed from 923 Generation And Fuel | 2013
21748 | 2022 | TX | E. Porte Ct. | 65539 | EPC11 |  | OP | IC | DFO | 0.6 | 0.006 | 31.4 | 113.0391 | 12.2 | 43.9196 | Distributed from 923 Generation And Fuel | 2013
21749 | 2022 | TX | E. Porte Ct. | 65539 | EPC12 |  | OP | IC | DFO | 0.6 | 0.006 | 31.4 | 113.0391 | 12.2 | 43.9196 | Distributed from 923 Generation And Fuel | 2013
21750 | 2022 | TX | E. Porte Ct. | 65539 | EPC13 |  | OP | IC | DFO | 0.6 | 0.006 | 31.4 | 113.0391 | 12.2 | 43.9196 | Distributed from 923 Generation And Fuel | 2013
21751 | 2022 | TX | E. Porte Ct. | 65539 | EPC14 |  | OP | IC | DFO | 0.6 | 0.006 | 31.4 | 113.0391 | 12.2 | 43.9196 | Distributed from 923 Generation And Fuel | 2013
21752 | 2022 | TX | E. Porte Ct. | 65539 | EPC15 |  | OP | IC | DFO | 0.6 | 0.006 | 31.4 | 113.0391 | 12.2 | 43.9196 | Distributed from 923 Generation And Fuel | 2013
21753 | 2022 | TX | E. Porte Ct. | 65539 | EPC2 |  | OP | IC | DFO | 0.6 | 0.006 | 31.4 | 113.0391 | 12.2 | 43.9196 | Distributed from 923 Generation And Fuel | 2013
21754 | 2022 | TX | E. Porte Ct. | 65539 | EPC3 |  | OP | IC | DFO | 0.6 | 0.006 | 31.4 | 113.0391 | 12.2 | 43.9196 | Distributed from 923 Generation And Fuel | 2013
21755 | 2022 | TX | E. Porte Ct. | 65539 | EPC4 |  | OP | IC | DFO | 0.6 | 0.006 | 31.4 | 113.0391 | 12.2 | 43.9196 | Distributed from 923 Generation And Fuel | 2013
21756 | 2022 | TX | E. Porte Ct. | 65539 | EPC5 |  | OP | IC | DFO | 0.6 | 0.006 | 31.4 | 113.0391 | 12.2 | 43.9196 | Distributed from 923 Generation And Fuel | 2013
21757 | 2022 | TX | E. Porte Ct. | 65539 | EPC6 |  | OP | IC | DFO | 0.6 | 0.006 | 31.4 | 113.0391 | 12.2 | 43.9196 | Distributed from 923 Generation And Fuel | 2013
21758 | 2022 | TX | E. Porte Ct. | 65539 | EPC7 |  | OP | IC | DFO | 0.6 | 0.006 | 31.4 | 113.0391 | 12.2 | 43.9196 | Distributed from 923 Generation And Fuel | 2013
21759 | 2022 | TX | E. Porte Ct. | 65539 | EPC8 |  | OP | IC | DFO | 0.6 | 0.006 | 31.4 | 113.0391 | 12.2 | 43.9196 | Distributed from 923 Generation And Fuel | 2013
21760 | 2022 | TX | E. Porte Ct. | 65539 | EPC9 |  | OP | IC | DFO | 0.6 | 0.006 | 31.4 | 113.0391 | 12.2 | 43.9196 | Distributed from 923 Generation And Fuel | 2013
21761 | 2022 | TX | Eagle Pass | 3437 | 1 |  | OP | HY | WAT | 3.2 | 0.525 | 14723 | 53002.376 | 6431.333 | 23152.6136 | Distributed from 923 Generation And Fuel | 1932
21762 | 2022 | TX | Eagle Pass | 3437 | 2 |  | OP | HY | WAT | 3.2 | 0.525 | 14723 | 53002.376 | 6431.333 | 23152.6136 | Distributed from 923 Generation And Fuel | 1932
21763 | 2022 | TX | Eagle Pass | 3437 | 3 |  | OP | HY | WAT | 3.2 | 0.525 | 14723 | 53002.376 | 6431.333 | 23152.6136 | Distributed from 923 Generation And Fuel | 1932
21764 | 2022 | TX | East Blackland Solar Project 1 | 57659 | PSF |  | OP | PV | SUN | 144 | 0.254 | 320142 | 1152501.98 | 171786 | 618424.6526 | Distributed from 923 Generation And Fuel | 2021
21765 | 2022 | TX | East Pecos Solar | 60436 | 1 |  | OP | PV | SUN | 118.5 | 0.266 | 275630 | 992260.0619 | 139478 | 502116.7831 | Distributed from 923 Generation And Fuel | 2017
21766 | 2022 | TX | Eastman Cogeneration Facility | 55176 | GEN1 |  | OP | CT | NG | 170 | 0.649 | 965787.29 | 3476806.4295 | 396170.31 | 1426201.7064 | EIA-923 Generator File | 2001
21767 | 2022 | TX | Eastman Cogeneration Facility | 55176 | GEN2 |  | OP | CT | NG | 170 | 0.546 | 813655.4 | 2929136.0069 | 349627.77 | 1258649.9028 | EIA-923 Generator File | 2001
21768 | 2022 | TX | Eastman Cogeneration Facility | 55176 | GEN3 | 2 | OP | CA | NG | 127.7 | 0.396 | 442490.72 | 1592953.8484 | 212391.2 | 764602.2032 | EIA-923 Generator File | 2001
21769 | 2022 | TX | Ector County Energy Center | 58471 | CTG1 |  | OP | GT | NG | 179.4 | 0.038 | 59390 | 213802.2896 | 30804.5 | 110895.3128 | Distributed from 923 Generation And Fuel | 2015
21770 | 2022 | TX | Ector County Energy Center | 58471 | CTG2 |  | OP | GT | NG | 179.4 | 0.038 | 59390 | 213802.2896 | 30804.5 | 110895.3128 | Distributed from 923 Generation And Fuel | 2015
21771 | 2022 | TX | Eddy II | 61874 | GEN1 |  | OP | PV | SUN | 10 | 0.197 | 17272 | 62178.7026 | 9127 | 32856.9371 | Distributed from 923 Generation And Fuel | 2018
21772 | 2022 | TX | EG178 Facility | 56233 | CT02 |  | OP | CT | NG | 60.5 | 0.62 | 328390 | 1182194.5424 | 140644 | 506314.3495 | EIA-923 Generator File | 2005
21773 | 2022 | TX | EG178 Facility | 56233 | CTG1 |  | OP | CT | NG | 60.5 | 0.673 | 356891 | 1284797.3216 | 151541 | 545543.2357 | EIA-923 Generator File | 2005
21774 | 2022 | TX | EG178 Facility | 56233 | STG | 2 | OP | CA | NG | 32.9 | 0.459 | 132289 | 476236.5901 | 57188 | 205875.153 | EIA-923 Generator File | 2005
21775 | 2022 | TX | El Algodon Alto Wind Farm, LLC | 64591 | EEA |  | OP | WT | WND | 200.2 | 0.231 | 404407 | 1455853.5532 | 249934 | 899755.202 | Distributed from 923 Generation And Fuel | 2022
21776 | 2022 | TX | El Campo Wind | 62765 | CAMPO |  | OP | WT | WND | 242.8 | 0.405 | 862078 | 3103455.9724 | 320728 | 1154611.5631 | Distributed from 923 Generation And Fuel | 2020
21777 | 2022 | TX | Elara Solar | 64204 | ELARA |  | OP | PV | SUN | 132.4 | 0.286 | 331686 | 1194060.0475 | 175041 | 630142.5589 | Distributed from 923 Generation And Fuel | 2021
21778 | 2022 | TX | Elbow Creek Wind Project LLC | 56783 | 1 |  | OP | WT | WND | 121.9 | 0.389 | 414883 | 1493566.8515 | 163701 | 589318.8854 | Distributed from 923 Generation And Fuel | 2008
21779 | 2022 | TX | Electra Wind Farm | 60338 | EWF |  | OP | WT | WND | 230 | 0.451 | 909281 | 3273385.4129 | 358777 | 1291586.8673 | Distributed from 923 Generation And Fuel | 2016
21780 | 2022 | TX | Elk Station | 58835 | ELK1 |  | OP | GT | NG | 199.8 | 0.136 | 238883.333 | 859973.119 | 123904 | 446050.8316 | Distributed from 923 Generation And Fuel | 2015
21781 | 2022 | TX | Elk Station | 58835 | ELK2 |  | OP | GT | NG | 199.8 | 0.136 | 238883.333 | 859973.119 | 123904 | 446050.8316 | Distributed from 923 Generation And Fuel | 2016
21782 | 2022 | TX | Elk Station | 58835 | ELK3 |  | OP | GT | NG | 199.8 | 0.136 | 238883.333 | 859973.119 | 123904 | 446050.8316 | Distributed from 923 Generation And Fuel | 2016
21783 | 2022 | TX | Elm Branch Solar 1 | 63764 | TXEB1 |  | OP | PV | SUN | 134.7 | 0.262 | 309069 | 1112639.4989 | 170714 | 614565.4835 | Distributed from 923 Generation And Fuel | 2021
21784 | 2022 | TX | ENGIE Long Draw Solar LLC | 62845 | SP1 |  | OP | PV | SUN | 225 | 0.274 | 540447 | 1945593.6353 | 285455 | 1027629.779 | Distributed from 923 Generation And Fuel | 2020
21785 | 2022 | TX | Engineered Carbons Borger Cogen | 10072 | GEN1 | 1 | OP | ST | OG | 20 | 0.197 | 34451 | 124022.6078 | 13960 | 50255.598 | EIA-923 Generator File | 1982
21786 | 2022 | TX | Ennis Power Company LLC | 55223 | GT1 |  | OP | CT | NG | 285 | 0.368 | 919792 | 3311224.7102 | 553604 | 1992958.4563 | EIA-923 Generator File | 2002
21787 | 2022 | TX | Ennis Power Company LLC | 55223 | ST1 | 1 | OP | CA | NG | 133 | 0.423 | 493086 | 1775095.3992 | 302648 | 1089524.0838 | EIA-923 Generator File | 2002
21788 | 2022 | TX | Enterprise Products Operating | 10261 | GEN3 |  | OP | GT | NG | 3.4 | 0.676 | 20140.483 | 72505.1588 | 10446.541 | 37607.2467 | Distributed from 923 Generation And Fuel | 1991
21789 | 2022 | TX | Enterprise Products Operating | 10261 | GEN4 |  | OP | GT | NG | 3.4 | 0.676 | 20140.483 | 72505.1588 | 10446.541 | 37607.2467 | Distributed from 923 Generation And Fuel | 1991
21790 | 2022 | TX | Enterprise Products Operating | 10261 | GEN5 |  | OP | GT | NG | 3.4 | 0.676 | 20140.483 | 72505.1588 | 10446.541 | 37607.2467 | Distributed from 923 Generation And Fuel | 1991
21791 | 2022 | TX | Enterprise Products Operating | 10261 | GEN6 |  | OP | GT | NG | 3.5 | 0.676 | 20732.85 | 74637.6629 | 10753.792 | 38713.3415 | Distributed from 923 Generation And Fuel | 1996
21792 | 2022 | TX | Enterprise Products Operating | 10261 | GEN7 |  | OP | GT | NG | 3.5 | 0.676 | 20732.85 | 74637.6629 | 10753.792 | 38713.3415 | Distributed from 923 Generation And Fuel | 1996
21793 | 2022 | TX | Enterprise Products Operating | 10261 | GEN8 |  | OP | GT | NG | 3.5 | 0.676 | 20732.85 | 74637.6629 | 10753.792 | 38713.3415 | Distributed from 923 Generation And Fuel | 1996
21794 | 2022 | TX | ETT Presidio NaS Battery | 60506 | BOB |  | OP | BA | MWH | 4 | -0.001 | -30 | -107.9991 | -20 | -71.9994 | Distributed from 923 Generation And Fuel | 2010 | 2023
21795 | 2022 | TX | E-Volve Energy Holdings LLC | 61493 | SEALY |  | OP | PV | SUN | 1.2 | 0.15 | 1574 | 5666.3547 | 832 | 2995.176 | Distributed from 923 Generation And Fuel | 2015
21796 | 2022 | TX | Exelon LaPorte Generating Station | 55365 | GT1 |  | OP | GT | NG | 59 | 0.091 | 46895 | 168820.6494 | 32632.5 | 117476.0602 | Distributed from 923 Generation And Fuel | 2001
21797 | 2022 | TX | Exelon LaPorte Generating Station | 55365 | GT2 |  | OP | GT | NG | 59 | 0.091 | 46895 | 168820.6494 | 32632.5 | 117476.0602 | Distributed from 923 Generation And Fuel | 2001
21798 | 2022 | TX | Exelon LaPorte Generating Station | 55365 | GT3 |  | OP | GT | NG | 59 | 0.091 | 46895 | 168820.6494 | 32632.5 | 117476.0602 | Distributed from 923 Generation And Fuel | 2001
21799 | 2022 | TX | Exelon LaPorte Generating Station | 55365 | GT4 |  | OP | GT | NG | 59 | 0.091 | 46895 | 168820.6494 | 32632.5 | 117476.0602 | Distributed from 923 Generation And Fuel | 2001
21800 | 2022 | TX | ExxonMobil Baytown Refinery | 10436 | GT38 |  | OP | GT | NG | 45.7 | 0.68 | 272243.143 | 980067.4743 | 141207.112 | 508341.5365 | Distributed from 923 Generation And Fuel | 1989
21801 | 2022 | TX | ExxonMobil Baytown Refinery | 10436 | GT41 |  | OP | GT | NG | 27.6 | 0.68 | 164418.178 | 591900.7056 | 85280.444 | 307007.1423 | Distributed from 923 Generation And Fuel | 1977
21802 | 2022 | TX | ExxonMobil Baytown Refinery | 10436 | GT42 |  | OP | GT | NG | 27.6 | 0.68 | 164418.178 | 591900.7056 | 85280.444 | 307007.1423 | Distributed from 923 Generation And Fuel | 1977
21803 | 2022 | TX | ExxonMobil Baytown Refinery | 10436 | GT43 |  | OP | GT | NG | 27.6 | 0.68 | 164418.178 | 591900.7056 | 85280.444 | 307007.1423 | Distributed from 923 Generation And Fuel | 1977
21804 | 2022 | TX | ExxonMobil Baytown Refinery | 10436 | GT44 |  | OP | GT | NG | 27.6 | 0.68 | 164418.178 | 591900.7056 | 85280.444 | 307007.1423 | Distributed from 923 Generation And Fuel | 1977
21805 | 2022 | TX | ExxonMobil Baytown Refinery | 10436 | GT45 |  | OP | GT | NG | 45.7 | 0.68 | 272243.143 | 980067.4743 | 141207.112 | 508341.5365 | Distributed from 923 Generation And Fuel | 1988
21806 | 2022 | TX | ExxonMobil Baytown Refinery | 10436 | ST34 |  | OP | ST | WH | 7.5 | 0 | 0 | 0 | 0 | 0 | Distributed from 923 Generation And Fuel | 1952
21807 | 2022 | TX | ExxonMobil Baytown Turbine | 10692 | GEN1 |  | OP | GT | NG | 39.7 | 0.729 | 253440.308 | 912377.8098 | 114688.6 | 412875.657 | Distributed from 923 Generation And Fuel | 1989
21808 | 2022 | TX | ExxonMobil Baytown Turbine | 10692 | GEN2 |  | OP | GT | NG | 39.7 | 0.729 | 253440.308 | 912377.8098 | 114688.6 | 412875.657 | Distributed from 923 Generation And Fuel | 1989
21809 | 2022 | TX | ExxonMobil Baytown Turbine | 10692 | GEN3 |  | OP | GT | NG | 39.7 | 0.729 | 253440.308 | 912377.8098 | 114688.6 | 412875.657 | Distributed from 923 Generation And Fuel | 1989
21810 | 2022 | TX | ExxonMobil Baytown Turbine | 10692 | GEN4 |  | OP | GT | NG | 98.9 | 0.729 | 631366.41 | 2272900.8928 | 285710.392 | 1028549.1828 | Distributed from 923 Generation And Fuel | 1997
21811 | 2022 | TX | ExxonMobil Baytown Turbine | 10692 | GEN5 |  | OP | GT | NG | 163.8 | 0.729 | 1045680.666 | 3764420.2822 | 473198.808 | 1703502.0808 | Distributed from 923 Generation And Fuel | 2004
21812 | 2022 | TX | ExxonMobil Beaumont Refinery | 50625 | ETG |  | OP | OT | OG | 7.5 | 0 | 0 | 0 | 0 | 0 | Distributed from 923 Generation And Fuel | 1978
21813 | 2022 | TX | ExxonMobil Beaumont Refinery | 50625 | TG22 | 5 | OP | ST | NG | 27.2 | 0.582 | 138704 | 499330.4054 | 58023 | 208881.129 | EIA-923 Generator File | 1978
21814 | 2022 | TX | ExxonMobil Beaumont Refinery | 50625 | TG23 | 5 | OP | ST | NG | 40.5 | 0.647 | 229697 | 826902.5848 | 93512 | 336640.5069 | EIA-923 Generator File | 1993
21815 | 2022 | TX | ExxonMobil Beaumont Refinery | 50625 | TG24 |  | OP | GT | NG | 38.6 | 0.804 | 271890.542 | 978798.1208 | 112208.356 | 403946.85 | Distributed from 923 Generation And Fuel | 1993
21816 | 2022 | TX | ExxonMobil Beaumont Refinery | 50625 | TG32 | 6 | OP | ST | NG | 25 | 0.576 | 126253 | 454507.1639 | 51090 | 183922.5286 | EIA-923 Generator File | 1970
21817 | 2022 | TX | ExxonMobil Beaumont Refinery | 50625 | TG33 | 6 | OP | ST | NG | 20 | 0.696 | 121918 | 438901.2888 | 49454 | 178032.9757 | EIA-923 Generator File | 1966
21818 | 2022 | TX | ExxonMobil Beaumont Refinery | 50625 | TG34 | 6 | OP | ST | NG | 30 | 0.501 | 131583 | 473695.0104 | 52739 | 189858.8811 | EIA-923 Generator File | 1967
21819 | 2022 | TX | ExxonMobil Beaumont Refinery | 50625 | TG41 |  | OP | GT | NG | 163 | 0.804 | 1148138.819 | 4133266.6823 | 473833.215 | 1705785.9277 | Distributed from 923 Generation And Fuel | 2005
21820 | 2022 | TX | ExxonMobil Beaumont Refinery | 50625 | TG42 |  | OP | GT | NG | 163 | 0.804 | 1148138.819 | 4133266.6823 | 473833.215 | 1705785.9277 | Distributed from 923 Generation And Fuel | 2005
21821 | 2022 | TX | ExxonMobil Beaumont Refinery | 50625 | TG43 |  | OP | GT | NG | 163 | 0.804 | 1148138.819 | 4133266.6823 | 473833.215 | 1705785.9277 | Distributed from 923 Generation And Fuel | 2004
21822 | 2022 | TX | Falcon Dam & Power | 6410 | 1 |  | OP | HY | WAT | 10.5 | 0.074 | 6819.667 | 24550.6048 | 3012 | 10843.1133 | Distributed from 923 Generation And Fuel | 1954
21823 | 2022 | TX | Falcon Dam & Power | 6410 | 2 |  | OP | HY | WAT | 10.5 | 0.074 | 6819.667 | 24550.6048 | 3012 | 10843.1133 | Distributed from 923 Generation And Fuel | 1954
21824 | 2022 | TX | Falcon Dam & Power | 6410 | 3 |  | OP | HY | WAT | 10.5 | 0.074 | 6819.667 | 24550.6048 | 3012 | 10843.1133 | Distributed from 923 Generation And Fuel | 1954
21825 | 2022 | TX | Farmers Branch Renewable Energy Facility | 57165 | GEN1 |  | OP | IC | LFG | 1.6 | 0.807 | 11309 | 40712.0743 | 4714 | 16970.2642 | Distributed from 923 Generation And Fuel | 2011
21826 | 2022 | TX | Farmers Branch Renewable Energy Facility | 57165 | GEN2 |  | OP | IC | LFG | 1.6 | 0.807 | 11309 | 40712.0743 | 4714 | 16970.2642 | Distributed from 923 Generation And Fuel | 2011
21827 | 2022 | TX | Faulkner | 65813 | FAULK |  | OP | BA | MWH | 9.9 |  | GENYRONL: 2022
21828 | 2022 | TX | Fayette Power Project | 6179 | 1 | 1 | OP | ST | SUB | 615 | 0.5 | 2694696 | 9700827.9934 | 1298156 | 4673324.2134 | EIA-923 Generator File | 1979
21829 | 2022 | TX | Fayette Power Project | 6179 | 2 | 1 | OP | ST | SUB | 615 | 0.714 | 3847053 | 13849280.0058 | 1760430 | 6337497.3 | EIA-923 Generator File | 1980
21830 | 2022 | TX | Fayette Power Project | 6179 | 3 | 1 | OP | ST | SUB | 460 | 0.798 | 3216752 | 11580214.5583 | 1353533 | 4872679.8186 | EIA-923 Generator File | 1988
21831 | 2022 | TX | FELPS 1 - Calaveras | 64821 | FLPS1 |  | OP | PV | SUN | 1 | 0.269 | 2360 | 8495.932 | 1247 | 4489.1641 | Distributed from 923 Generation And Fuel | 2021
21832 | 2022 | TX | FELPS 2 - Calaveras | 64823 | FLPS2 |  | OP | PV | SUN | 1 | 0.269 | 2360 | 8495.932 | 1247 | 4489.1641 | Distributed from 923 Generation And Fuel | 2021
21833 | 2022 | TX | FELPS 3 - Floresville South | 64824 | FLPS3 |  | OP | PV | SUN | 1 | 0.251 | 2203 | 7930.7366 | 1164 | 4190.3665 | Distributed from 923 Generation And Fuel | 2021
21834 | 2022 | TX | FELPS 4 - Floresville South | 64825 | FLPS4 |  | OP | PV | SUN | 1 | 0.251 | 2203 | 7930.7366 | 1164 | 4190.3665 | Distributed from 923 Generation And Fuel | 2021
21835 | 2022 | TX | FELPS 5- Floresville South | 64826 | FLPS5 |  | OP | PV | SUN | 1 | 0.251 | 2203 | 7930.7366 | 1164 | 4190.3665 | Distributed from 923 Generation And Fuel | 2021
21836 | 2022 | TX | FELPS 6- Floresville West | 64827 | FLPS6 |  | OP | PV | SUN | 1 | 0.259 | 2270 | 8171.9346 | 1199 | 4316.3655 | Distributed from 923 Generation And Fuel | 2021
21837 | 2022 | TX | FELPS 7- Floresville West | 64828 | FLPS7 |  | OP | PV | SUN | 1 | 0.259 | 2270 | 8171.9346 | 1199 | 4316.3655 | Distributed from 923 Generation And Fuel | 2021
21838 | 2022 | TX | Fighting Jays Solar Project | 62945 | FJSOL |  | OP | PV | SUN | 227.5 | 0.126 | 250292 | 901043.9916 | 158207 | 569540.6437 | Distributed from 923 Generation And Fuel | 2022
21839 | 2022 | TX | Filet Wind (5) LLC | 56561 | JDW5 |  | OP | WT | WND | 10 | 0.019 | 1655 | 5957.9523 | 653 | 2350.7812 | Distributed from 923 Generation And Fuel | 2006
21840 | 2022 | TX | Flat Iron Wind (7) LLC | 56839 | 1 |  | OP | WT | WND | 10 | 0.042 | 3686 | 13269.4938 | 1454 | 5234.3581 | Distributed from 923 Generation And Fuel | 2008
21841 | 2022 | TX | Flat Top Wind I | 61212 | FTWI |  | OP | WT | WND | 200 | 0.452 | 792301 | 2852260.7819 | 312117 | 1123612.2111 | Distributed from 923 Generation And Fuel | 2018
21842 | 2022 | TX | Flower Valley I | 64915 | FLRV1 |  | OP | BA | MWH | 9.9 |  | GENYRONL: 2021; GENYRRET: 2032
21843 | 2022 | TX | Flower Valley II | 66007 | BA |  | OP | BA | MWH | 101 |  | GENYRONL: 2022
21844 | 2022 | TX | Fluvanna | 59245 | FLUV1 |  | OP | WT | WND | 155.4 | 0.437 | 595289 | 2143023.2558 | 224293 | 807448.3404 | Distributed from 923 Generation And Fuel | 2017
21845 | 2022 | TX | Foard City Wind | 61402 | FOARD |  | OP | WT | WND | 352.8 | 0.356 | 1099930 | 3959716.3223 | 393459 | 1416441.0685 | Distributed from 923 Generation And Fuel | 2019
21846 | 2022 | TX | Forest Creek Wind Farm LLC | 56394 | 1 |  | OP | WT | WND | 124.2 | 0.22 | 239438 | 861969.9042 | 94476 | 340110.8791 | Distributed from 923 Generation And Fuel | 2006
21847 | 2022 | TX | Formosa Utility Venture Ltd | 10554 | BO3 |  | OP | CT | NG | 36.2 | 0.335 | 106343.04 | 382831.8813 | 63170.28 | 227411.1887 | EIA-923 Generator File | 1987
21848 | 2022 | TX | Formosa Utility Venture Ltd | 10554 | ST1 | 6 | OP | CA | NG | 33.5 | 0.68 | 199555.19 | 718392.9369 | 99183.47 | 357057.6355 | EIA-923 Generator File | 1994
21849 | 2022 | TX | Formosa Utility Venture Ltd | 10554 | ST2 | 6 | OP | CA | NG | 66.3 | 0.093 | 53967.89 | 194282.8497 | 13219.16 | 47588.5953 | EIA-923 Generator File | 1994
21850 | 2022 | TX | Formosa Utility Venture Ltd | 10554 | ST3 | 6 | OP | CA | NG | 55 | 0.398 | 191799.07 | 690471.1282 | 96002.84 | 345607.4591 | EIA-923 Generator File | 2002
21851 | 2022 | TX | Formosa Utility Venture Ltd | 10554 | TBG1 |  | OP | CT | NG | 82.5 | 0.674 | 486994.32 | 1753165.5267 | 215246.88 | 774882.5689 | EIA-923 Generator File | 1993
21852 | 2022 | TX | Formosa Utility Venture Ltd | 10554 | TBG2 |  | OP | CT | NG | 82.5 | 0.649 | 468830.1 | 1687774.8578 | 221742.97 | 798268.3059 | EIA-923 Generator File | 1993
21853 | 2022 | TX | Formosa Utility Venture Ltd | 10554 | TBG3 |  | OP | CT | NG | 82.5 | 0.536 | 387580.96 | 1395280.2938 | 153215.38 | 551570.9554 | EIA-923 Generator File | 1993
21854 | 2022 | TX | Formosa Utility Venture Ltd | 10554 | TBG4 |  | OP | CT | NG | 82.5 | 0.715 | 516957.62 | 1861032.5437 | 176701.02 | 636118.5831 | EIA-923 Generator File | 1994
21855 | 2022 | TX | Formosa Utility Venture Ltd | 10554 | TBG5 |  | OP | CT | NG | 82.5 | 0.67 | 484568.35 | 1744432.1045 | 211683.1 | 762053.0636 | EIA-923 Generator File | 1994
21856 | 2022 | TX | Formosa Utility Venture Ltd | 10554 | TBG6 |  | OP | CT | NG | 85.9 | 0.484 | 364169.04 | 1310998.056 | 214189.58 | 771076.3194 | EIA-923 Generator File | 2003
21857 | 2022 | TX | Forney Energy Center | 55480 | ST1 | 3 | OP | CA | NG | 382.5 | 0.538 | 1803339 | 6491968.4643 | 1008643 | 3631085.7513 | EIA-923 Generator File | 2003
21858 | 2022 | TX | Forney Energy Center | 55480 | ST2 | 3 | OP | CA | NG | 382.5 | 0.584 | 1957531 | 7047055.2236 | 935867 | 3369094.2472 | EIA-923 Generator File | 2003
21859 | 2022 | TX | Forney Energy Center | 55480 | U1 |  | OP | CT | NG | 188.2 | 0.55 | 906969 | 3265062.2795 | 480994 | 1731564.5475 | EIA-923 Generator File | 2003
21860 | 2022 | TX | Forney Energy Center | 55480 | U2 |  | OP | CT | NG | 188.2 | 0.518 | 853415 | 3072269.4218 | 449078 | 1616667.8667 | EIA-923 Generator File | 2003
21861 | 2022 | TX | Forney Energy Center | 55480 | U3 |  | OP | CT | NG | 188.2 | 0.517 | 852366 | 3068493.0521 | 454425 | 1635916.9127 | EIA-923 Generator File | 2003
21862 | 2022 | TX | Forney Energy Center | 55480 | U4 |  | OP | CT | NG | 188.2 | 0.611 | 1006905 | 3624829.0014 | 456894 | 1644805.2416 | EIA-923 Generator File | 2003
21863 | 2022 | TX | Forney Energy Center | 55480 | U5 |  | OP | CT | NG | 188.2 | 0.586 | 965927 | 3477309.3815 | 436192 | 1570278.6378 | EIA-923 Generator File | 2003
21864 | 2022 | TX | Forney Energy Center | 55480 | U6 |  | OP | CT | NG | 188.2 | 0.589 | 970463 | 3493638.8509 | 426824 | 1536554.1076 | EIA-923 Generator File | 2003
21865 | 2022 | TX | Fort Bliss (DEA EPIC) | 61887 | DEPIC |  | OP | PV | SUN | 2 | 0.253 | 4433 | 15958.6723 | 2342 | 8431.1326 | Distributed from 923 Generation And Fuel | 2018
21866 | 2022 | TX | Frankel | 65540 | FRA1 |  | OP | IC | DFO | 0.6 | 0.004 | 19.133 | 68.8782 | 7.467 | 26.881 | Distributed from 923 Generation And Fuel | 2013
21867 | 2022 | TX | Frankel | 65540 | FRA10 |  | OP | IC | DFO | 0.6 | 0.004 | 19.133 | 68.8782 | 7.467 | 26.881 | Distributed from 923 Generation And Fuel | 2013
21868 | 2022 | TX | Frankel | 65540 | FRA11 |  | OP | IC | DFO | 0.6 | 0.004 | 19.133 | 68.8782 | 7.467 | 26.881 | Distributed from 923 Generation And Fuel | 2013
21869 | 2022 | TX | Frankel | 65540 | FRA12 |  | OP | IC | DFO | 0.6 | 0.004 | 19.133 | 68.8782 | 7.467 | 26.881 | Distributed from 923 Generation And Fuel | 2013
21870 | 2022 | TX | Frankel | 65540 | FRA13 |  | OP | IC | DFO | 0.6 | 0.004 | 19.133 | 68.8782 | 7.467 | 26.881 | Distributed from 923 Generation And Fuel | 2013
21871 | 2022 | TX | Frankel | 65540 | FRA14 |  | OP | IC | DFO | 0.6 | 0.004 | 19.133 | 68.8782 | 7.467 | 26.881 | Distributed from 923 Generation And Fuel | 2013
21872 | 2022 | TX | Frankel | 65540 | FRA15 |  | OP | IC | DFO | 0.6 | 0.004 | 19.133 | 68.8782 | 7.467 | 26.881 | Distributed from 923 Generation And Fuel | 2013
21873 | 2022 | TX | Frankel | 65540 | FRA2 |  | OP | IC | DFO | 0.6 | 0.004 | 19.133 | 68.8782 | 7.467 | 26.881 | Distributed from 923 Generation And Fuel | 2013
21874 | 2022 | TX | Frankel | 65540 | FRA3 |  | OP | IC | DFO | 0.6 | 0.004 | 19.133 | 68.8782 | 7.467 | 26.881 | Distributed from 923 Generation And Fuel | 2013
21875 | 2022 | TX | Frankel | 65540 | FRA4 |  | OP | IC | DFO | 0.6 | 0.004 | 19.133 | 68.8782 | 7.467 | 26.881 | Distributed from 923 Generation And Fuel | 2013
21876 | 2022 | TX | Frankel | 65540 | FRA5 |  | OP | IC | DFO | 0.6 | 0.004 | 19.133 | 68.8782 | 7.467 | 26.881 | Distributed from 923 Generation And Fuel | 2013
21877 | 2022 | TX | Frankel | 65540 | FRA6 |  | OP | IC | DFO | 0.6 | 0.004 | 19.133 | 68.8782 | 7.467 | 26.881 | Distributed from 923 Generation And Fuel | 2013
21878 | 2022 | TX | Frankel | 65540 | FRA7 |  | OP | IC | DFO | 0.6 | 0.004 | 19.133 | 68.8782 | 7.467 | 26.881 | Distributed from 923 Generation And Fuel | 2013
21879 | 2022 | TX | Frankel | 65540 | FRA8 |  | OP | IC | DFO | 0.6 | 0.004 | 19.133 | 68.8782 | 7.467 | 26.881 | Distributed from 923 Generation And Fuel | 2013
21880 | 2022 | TX | Frankel | 65540 | FRA9 |  | OP | IC | DFO | 0.6 | 0.004 | 19.133 | 68.8782 | 7.467 | 26.881 | Distributed from 923 Generation And Fuel | 2013
21881 | 2022 | TX | Freeport Energy | 52120 | G-37 |  | OP | GT | NG | 75 | 0.631 | 414671 | 1492803.6576 | 202113 | 727600.9792 | Distributed from 923 Generation And Fuel | 1978
21882 | 2022 | TX | Freeport Energy | 52120 | G-61 |  | OP | CT | NG | 94.5 | 0.595 | 492440.87 | 1772772.9498 | 215312.84 | 775120.023 | EIA-923 Generator File | 1982
21883 | 2022 | TX | Freeport Energy | 52120 | G-63 |  | OP | CT | NG | 94.5 | 0.666 | 551347.03 | 1984833.4293 | 246363.51 | 886901.5408 | EIA-923 Generator File | 1982
21884 | 2022 | TX | Freeport Energy | 52120 | G-65 | 1 | OP | CA | NG | 111.3 | 0.11 | 107380.94 | 386568.2915 | 0 | 0 | EIA-923 Generator File | 1984
21885 | 2022 | TX | Freeport Energy | 52120 | G-66 |  | OP | CT | NG | 119 | 0.07 | 72832.45 | 262194.7224 | 0 | 0 | EIA-923 Generator File | 1983
21886 | 2022 | TX | Freeport Energy | 52120 | G-67 |  | OP | CT | NG | 119 | 0.655 | 682556.99 | 2457185.5065 | 318523.75 | 1146676.3266 | EIA-923 Generator File | 1984
21887 | 2022 | TX | Freeport Energy | 52120 | G-64 | 1 | RE | CA | NG | 64.8 | 0 | 0 | 0 | 0 | 0 | EIA-923 Generator File | 1982 | 2022
21888 | 2022 | TX | Freeport Energy Center | 56152 | CTG1 |  | OP | CT | NG | 180 | 0.613 | 966616.64 | 3479792.0657 | 483502.32 | 1740594.4272 | EIA-923 Generator File | 2007
21889 | 2022 | TX | Freeport Energy Center | 56152 | STG1 | 1 | OP | CA | NG | 80 | 0.279 | 195573.34 | 704058.3915 | 98410.38 | 354274.5338 | EIA-923 Generator File | 2007
21890 | 2022 | TX | Freeport LP Pretreatment Facility | 59145 | 65GTG |  | OP | GT | NG | 87 | 0.467 | 355779 | 1280794.1536 | 184536 | 664324.2854 | Distributed from 923 Generation And Fuel | 2019
21891 | 2022 | TX | Freestone Energy Center | 55226 | GT1 |  | OP | CT | NG | 166.7 | 0.727 | 1062110 | 3823565.4115 | 553818 | 1993728.8502 | EIA-923 Generator File | 2002
21892 | 2022 | TX | Freestone Energy Center | 55226 | GT2 |  | OP | CT | NG | 166.7 | 0.712 | 1039581 | 3742461.6603 | 546188 | 1966261.0699 | EIA-923 Generator File | 2002
21893 | 2022 | TX | Freestone Energy Center | 55226 | GT3 |  | OP | CT | NG | 166.7 | 0.696 | 1016301 | 3658654.3308 | 531574 | 1913651.0908 | EIA-923 Generator File | 2002
21894 | 2022 | TX | Freestone Energy Center | 55226 | GT4 |  | OP | CT | NG | 166.7 | 0.688 | 1004002 | 3614378.285 | 530162 | 1908567.9315 | EIA-923 Generator File | 2002
21895 | 2022 | TX | Freestone Energy Center | 55226 | ST3 | 2 | OP | CA | NG | 184.6 | 0.725 | 1171702 | 4218093.4553 | 619700 | 2230902.1528 | EIA-923 Generator File | 2002
21896 | 2022 | TX | Freestone Energy Center | 55226 | ST6 | 2 | OP | CA | NG | 184.6 | 0.676 | 1093227 | 3935585.7153 | 592980 | 2134710.9223 | EIA-923 Generator File | 2002
21897 | 2022 | TX | Friendswood Energy | 60468 | GT-1 |  | OP | GT | NG | 121.5 | 0.069 | 72965 | 262671.8986 | 48716 | 175376.197 | Distributed from 923 Generation And Fuel | 2018
21898 | 2022 | TX | FTBLID2 | 66595 | FLD10 |  | OP | IC | NG | 0.4 | 0.011 | 38.429 | 138.3433 | 19.929 | 71.7438 | Distributed from 923 Generation And Fuel | 2021
21899 | 2022 | TX | FTBLID2 | 66595 | FLD11 |  | OP | IC | NG | 0.4 | 0.011 | 38.429 | 138.3433 | 19.929 | 71.7438 | Distributed from 923 Generation And Fuel | 2021
21900 | 2022 | TX | FTBLID2 | 66595 | FLD12 |  | OP | IC | NG | 0.4 | 0.011 | 38.429 | 138.3433 | 19.929 | 71.7438 | Distributed from 923 Generation And Fuel | 2021
21901 | 2022 | TX | FTBLID2 | 66595 | FLD13 |  | OP | IC | NG | 0.4 | 0.011 | 38.429 | 138.3433 | 19.929 | 71.7438 | Distributed from 923 Generation And Fuel | 2021
21902 | 2022 | TX | FTBLID2 | 66595 | FLD14 |  | OP | IC | NG | 0.4 | 0.011 | 38.429 | 138.3433 | 19.929 | 71.7438 | Distributed from 923 Generation And Fuel | 2021
21903 | 2022 | TX | FTBLID2 | 66595 | FLD15 |  | OP | IC | NG | 0.4 | 0.011 | 38.429 | 138.3433 | 19.929 | 71.7438 | Distributed from 923 Generation And Fuel | 2021
21904 | 2022 | TX | FTBLID2 | 66595 | FLD16 |  | OP | IC | NG | 0.4 | 0.011 | 38.429 | 138.3433 | 19.929 | 71.7438 | Distributed from 923 Generation And Fuel | 2021
21905 | 2022 | TX | FTBLID2 | 66595 | FLD17 |  | OP | IC | NG | 0.4 | 0.011 | 38.429 | 138.3433 | 19.929 | 71.7438 | Distributed from 923 Generation And Fuel | 2021
21906 | 2022 | TX | FTBLID2 | 66595 | FLD18 |  | OP | IC | NG | 0.4 | 0.011 | 38.429 | 138.3433 | 19.929 | 71.7438 | Distributed from 923 Generation And Fuel | 2021
21907 | 2022 | TX | FTBLID2 | 66595 | FLD19 |  | OP | IC | NG | 0.4 | 0.011 | 38.429 | 138.3433 | 19.929 | 71.7438 | Distributed from 923 Generation And Fuel | 2021
21908 | 2022 | TX | FTBLID2 | 66595 | FLD20 |  | OP | IC | NG | 0.4 | 0.011 | 38.429 | 138.3433 | 19.929 | 71.7438 | Distributed from 923 Generation And Fuel | 2021
21909 | 2022 | TX | FTBLID2 | 66595 | FLD21 |  | OP | IC | NG | 0.4 | 0.011 | 38.429 | 138.3433 | 19.929 | 71.7438 | Distributed from 923 Generation And Fuel | 2021
21910 | 2022 | TX | FTBLID2 | 66595 | FLD22 |  | OP | IC | NG | 0.4 | 0.011 | 38.429 | 138.3433 | 19.929 | 71.7438 | Distributed from 923 Generation And Fuel | 2021
21911 | 2022 | TX | FTBLID2 | 66595 | FLD23 |  | OP | IC | NG | 0.4 | 0.011 | 38.429 | 138.3433 | 19.929 | 71.7438 | Distributed from 923 Generation And Fuel | 2021
21912 | 2022 | TX | FTBLID2 | 66595 | FLD24 |  | OP | IC | NG | 0.4 | 0.011 | 38.429 | 138.3433 | 19.929 | 71.7438 | Distributed from 923 Generation And Fuel | 2021
21913 | 2022 | TX | FTBLID2 | 66595 | FLD25 |  | OP | IC | NG | 0.4 | 0.011 | 38.429 | 138.3433 | 19.929 | 71.7438 | Distributed from 923 Generation And Fuel | 2021
21914 | 2022 | TX | FTBLID2 | 66595 | FLD26 |  | OP | IC | NG | 0.4 | 0.011 | 38.429 | 138.3433 | 19.929 | 71.7438 | Distributed from 923 Generation And Fuel | 2021
21915 | 2022 | TX | FTBLID2 | 66595 | FLD27 |  | OP | IC | NG | 0.4 | 0.011 | 38.429 | 138.3433 | 19.929 | 71.7438 | Distributed from 923 Generation And Fuel | 2021
21916 | 2022 | TX | FTBLID2 | 66595 | FLD28 |  | OP | IC | NG | 0.4 | 0.011 | 38.429 | 138.3433 | 19.929 | 71.7438 | Distributed from 923 Generation And Fuel | 2021
21917 | 2022 | TX | FTBLID2 | 66595 | FLID1 |  | OP | IC | NG | 0.4 | 0.011 | 38.429 | 138.3433 | 19.929 | 71.7438 | Distributed from 923 Generation And Fuel | 2021
21918 | 2022 | TX | FTBLID2 | 66595 | FLID2 |  | OP | IC | NG | 0.4 | 0.011 | 38.429 | 138.3433 | 19.929 | 71.7438 | Distributed from 923 Generation And Fuel | 2021
21919 | 2022 | TX | FTBLID2 | 66595 | FLID3 |  | OP | IC | NG | 0.4 | 0.011 | 38.429 | 138.3433 | 19.929 | 71.7438 | Distributed from 923 Generation And Fuel | 2021
21920 | 2022 | TX | FTBLID2 | 66595 | FLID4 |  | OP | IC | NG | 0.4 | 0.011 | 38.429 | 138.3433 | 19.929 | 71.7438 | Distributed from 923 Generation And Fuel | 2021
21921 | 2022 | TX | FTBLID2 | 66595 | FLID5 |  | OP | IC | NG | 0.4 | 0.011 | 38.429 | 138.3433 | 19.929 | 71.7438 | Distributed from 923 Generation And Fuel | 2021
21922 | 2022 | TX | FTBLID2 | 66595 | FLID6 |  | OP | IC | NG | 0.4 | 0.011 | 38.429 | 138.3433 | 19.929 | 71.7438 | Distributed from 923 Generation And Fuel | 2021
21923 | 2022 | TX | FTBLID2 | 66595 | FLID7 |  | OP | IC | NG | 0.4 | 0.011 | 38.429 | 138.3433 | 19.929 | 71.7438 | Distributed from 923 Generation And Fuel | 2021
21924 | 2022 | TX | FTBLID2 | 66595 | FLID8 |  | OP | IC | NG | 0.4 | 0.011 | 38.429 | 138.3433 | 19.929 | 71.7438 | Distributed from 923 Generation And Fuel | 2021
21925 | 2022 | TX | FTBLID2 | 66595 | FLID9 |  | OP | IC | NG | 0.4 | 0.011 | 38.429 | 138.3433 | 19.929 | 71.7438 | Distributed from 923 Generation And Fuel | 2021
21926 | 2022 | TX | G.S.E. One LLC | 62505 | 1 |  | OP | PV | SUN | 83 | 0.267 | 193819 | 697742.8181 | 106227 | 382414.1407 | Distributed from 923 Generation And Fuel | 2021
21927 | 2022 | TX | Galloway 1 Solar Farm | 61920 | GSM01 |  | OP | PV | SUN | 250 | 0.255 | 558524 | 2010670.3146 | 324478 | 1168111.4551 | Distributed from 923 Generation And Fuel | 2021
21928 | 2022 | TX | Gambit Energy Storage - Angleton Storage | 64528 | 1 |  | OP | BA | MWH | 100 | -0.014 | -12689 | -45680.0346 | -6408 | -23068.6155 | Distributed from 923 Generation And Fuel | 2021
21929 | 2022 | TX | GCWA | 65541 | IPS1 |  | OP | IC | DFO | 0.6 | 0.005 | 26.052 | 93.7864 | 10.118 | 36.4245 | Data from EIA-923 Generator File overwritten with distributed data from EIA-923 Generation and Fuel | 2013
21930 | 2022 | TX | GCWA | 65541 | IPS2 |  | OP | IC | DFO | 0.6 | 0.005 | 26.052 | 93.7864 | 10.118 | 36.4245 | Data from EIA-923 Generator File overwritten with distributed data from EIA-923 Generation and Fuel | 2013
21931 | 2022 | TX | GCWA | 65541 | IPS3 |  | OP | IC | DFO | 0.6 | 0.005 | 26.052 | 93.7864 | 10.118 | 36.4245 | Data from EIA-923 Generator File overwritten with distributed data from EIA-923 Generation and Fuel | 2013
21932 | 2022 | TX | GCWA | 65541 | IPS4 |  | OP | IC | DFO | 0.6 | 0.005 | 26.052 | 93.7864 | 10.118 | 36.4245 | Data from EIA-923 Generator File overwritten with distributed data from EIA-923 Generation and Fuel | 2013
21933 | 2022 | TX | GCWA | 65541 | IPS5 |  | OP | IC | DFO | 0.6 | 0.005 | 26.052 | 93.7864 | 10.118 | 36.4245 | Data from EIA-923 Generator File overwritten with distributed data from EIA-923 Generation and Fuel | 2013
21934 | 2022 | TX | GCWA | 65541 | IPS6 |  | OP | IC | DFO | 0.6 | 0.005 | 26.052 | 93.7864 | 10.118 | 36.4245 | Data from EIA-923 Generator File overwritten with distributed data from EIA-923 Generation and Fuel | 2013
21935 | 2022 | TX | GCWA | 65541 | IPS7 |  | OP | IC | DFO | 0.6 | 0.005 | 26.052 | 93.7864 | 10.118 | 36.4245 | Data from EIA-923 Generator File overwritten with distributed data from EIA-923 Generation and Fuel | 2013
21936 | 2022 | TX | GCWA | 65541 | IPS8 |  | OP | IC | DFO | 0.6 | 0.005 | 26.052 | 93.7864 | 10.118 | 36.4245 | Data from EIA-923 Generator File overwritten with distributed data from EIA-923 Generation and Fuel | 2013
21937 | 2022 | TX | GCWA | 65541 | MUN1 |  | OP | IC | DFO | 0.6 | 0.005 | 26.052 | 93.7864 | 10.118 | 36.4245 | Data from EIA-923 Generator File overwritten with distributed data from EIA-923 Generation and Fuel | 2014
21938 | 2022 | TX | GCWA | 65541 | MUN2 |  | OP | IC | DFO | 0.6 | 0.005 | 26.052 | 93.7864 | 10.118 | 36.4245 | Data from EIA-923 Generator File overwritten with distributed data from EIA-923 Generation and Fuel | 2014
21939 | 2022 | TX | GCWA | 65541 | MUN3 |  | OP | IC | DFO | 0.6 | 0.005 | 26.052 | 93.7864 | 10.118 | 36.4245 | Data from EIA-923 Generator File overwritten with distributed data from EIA-923 Generation and Fuel | 2014
21940 | 2022 | TX | GCWA | 65541 | MUN4 |  | OP | IC | DFO | 0.6 | 0.005 | 26.052 | 93.7864 | 10.118 | 36.4245 | Data from EIA-923 Generator File overwritten with distributed data from EIA-923 Generation and Fuel | 2014
21941 | 2022 | TX | GE-Lubbock | 62642 | GE-P2 |  | OP | WT | WND | 2.5 | 0.366 | 8010.632 | 28838.0445 | 3160.632 | 11378.1842 | Distributed from 923 Generation And Fuel | 2014
21942 | 2022 | TX | GE-Lubbock | 62642 | GE-P3 |  | OP | WT | WND | 2.8 | 0.366 | 8971.908 | 32298.6104 | 3539.908 | 12743.5669 | Distributed from 923 Generation And Fuel | 2015
21943 | 2022 | TX | GE-Lubbock | 62642 | GE-P4 |  | OP | WT | WND | 3.4 | 0.366 | 10894.46 | 39219.7422 | 4298.46 | 15474.3322 | Distributed from 923 Generation And Fuel | 2021
21944 | 2022 | TX | Goat Wind LP | 56754 | 1 |  | OP | WT | WND | 80 | 0.178 | 125087.701 | 450312.1211 | 49356.15 | 177680.7186 | Distributed from 923 Generation And Fuel | 2008
21945 | 2022 | TX | Goat Wind LP | 56754 | 2 |  | OP | WT | WND | 69.6 | 0.178 | 108826.299 | 391771.5422 | 42939.85 | 154582.2233 | Distributed from 923 Generation And Fuel | 2009
21946 | 2022 | TX | Golden Spread Panhandle Wnd Rch | 57866 | PWR |  | OP | WT | WND | 78.2 | 0.286 | 195639 | 704294.7656 | 77194 | 277896.1768 | Distributed from 923 Generation And Fuel | 2011
21947 | 2022 | TX | Goldsmith | 65542 | GS1 |  | OP | IC | DFO | 0.6 | 0.005 | 28.267 | 101.7604 | 11 | 39.5997 | Distributed from 923 Generation And Fuel | 2013
21948 | 2022 | TX | Goldsmith | 65542 | GS10 |  | OP | IC | DFO | 0.6 | 0.005 | 28.267 | 101.7604 | 11 | 39.5997 | Distributed from 923 Generation And Fuel | 2013
21949 | 2022 | TX | Goldsmith | 65542 | GS11 |  | OP | IC | DFO | 0.6 | 0.005 | 28.267 | 101.7604 | 11 | 39.5997 | Distributed from 923 Generation And Fuel | 2013
21950 | 2022 | TX | Goldsmith | 65542 | GS12 |  | OP | IC | DFO | 0.6 | 0.005 | 28.267 | 101.7604 | 11 | 39.5997 | Distributed from 923 Generation And Fuel | 2013
21951 | 2022 | TX | Goldsmith | 65542 | GS13 |  | OP | IC | DFO | 0.6 | 0.005 | 28.267 | 101.7604 | 11 | 39.5997 | Distributed from 923 Generation And Fuel | 2013
21952 | 2022 | TX | Goldsmith | 65542 | GS14 |  | OP | IC | DFO | 0.6 | 0.005 | 28.267 | 101.7604 | 11 | 39.5997 | Distributed from 923 Generation And Fuel | 2013
21953 | 2022 | TX | Goldsmith | 65542 | GS15 |  | OP | IC | DFO | 0.6 | 0.005 | 28.267 | 101.7604 | 11 | 39.5997 | Distributed from 923 Generation And Fuel | 2013
21954 | 2022 | TX | Goldsmith | 65542 | GS2 |  | OP | IC | DFO | 0.6 | 0.005 | 28.267 | 101.7604 | 11 | 39.5997 | Distributed from 923 Generation And Fuel | 2013
21955 | 2022 | TX | Goldsmith | 65542 | GS3 |  | OP | IC | DFO | 0.6 | 0.005 | 28.267 | 101.7604 | 11 | 39.5997 | Distributed from 923 Generation And Fuel | 2013
21956 | 2022 | TX | Goldsmith | 65542 | GS4 |  | OP | IC | DFO | 0.6 | 0.005 | 28.267 | 101.7604 | 11 | 39.5997 | Distributed from 923 Generation And Fuel | 2013
21957 | 2022 | TX | Goldsmith | 65542 | GS5 |  | OP | IC | DFO | 0.6 | 0.005 | 28.267 | 101.7604 | 11 | 39.5997 | Distributed from 923 Generation And Fuel | 2013
21958 | 2022 | TX | Goldsmith | 65542 | GS6 |  | OP | IC | DFO | 0.6 | 0.005 | 28.267 | 101.7604 | 11 | 39.5997 | Distributed from 923 Generation And Fuel | 2013
21959 | 2022 | TX | Goldsmith | 65542 | GS7 |  | OP | IC | DFO | 0.6 | 0.005 | 28.267 | 101.7604 | 11 | 39.5997 | Distributed from 923 Generation And Fuel | 2013
21960 | 2022 | TX | Goldsmith | 65542 | GS8 |  | OP | IC | DFO | 0.6 | 0.005 | 28.267 | 101.7604 | 11 | 39.5997 | Distributed from 923 Generation And Fuel | 2013
21961 | 2022 | TX | Goldsmith | 65542 | GS9 |  | OP | IC | DFO | 0.6 | 0.005 | 28.267 | 101.7604 | 11 | 39.5997 | Distributed from 923 Generation And Fuel | 2013
21962 | 2022 | TX | Goldthwaite Wind Energy Facility | 58321 | 1 |  | OP | WT | WND | 150 | 0.378 | 496120 | 1786017.7119 | 195755 | 704712.3623 | Distributed from 923 Generation And Fuel | 2013
21963 | 2022 | TX | Goodyear Beaumont Chemical Plant | 54321 | 2N80 |  | OP | GT | NG | 5 | 0.867 | 37957.25 | 136645.0068 | 18375.25 | 66150.3708 | Distributed from 923 Generation And Fuel | 1999
21964 | 2022 | TX | Goodyear Beaumont Chemical Plant | 54321 | 3N80 | 8 | OP | ST | NG | 14.8 | 0.865 | 112139 | 403697.1704 | 49968 | 179883.3609 | EIA-923 Generator File | 1987
21965 | 2022 | TX | Goodyear Beaumont Chemical Plant | 54321 | N802 |  | OP | GT | NG | 5 | 0.867 | 37957.25 | 136645.0068 | 18375.25 | 66150.3708 | Distributed from 923 Generation And Fuel | 1999
21966 | 2022 | TX | Goodyear Beaumont Chemical Plant | 54321 | N803 |  | OP | GT | NG | 5 | 0.867 | 37957.25 | 136645.0068 | 18375.25 | 66150.3708 | Distributed from 923 Generation And Fuel | 1999
21967 | 2022 | TX | Goodyear Beaumont Chemical Plant | 54321 | N804 |  | OP | GT | NG | 5 | 0.867 | 37957.25 | 136645.0068 | 18375.25 | 66150.3708 | Distributed from 923 Generation And Fuel | 1999
21968 | 2022 | TX | Gopher Creek Wind Farm | 61417 | GCWF |  | OP | WT | WND | 158 | 0.434 | 600369 | 2161311.1095 | 239299 | 861469.5082 | Distributed from 923 Generation And Fuel | 2019
21969 | 2022 | TX | Graham | 3490 | 1 | 1 | OP | ST | NG | 247.7 | 0.032 | 69582 | 250493.1961 | 48104 | 173173.0146 | EIA-923 Generator File | 1960
21970 | 2022 | TX | Graham | 3490 | 2 | 1 | OP | ST | NG | 387 | 0.027 | 91970 | 331089.3513 | 62228 | 224019.0078 | EIA-923 Generator File | 1969
21971 | 2022 | TX | Grandview Wind Farm, LLC | 58596 | GRVWI |  | OP | WT | WND | 211.2 | 0.491 | 908228 | 3269594.6432 | 346885 | 1248776.0098 | Distributed from 923 Generation And Fuel | 2014
21972 | 2022 | TX | Granite Shoals | 3597 | 1 |  | OP | HY | WAT | 27 | 0.036 | 8491.5 | 30569.1554 | 3750.5 | 13501.692 | Distributed from 923 Generation And Fuel | 1951
21973 | 2022 | TX | Granite Shoals | 3597 | 2 |  | OP | HY | WAT | 27 | 0.036 | 8491.5 | 30569.1554 | 3750.5 | 13501.692 | Distributed from 923 Generation And Fuel | 1951
21974 | 2022 | TX | Greasewood Solar | 62804 | GREA1 |  | OP | PV | SUN | 255 | 0.18 | 401429 | 1445132.8389 | 130100 | 468356.2531 | Distributed from 923 Generation And Fuel | 2021
21975 | 2022 | TX | Great Plains Windpark LLC | 56905 | 1 |  | OP | WT | WND | 114 | 0.147 | 146407 | 527060.9835 | 57768 | 207963.1363 | Distributed from 923 Generation And Fuel | 2009
21976 | 2022 | TX | Great Prairie Wind | 64665 | GR01 |  | OP | WT | WND | 1027 | 0.108 | 967988 | 3484728.9222 | 95994 | 345575.6354 | Distributed from 923 Generation And Fuel | 2022
21977 | 2022 | TX | Green Pastures Wind I | 59732 | GPI |  | OP | WT | WND | 150 | 0.149 | 195778 | 704795.1616 | 77249 | 278094.1752 | Distributed from 923 Generation And Fuel | 2015
21978 | 2022 | TX | Green Pastures Wind II | 59733 | GPII |  | OP | WT | WND | 150 | 0.184 | 241776 | 870386.6369 | 95398 | 343430.0526 | Distributed from 923 Generation And Fuel | 2015
21979 | 2022 | TX | Green Power 2 | 55470 | ST1 | 3 | OP | CA | NG | 110 | 0.281 | 271095 | 975934.1925 | 125899 | 453232.7741 | EIA-923 Generator File | 2003
21980 | 2022 | TX | Green Power 2 | 55470 | ST805 | 3 | OS | CA | NG | 250 | 0 | 0 | 0 | 0 | 0 | EIA-923 Generator File | 2009
21981 | 2022 | TX | Green Power 2 | 55470 | TR1 |  | OP | CT | NG | 167 | 0.843 | 1233019 | 4438832.8893 | 504637 | 1816678.6666 | EIA-923 Generator File | 2003
21982 | 2022 | TX | Green Power 2 | 55470 | TR2 |  | OP | CT | NG | 167 | 0.784 | 1146914 | 4128857.3691 | 432976 | 1558701.1304 | EIA-923 Generator File | 2003
21983 | 2022 | TX | Green Power 2 | 55470 | TR3 |  | OP | CT | NG | 167 | 0.776 | 1135758 | 4088696.0904 | 478097 | 1721135.4309 | EIA-923 Generator File | 2003
21984 | 2022 | TX | Greens Bayou | 3464 | 73 |  | OP | GT | NG | 72 | 0.056 | 35309 | 127111.3831 | 28771.833 | 103577.7702 | Distributed from 923 Generation And Fuel | 1976
21985 | 2022 | TX | Greens Bayou | 3464 | 74 |  | OP | GT | NG | 72 | 0.056 | 35309 | 127111.3831 | 28771.833 | 103577.7702 | Distributed from 923 Generation And Fuel | 1976
21986 | 2022 | TX | Greens Bayou | 3464 | 81 |  | OP | GT | NG | 72 | 0.056 | 35309 | 127111.3831 | 28771.833 | 103577.7702 | Distributed from 923 Generation And Fuel | 1976
21987 | 2022 | TX | Greens Bayou | 3464 | 82 |  | OP | GT | NG | 72 | 0.056 | 35309 | 127111.3831 | 28771.833 | 103577.7702 | Distributed from 923 Generation And Fuel | 1976
21988 | 2022 | TX | Greens Bayou | 3464 | 83 |  | OP | GT | NG | 72 | 0.056 | 35309 | 127111.3831 | 28771.833 | 103577.7702 | Distributed from 923 Generation And Fuel | 1976
21989 | 2022 | TX | Greens Bayou | 3464 | 84 |  | OP | GT | NG | 72 | 0.056 | 35309 | 127111.3831 | 28771.833 | 103577.7702 | Distributed from 923 Generation And Fuel | 1976
21990 | 2022 | TX | Gregory Power Plant | 55086 | GT1A |  | OP | CT | NG | 166 | 0.157 | 228045 | 820955.4324 | 151833 | 546594.4272 | EIA-923 Generator File | 2000
21991 | 2022 | TX | Gregory Power Plant | 55086 | GT1B |  | OP | CT | NG | 166 | 0.179 | 260009 | 936024.9118 | 179412 | 645878.033 | EIA-923 Generator File | 2000
21992 | 2022 | TX | Gregory Power Plant | 55086 | STG | 2 | OP | CA | NG | 100 | 0.241 | 211233 | 760432.7165 | 141481 | 509327.5254 | EIA-923 Generator File | 2000
21993 | 2022 | TX | Griffin Solar | 62953 | 1080 |  | OP | PV | SUN | 5 | 0.245 | 10751 | 38703.2904 | 5681 | 20451.4364 | Distributed from 923 Generation And Fuel | 2019
21994 | 2022 | TX | Griffin Trail Wind | 62411 | GTWND |  | OP | WT | WND | 225.6 | 0.437 | 863154 | 3107329.5414 | 321311 | 1156710.3463 | Distributed from 923 Generation And Fuel | 2021
21995 | 2022 | TX | Guadalupe Generating Station | 55153 | CTG1 |  | OP | CT | NG | 171.1 | 0.645 | 966764 | 3480322.5574 | 517026 | 1861278.7098 | EIA-923 Generator File | 2000
21996 | 2022 | TX | Guadalupe Generating Station | 55153 | CTG2 |  | OP | CT | NG | 171.1 | 0.634 | 950596 | 3422118.2231 | 535937 | 1929357.7651 | EIA-923 Generator File | 2000
21997 | 2022 | TX | Guadalupe Generating Station | 55153 | CTG3 |  | OP | CT | NG | 171.1 | 0.707 | 1060298 | 3817042.2637 | 475236 | 1710835.9133 | EIA-923 Generator File | 2000
21998 | 2022 | TX | Guadalupe Generating Station | 55153 | CTG4 |  | OP | CT | NG | 171.1 | 0.702 | 1052059 | 3787382.1009 | 479297 | 1725455.3964 | EIA-923 Generator File | 2000
21999 | 2022 | TX | Guadalupe Generating Station | 55153 | STG1 | 2 | OP | CA | NG | 201.9 | 0.611 | 1080548 | 3889941.6805 | 627053 | 2257372.741 | EIA-923 Generator File | 2000
22000 | 2022 | TX | Guadalupe Generating Station | 55153 | STG2 | 2 | OP | CA | NG | 201.9 | 0.681 | 1205125 | 4338415.2927 | 572670 | 2061595.5072 | EIA-923 Generator File | 2000
22001 | 2022 | TX | Gunsight Mountain Wind Energy LLC | 56776 | 1 |  | OP | WT | WND | 120 | 0.411 | 432240 | 1556051.5516 | 170550 | 613975.0882 | Distributed from 923 Generation And Fuel | 2016
22002 | 2022 | TX | H 4 | 3583 | 1 |  | OS | HY | WAT | 2.4 | 0 | 0 | 0 | 0 | 0 | Distributed from 923 Generation And Fuel | 1931
22003 | 2022 | TX | H 5 | 3584 | 1 |  | OS | HY | WAT | 2.4 |  | GENYRONL: 1931
22004 | 2022 | TX | Hackberry Wind Farm | 56823 | HWFG1 |  | OP | WT | WND | 165.6 | 0.23 | 333551 | 1200773.9938 | 131610 | 473792.2097 | Distributed from 923 Generation And Fuel | 2008
22005 | 2022 | TX | Hal C Weaver Power Plant | 50118 | GEN10 |  | OP | CT | NG | 34.4 | 0.378 | 113960.45 | 410254.338 | 29813.92 | 107329.2534 | EIA-923 Generator File | 2010
22006 | 2022 | TX | Hal C Weaver Power Plant | 50118 | GEN4 | 6 | SB | CA | NG | 7.6 | 0.024 | 1589.83 | 5723.3422 | 1362.85 | 4906.2208 | EIA-923 Generator File | 1951
22007 | 2022 | TX | Hal C Weaver Power Plant | 50118 | GEN5 | 6 | SB | CA | NG | 6 | 0.047 | 2481.26 | 8932.4645 | 2481.26 | 8932.4645 | EIA-923 Generator File | 1959
22008 | 2022 | TX | Hal C Weaver Power Plant | 50118 | GEN7 | 6 | SB | CA | NG | 28.8 | 0.379 | 95711.84 | 344559.8675 | 49457.39 | 178045.1796 | EIA-923 Generator File | 1979
22009 | 2022 | TX | Hal C Weaver Power Plant | 50118 | GEN8 |  | OP | CT | NG | 48.5 | 0.308 | 131024.69 | 471685.1105 | 90215.82 | 324774.3538 | EIA-923 Generator File | 1987
22010 | 2022 | TX | Hal C Weaver Power Plant | 50118 | GEN9 | 6 | OP | CA | NG | 27.2 | 0 | 0 | 0 | 0 | 0 | EIA-923 Generator File | 2004
22011 | 2022 | TX | Hale Community Wind Farm | 59247 | HALE1 |  | OP | WT | WND | 478 | 0.486 | 2036783 | 7332360.1411 | 769487 | 2770131.039 | Distributed from 923 Generation And Fuel | 2019
22012 | 2022 | TX | Handley | 3491 | 3 | 1 | OP | ST | NG | 404.8 | 0.117 | 413922 | 1490107.2791 | 333125 | 1199240.4061 | EIA-923 Generator File | 1963
22013 | 2022 | TX | Handley | 3491 | 4 | 1 | OP | ST | NG | 455 | 0.093 | 370936 | 1335358.9171 | 261895 | 942814.4575 | EIA-923 Generator File | 1976
22014 | 2022 | TX | Handley | 3491 | 5 | 1 | OP | ST | NG | 455 | 0.077 | 305107 | 1098376.413 | 220964 | 795464.0363 | EIA-923 Generator File | 1977
22015 | 2022 | TX | Hardin County Peaking Facility | 56604 | HC1 |  | OP | GT | NG | 86.5 | 0.082 | 62027.5 | 223297.2136 | 37001.5 | 133204.3344 | Distributed from 923 Generation And Fuel | 2001
22016 | 2022 | TX | Hardin County Peaking Facility | 56604 | HC2 |  | OP | GT | NG | 86.5 | 0.082 | 62027.5 | 223297.2136 | 37001.5 | 133204.3344 | Distributed from 923 Generation And Fuel | 2001
22017 | 2022 | TX | Harrington | 6193 | 1 | 1 | OP | ST | SUB | 360 | 0.398 | 1256256 | 4522485.4201 | 791637 | 2849870.401 | EIA-923 Generator File | 1976 | 2036
22018 | 2022 | TX | Harrington | 6193 | 2 | 1 | OP | ST | SUB | 360 | 0.439 | 1384701 | 4984883.7209 | 606743 | 2184257.3259 | EIA-923 Generator File | 1978 | 2038
22019 | 2022 | TX | Harrington | 6193 | 3 | 1 | OP | ST | SUB | 360 | 0.56 | 1767436 | 6362718.6983 | 832441 | 2996763.6259 | EIA-923 Generator File | 1980 | 2040
22020 | 2022 | TX | Harrison County Power Project | 55664 | GT-1 |  | OP | CT | NG | 170 | 0.575 | 856157 | 3082140.5429 | 412764 | 1485938.5125 | EIA-923 Generator File | 2003
22021 | 2022 | TX | Harrison County Power Project | 55664 | GT-2 |  | OP | CT | NG | 170 | 0.565 | 841256 | 3028497.372 | 389835 | 1403394.7728 | EIA-923 Generator File | 2003
22022 | 2022 | TX | Harrison County Power Project | 55664 | ST-1 | 2 | OP | CA | NG | 230 | 0.528 | 1064654 | 3832723.7382 | 508723 | 1831388.1489 | EIA-923 Generator File | 2003
22023 | 2022 | TX | Hays Energy Project | 55144 | U1 | 1 | OP | CS | NG | 241.7 | 0.362 | 767455 | 2762815.8975 | 460168 | 1656591.5473 | EIA-923 Generator File | 2002
22024 | 2022 | TX | Hays Energy Project | 55144 | U2 | 1 | OP | CS | NG | 241.7 | 0.409 | 865476 | 3115688.6745 | 517951 | 1864608.6831 | EIA-923 Generator File | 2002
22025 | 2022 | TX | Hays Energy Project | 55144 | U3 | 1 | OP | CS | NG | 252.8 | 0.465 | 1029606 | 3706551.9476 | 571102 | 2055950.7524 | EIA-923 Generator File | 2002
22026 | 2022 | TX | Hays Energy Project | 55144 | U4 | 1 | OP | CS | NG | 252.8 | 0.369 | 816448 | 2939189.2865 | 531748 | 1914277.4858 | EIA-923 Generator File | 2002
22027 | 2022 | TX | Heart of Texas Wind Project | 61032 | HTX |  | OP | WT | WND | 180 | 0.408 | 643615 | 2316995.464 | 250377 | 901349.9892 | Distributed from 923 Generation And Fuel | 2020
22028 | 2022 | TX | HEB_CPS00085 | 66612 | H0851 |  | OP | IC | NG | 0.4 | 0.028 | 99.75 | 359.0971 | 51.75 | 186.2985 | Distributed from 923 Generation And Fuel | 2019
22029 | 2022 | TX | HEB_CPS00085 | 66612 | H0852 |  | OP | IC | NG | 0.4 | 0.028 | 99.75 | 359.0971 | 51.75 | 186.2985 | Distributed from 923 Generation And Fuel | 2019
22030 | 2022 | TX | HEB_CPS00085 | 66612 | H0853 |  | OP | IC | NG | 0.4 | 0.028 | 99.75 | 359.0971 | 51.75 | 186.2985 | Distributed from 923 Generation And Fuel | 2019
22031 | 2022 | TX | HEB_CPS00085 | 66612 | H0854 |  | OP | IC | NG | 0.4 | 0.028 | 99.75 | 359.0971 | 51.75 | 186.2985 | Distributed from 923 Generation And Fuel | 2019
22032 | 2022 | TX | HEB_CPSSADC | 66613 | SAD10 |  | OP | IC | NG | 0.4 | 0.011 | 38.812 | 139.7221 | 20.125 | 72.4494 | Distributed from 923 Generation And Fuel | 2020
22033 | 2022 | TX | HEB_CPSSADC | 66613 | SAD11 |  | OP | IC | NG | 0.4 | 0.011 | 38.812 | 139.7221 | 20.125 | 72.4494 | Distributed from 923 Generation And Fuel | 2020
22034 | 2022 | TX | HEB_CPSSADC | 66613 | SAD12 |  | OP | IC | NG | 0.4 | 0.011 | 38.812 | 139.7221 | 20.125 | 72.4494 | Distributed from 923 Generation And Fuel | 2020
22035 | 2022 | TX | HEB_CPSSADC | 66613 | SAD13 |  | OP | IC | NG | 0.4 | 0.011 | 38.812 | 139.7221 | 20.125 | 72.4494 | Distributed from 923 Generation And Fuel | 2020
22036 | 2022 | TX | HEB_CPSSADC | 66613 | SAD14 |  | OP | IC | NG | 0.4 | 0.011 | 38.812 | 139.7221 | 20.125 | 72.4494 | Distributed from 923 Generation And Fuel | 2020
22037 | 2022 | TX | HEB_CPSSADC | 66613 | SAD15 |  | OP | IC | NG | 0.4 | 0.011 | 38.812 | 139.7221 | 20.125 | 72.4494 | Distributed from 923 Generation And Fuel | 2020
22038 | 2022 | TX | HEB_CPSSADC | 66613 | SAD16 |  | OP | IC | NG | 0.4 | 0.011 | 38.812 | 139.7221 | 20.125 | 72.4494 | Distributed from 923 Generation And Fuel | 2020
22039 | 2022 | TX | HEB_CPSSADC | 66613 | SADC1 |  | OP | IC | NG | 0.4 | 0.011 | 38.812 | 139.7221 | 20.125 | 72.4494 | Distributed from 923 Generation And Fuel | 2020
22040 | 2022 | TX | HEB_CPSSADC | 66613 | SADC2 |  | OP | IC | NG | 0.4 | 0.011 | 38.812 | 139.7221 | 20.125 | 72.4494 | Distributed from 923 Generation And Fuel | 2020
22041 | 2022 | TX | HEB_CPSSADC | 66613 | SADC3 |  | OP | IC | NG | 0.4 | 0.011 | 38.812 | 139.7221 | 20.125 | 72.4494 | Distributed from 923 Generation And Fuel | 2020
22042 | 2022 | TX | HEB_CPSSADC | 66613 | SADC4 |  | OP | IC | NG | 0.4 | 0.011 | 38.812 | 139.7221 | 20.125 | 72.4494 | Distributed from 923 Generation And Fuel | 2020
22043 | 2022 | TX | HEB_CPSSADC | 66613 | SADC5 |  | OP | IC | NG | 0.4 | 0.011 | 38.812 | 139.7221 | 20.125 | 72.4494 | Distributed from 923 Generation And Fuel | 2020
22044 | 2022 | TX | HEB_CPSSADC | 66613 | SADC6 |  | OP | IC | NG | 0.4 | 0.011 | 38.812 | 139.7221 | 20.125 | 72.4494 | Distributed from 923 Generation And Fuel | 2020
22045 | 2022 | TX | HEB_CPSSADC | 66613 | SADC7 |  | OP | IC | NG | 0.4 | 0.011 | 38.812 | 139.7221 | 20.125 | 72.4494 | Distributed from 923 Generation And Fuel | 2020
22046 | 2022 | TX | HEB_CPSSADC | 66613 | SADC8 |  | OP | IC | NG | 0.4 | 0.011 | 38.812 | 139.7221 | 20.125 | 72.4494 | Distributed from 923 Generation And Fuel | 2020
22047 | 2022 | TX | HEB_CPSSADC | 66613 | SADC9 |  | OP | IC | NG | 0.4 | 0.011 | 38.812 | 139.7221 | 20.125 | 72.4494 | Distributed from 923 Generation And Fuel | 2020
22048 | 2022 | TX | HEB00020 | 65261 | H0201 |  | OP | IC | NG | 0.4 | 0.023 | 81 | 291.5977 | 42 | 151.1988 | Distributed from 923 Generation And Fuel | 2018
22049 | 2022 | TX | HEB00020 | 65261 | H0202 |  | OP | IC | NG | 0.4 | 0.023 | 81 | 291.5977 | 42 | 151.1988 | Distributed from 923 Generation And Fuel | 2018
22050 | 2022 | TX | HEB00020 | 65261 | H0203 |  | OP | IC | NG | 0.4 | 0.023 | 81 | 291.5977 | 42 | 151.1988 | Distributed from 923 Generation And Fuel | 2018
22051 | 2022 | TX | HEB00028 | 65262 | H0281 |  | OP | IC | NG | 0.4 | 0.03 | 103.667 | 373.1982 | 53.667 | 193.1997 | Distributed from 923 Generation And Fuel | 2017
22052 | 2022 | TX | HEB00028 | 65262 | H0282 |  | OP | IC | NG | 0.4 | 0.03 | 103.667 | 373.1982 | 53.667 | 193.1997 | Distributed from 923 Generation And Fuel | 2017
22053 | 2022 | TX | HEB00028 | 65262 | H0283 |  | OP | IC | NG | 0.4 | 0.03 | 103.667 | 373.1982 | 53.667 | 193.1997 | Distributed from 923 Generation And Fuel | 2017
22054 | 2022 | TX | HEB00038 | 65263 | H0381 |  | OP | IC | NG | 0.4 | 0.025 | 88.667 | 319.1986 | 46 | 165.5987 | Distributed from 923 Generation And Fuel | 2018
22055 | 2022 | TX | HEB00038 | 65263 | H0382 |  | OP | IC | NG | 0.4 | 0.025 | 88.667 | 319.1986 | 46 | 165.5987 | Distributed from 923 Generation And Fuel | 2018
22056 | 2022 | TX | HEB00038 | 65263 | H0383 |  | OP | IC | NG | 0.4 | 0.025 | 88.667 | 319.1986 | 46 | 165.5987 | Distributed from 923 Generation And Fuel | 2018
22057 | 2022 | TX | HEB00048 | 66593 | H0481 |  | OP | IC | NG | 0.4 | 0.028 | 96.667 | 347.9984 | 50 | 179.9986 | Distributed from 923 Generation And Fuel | 2021
22058 | 2022 | TX | HEB00048 | 66593 | H0482 |  | OP | IC | NG | 0.4 | 0.028 | 96.667 | 347.9984 | 50 | 179.9986 | Distributed from 923 Generation And Fuel | 2021
22059 | 2022 | TX | HEB00048 | 66593 | H0483 |  | OP | IC | NG | 0.4 | 0.028 | 96.667 | 347.9984 | 50 | 179.9986 | Distributed from 923 Generation And Fuel | 2021
22060 | 2022 | TX | HEB00054 | 65264 | H0541 |  | OP | IC | NG | 0.4 | 0.021 | 72.333 | 260.3967 | 37.667 | 135.6001 | Distributed from 923 Generation And Fuel | 2018
22061 | 2022 | TX | HEB00054 | 65264 | H0542 |  | OP | IC | NG | 0.4 | 0.021 | 72.333 | 260.3967 | 37.667 | 135.6001 | Distributed from 923 Generation And Fuel | 2018
22062 | 2022 | TX | HEB00054 | 65264 | H0543 |  | OP | IC | NG | 0.4 | 0.021 | 72.333 | 260.3967 | 37.667 | 135.6001 | Distributed from 923 Generation And Fuel | 2018
22063 | 2022 | TX | HEB00057 | 65265 | H0571 |  | OP | IC | NG | 0.4 | 0.029 | 100 | 359.9971 | 52 | 187.1985 | Distributed from 923 Generation And Fuel | 2017
22064 | 2022 | TX | HEB00057 | 65265 | H0572 |  | OP | IC | NG | 0.4 | 0.029 | 100 | 359.9971 | 52 | 187.1985 | Distributed from 923 Generation And Fuel | 2017
22065 | 2022 | TX | HEB00057 | 65265 | H0573 |  | OP | IC | NG | 0.4 | 0.029 | 100 | 359.9971 | 52 | 187.1985 | Distributed from 923 Generation And Fuel | 2017
22066 | 2022 | TX | HEB00063 | 66549 | H0631 |  | OP | IC | NG | 0.4 | 0.028 | 97.5 | 350.9972 | 50.5 | 181.7985 | Distributed from 923 Generation And Fuel | 2017
22067 | 2022 | TX | HEB00063 | 66549 | H0632 |  | OP | IC | NG | 0.4 | 0.028 | 97.5 | 350.9972 | 50.5 | 181.7985 | Distributed from 923 Generation And Fuel | 2017
22068 | 2022 | TX | HEB00063 | 66549 | H0633 |  | OP | IC | NG | 0.4 | 0.028 | 97.5 | 350.9972 | 50.5 | 181.7985 | Distributed from 923 Generation And Fuel | 2017
22069 | 2022 | TX | HEB00063 | 66549 | H0634 |  | OP | IC | NG | 0.4 | 0.028 | 97.5 | 350.9972 | 50.5 | 181.7985 | Distributed from 923 Generation And Fuel | 2017
22070 | 2022 | TX | HEB00069 | 66550 | H0691 |  | OP | IC | NG | 0.4 | 0.028 | 98.75 | 355.4972 | 51.25 | 184.4985 | Distributed from 923 Generation And Fuel | 2017
22071 | 2022 | TX | HEB00069 | 66550 | H0692 |  | OP | IC | NG | 0.4 | 0.028 | 98.75 | 355.4972 | 51.25 | 184.4985 | Distributed from 923 Generation And Fuel | 2017
22072 | 2022 | TX | HEB00069 | 66550 | H0693 |  | OP | IC | NG | 0.4 | 0.028 | 98.75 | 355.4972 | 51.25 | 184.4985 | Distributed from 923 Generation And Fuel | 2017
22073 | 2022 | TX | HEB00069 | 66550 | H0694 |  | OP | IC | NG | 0.4 | 0.028 | 98.75 | 355.4972 | 51.25 | 184.4985 | Distributed from 923 Generation And Fuel | 2017
22074 | 2022 | TX | HEB00070 | 65266 | H0701 |  | OP | IC | NG | 0.4 | 0.026 | 92.333 | 332.3961 | 48 | 172.7986 | Distributed from 923 Generation And Fuel | 2018
22075 | 2022 | TX | HEB00070 | 65266 | H0702 |  | OP | IC | NG | 0.4 | 0.026 | 92.333 | 332.3961 | 48 | 172.7986 | Distributed from 923 Generation And Fuel | 2018
22076 | 2022 | TX | HEB00070 | 65266 | H0703 |  | OP | IC | NG | 0.4 | 0.026 | 92.333 | 332.3961 | 48 | 172.7986 | Distributed from 923 Generation And Fuel | 2018
22077 | 2022 | TX | HEB00092 | 66563 | H0921 |  | OP | IC | NG | 0.4 | 0.029 | 103.25 | 371.697 | 53.5 | 192.5985 | Distributed from 923 Generation And Fuel | 2018
22078 | 2022 | TX | HEB00092 | 66563 | H0922 |  | OP | IC | NG | 0.4 | 0.029 | 103.25 | 371.697 | 53.5 | 192.5985 | Distributed from 923 Generation And Fuel | 2018
22079 | 2022 | TX | HEB00092 | 66563 | H0923 |  | OP | IC | NG | 0.4 | 0.029 | 103.25 | 371.697 | 53.5 | 192.5985 | Distributed from 923 Generation And Fuel | 2018
22080 | 2022 | TX | HEB00092 | 66563 | H0924 |  | OP | IC | NG | 0.4 | 0.029 | 103.25 | 371.697 | 53.5 | 192.5985 | Distributed from 923 Generation And Fuel | 2018
22081 | 2022 | TX | HEB00095 | 66564 | H0951 |  | OP | IC | NG | 0.4 | 0.029 | 103.25 | 371.697 | 53.5 | 192.5985 | Distributed from 923 Generation And Fuel | 2018
22082 | 2022 | TX | HEB00095 | 66564 | H0952 |  | OP | IC | NG | 0.4 | 0.029 | 103.25 | 371.697 | 53.5 | 192.5985 | Distributed from 923 Generation And Fuel | 2018
22083 | 2022 | TX | HEB00095 | 66564 | H0953 |  | OP | IC | NG | 0.4 | 0.029 | 103.25 | 371.697 | 53.5 | 192.5985 | Distributed from 923 Generation And Fuel | 2018
22084 | 2022 | TX | HEB00095 | 66564 | H0954 |  | OP | IC | NG | 0.4 | 0.029 | 103.25 | 371.697 | 53.5 | 192.5985 | Distributed from 923 Generation And Fuel | 2018
22085 | 2022 | TX | HEB00099 | 65267 | H0991 |  | OP | IC | NG | 0.4 | 0.03 | 105 | 377.997 | 54.333 | 195.5972 | Distributed from 923 Generation And Fuel | 2017
22086 | 2022 | TX | HEB00099 | 65267 | H0992 |  | OP | IC | NG | 0.4 | 0.03 | 105 | 377.997 | 54.333 | 195.5972 | Distributed from 923 Generation And Fuel | 2017
22087 | 2022 | TX | HEB00099 | 65267 | H0993 |  | OP | IC | NG | 0.4 | 0.03 | 105 | 377.997 | 54.333 | 195.5972 | Distributed from 923 Generation And Fuel | 2017
22088 | 2022 | TX | HEB00109 | 65268 | H1091 |  | OP | IC | NG | 0.4 | 0.029 | 103.333 | 371.9958 | 53.667 | 193.1997 | Distributed from 923 Generation And Fuel | 2018
22089 | 2022 | TX | HEB00109 | 65268 | H1092 |  | OP | IC | NG | 0.4 | 0.029 | 103.333 | 371.9958 | 53.667 | 193.1997 | Distributed from 923 Generation And Fuel | 2018
22090 | 2022 | TX | HEB00109 | 65268 | H1093 |  | OP | IC | NG | 0.4 | 0.029 | 103.333 | 371.9958 | 53.667 | 193.1997 | Distributed from 923 Generation And Fuel | 2018
22091 | 2022 | TX | HEB00110 | 65269 | H1101 |  | OP | IC | NG | 0.4 | 0.024 | 83.333 | 299.9964 | 43.333 | 155.9976 | Distributed from 923 Generation And Fuel | 2017
22092 | 2022 | TX | HEB00110 | 65269 | H1102 |  | OP | IC | NG | 0.4 | 0.024 | 83.333 | 299.9964 | 43.333 | 155.9976 | Distributed from 923 Generation And Fuel | 2017
22093 | 2022 | TX | HEB00110 | 65269 | H1103 |  | OP | IC | NG | 0.4 | 0.024 | 83.333 | 299.9964 | 43.333 | 155.9976 | Distributed from 923 Generation And Fuel | 2017
22094 | 2022 | TX | HEB00182 | 65274 | H1821 |  | OP | IC | NG | 0.4 | 0.024 | 83 | 298.7976 | 43 | 154.7988 | Distributed from 923 Generation And Fuel | 2018
22095 | 2022 | TX | HEB00182 | 65274 | H1822 |  | OP | IC | NG | 0.4 | 0.024 | 83 | 298.7976 | 43 | 154.7988 | Distributed from 923 Generation And Fuel | 2018
22096 | 2022 | TX | HEB00182 | 65274 | H1823 |  | OP | IC | NG | 0.4 | 0.024 | 83 | 298.7976 | 43 | 154.7988 | Distributed from 923 Generation And Fuel | 2018
22097 | 2022 | TX | HEB00292 | 65026 | H2921 |  | OP | IC | NG | 0.4 | 0.025 | 86.333 | 310.7963 | 44.667 | 160.7999 | Distributed from 923 Generation And Fuel | 2016
22098 | 2022 | TX | HEB00292 | 65026 | H2922 |  | OP | IC | NG | 0.4 | 0.025 | 86.333 | 310.7963 | 44.667 | 160.7999 | Distributed from 923 Generation And Fuel | 2016
22099 | 2022 | TX | HEB00292 | 65026 | H2923 |  | OP | IC | NG | 0.4 | 0.025 | 86.333 | 310.7963 | 44.667 | 160.7999 | Distributed from 923 Generation And Fuel | 2016
22100 | 2022 | TX | HEB00591 | 66562 | H5911 |  | OP | IC | NG | 0.4 | 0.028 | 96.5 | 347.3972 | 50 | 179.9986 | Distributed from 923 Generation And Fuel | 2018
22101 | 2022 | TX | HEB00591 | 66562 | H5912 |  | OP | IC | NG | 0.4 | 0.028 | 96.5 | 347.3972 | 50 | 179.9986 | Distributed from 923 Generation And Fuel | 2018
22102 | 2022 | TX | HEB00591 | 66562 | H5913 |  | OP | IC | NG | 0.4 | 0.028 | 96.5 | 347.3972 | 50 | 179.9986 | Distributed from 923 Generation And Fuel | 2018
22103 | 2022 | TX | HEB00591 | 66562 | H5914 |  | OP | IC | NG | 0.4 | 0.028 | 96.5 | 347.3972 | 50 | 179.9986 | Distributed from 923 Generation And Fuel | 2018
22104 | 2022 | TX | HEB00594 | 66594 | H5941 |  | OP | IC | NG | 0.4 | 0.028 | 96.667 | 347.9984 | 50 | 179.9986 | Distributed from 923 Generation And Fuel | 2019
22105 | 2022 | TX | HEB00594 | 66594 | H5942 |  | OP | IC | NG | 0.4 | 0.028 | 96.667 | 347.9984 | 50 | 179.9986 | Distributed from 923 Generation And Fuel | 2019
22106 | 2022 | TX | HEB00594 | 66594 | H5943 |  | OP | IC | NG | 0.4 | 0.028 | 96.667 | 347.9984 | 50 | 179.9986 | Distributed from 923 Generation And Fuel | 2019
22107 | 2022 | TX | HEBCCBakery | 66565 | HCCB1 |  | OP | IC | NG | 0.4 | 0.032 | 113 | 406.7967 | 58.625 | 211.0483 | Distributed from 923 Generation And Fuel | 2019
22108 | 2022 | TX | HEBCCBakery | 66565 | HCCB2 |  | OP | IC | NG | 0.4 | 0.032 | 113 | 406.7967 | 58.625 | 211.0483 | Distributed from 923 Generation And Fuel | 2019
22109 | 2022 | TX | HEBCCBakery | 66565 | HCCB3 |  | OP | IC | NG | 0.4 | 0.032 | 113 | 406.7967 | 58.625 | 211.0483 | Distributed from 923 Generation And Fuel | 2019
22110 | 2022 | TX | HEBCCBakery | 66565 | HCCB4 |  | OP | IC | NG | 0.4 | 0.032 | 113 | 406.7967 | 58.625 | 211.0483 | Distributed from 923 Generation And Fuel | 2019
22111 | 2022 | TX | HEBCCBakery | 66565 | HCCB5 |  | OP | IC | NG | 0.4 | 0.032 | 113 | 406.7967 | 58.625 | 211.0483 | Distributed from 923 Generation And Fuel | 2019
22112 | 2022 | TX | HEBCCBakery | 66565 | HCCB6 |  | OP | IC | NG | 0.4 | 0.032 | 113 | 406.7967 | 58.625 | 211.0483 | Distributed from 923 Generation And Fuel | 2019
22113 | 2022 | TX | HEBCCBakery | 66565 | HCCB7 |  | OP | IC | NG | 0.4 | 0.032 | 113 | 406.7967 | 58.625 | 211.0483 | Distributed from 923 Generation And Fuel | 2019
22114 | 2022 | TX | HEBCCBakery | 66565 | HCCB8 |  | OP | IC | NG | 0.4 | 0.032 | 113 | 406.7967 | 58.625 | 211.0483 | Distributed from 923 Generation And Fuel | 2019
22115 | 2022 | TX | HEBHoustonDistributionCenter | 66567 | HDC10 |  | OP | IC | NG | 0.4 | 0.056 | 197 | 709.1943 | 102.187 | 367.8703 | Distributed from 923 Generation And Fuel | 2021
22116 | 2022 | TX | HEBHoustonDistributionCenter | 66567 | HDC11 |  | OP | IC | NG | 0.4 | 0.056 | 197 | 709.1943 | 102.187 | 367.8703 | Distributed from 923 Generation And Fuel | 2021
22117 | 2022 | TX | HEBHoustonDistributionCenter | 66567 | HDC12 |  | OP | IC | NG | 0.4 | 0.056 | 197 | 709.1943 | 102.187 | 367.8703 | Distributed from 923 Generation And Fuel | 2021
22118 | 2022 | TX | HEBHoustonDistributionCenter | 66567 | HDC13 |  | OP | IC | NG | 0.4 | 0.056 | 197 | 709.1943 | 102.187 | 367.8703 | Distributed from 923 Generation And Fuel | 2021
22119 | 2022 | TX | HEBHoustonDistributionCenter | 66567 | HDC14 |  | OP | IC | NG | 0.4 | 0.056 | 197 | 709.1943 | 102.187 | 367.8703 | Distributed from 923 Generation And Fuel | 2021
22120 | 2022 | TX | HEBHoustonDistributionCenter | 66567 | HDC15 |  | OP | IC | NG | 0.4 | 0.056 | 197 | 709.1943 | 102.187 | 367.8703 | Distributed from 923 Generation And Fuel | 2021
22121 | 2022 | TX | HEBHoustonDistributionCenter | 66567 | HDC16 |  | OP | IC | NG | 0.4 | 0.056 | 197 | 709.1943 | 102.187 | 367.8703 | Distributed from 923 Generation And Fuel | 2021
22122 | 2022 | TX | HEBHoustonDistributionCenter | 66567 | HDC17 |  | OP | IC | NG | 0.4 | 0.056 | 197 | 709.1943 | 102.187 | 367.8703 | Distributed from 923 Generation And Fuel | 2021
22123 | 2022 | TX | HEBHoustonDistributionCenter | 66567 | HDC18 |  | OP | IC | NG | 0.4 | 0.056 | 197 | 709.1943 | 102.187 | 367.8703 | Distributed from 923 Generation And Fuel | 2021
22124 | 2022 | TX | HEBHoustonDistributionCenter | 66567 | HDC19 |  | OP | IC | NG | 0.4 | 0.056 | 197 | 709.1943 | 102.187 | 367.8703 | Distributed from 923 Generation And Fuel | 2021
22125 | 2022 | TX | HEBHoustonDistributionCenter | 66567 | HDC20 |  | OP | IC | NG | 0.4 | 0.056 | 197 | 709.1943 | 102.187 | 367.8703 | Distributed from 923 Generation And Fuel | 2021
22126 | 2022 | TX | HEBHoustonDistributionCenter | 66567 | HDC21 |  | OP | IC | NG | 0.4 | 0.056 | 197 | 709.1943 | 102.187 | 367.8703 | Distributed from 923 Generation And Fuel | 2021
22127 | 2022 | TX | HEBHoustonDistributionCenter | 66567 | HDC22 |  | OP | IC | NG | 0.4 | 0.056 | 197 | 709.1943 | 102.187 | 367.8703 | Distributed from 923 Generation And Fuel | 2021
22128 | 2022 | TX | HEBHoustonDistributionCenter | 66567 | HDC23 |  | OP | IC | NG | 0.4 | 0.056 | 197 | 709.1943 | 102.187 | 367.8703 | Distributed from 923 Generation And Fuel | 2021
22129 | 2022 | TX | HEBHoustonDistributionCenter | 66567 | HDC24 |  | OP | IC | NG | 0.4 | 0.056 | 197 | 709.1943 | 102.187 | 367.8703 | Distributed from 923 Generation And Fuel | 2021
22130 | 2022 | TX | HEBHoustonDistributionCenter | 66567 | HDC25 |  | OP | IC | NG | 0.4 | 0.056 | 197 | 709.1943 | 102.187 | 367.8703 | Distributed from 923 Generation And Fuel | 2021
22131 | 2022 | TX | HEBHoustonDistributionCenter | 66567 | HDC26 |  | OP | IC | NG | 0.4 | 0.056 | 197 | 709.1943 | 102.187 | 367.8703 | Distributed from 923 Generation And Fuel | 2021
22132 | 2022 | TX | HEBHoustonDistributionCenter | 66567 | HDC27 |  | OP | IC | NG | 0.4 | 0.056 | 197 | 709.1943 | 102.187 | 367.8703 | Distributed from 923 Generation And Fuel | 2021
22133 | 2022 | TX | HEBHoustonDistributionCenter | 66567 | HDC28 |  | OP | IC | NG | 0.4 | 0.056 | 197 | 709.1943 | 102.187 | 367.8703 | Distributed from 923 Generation And Fuel | 2021
22134 | 2022 | TX | HEBHoustonDistributionCenter | 66567 | HDC29 |  | OP | IC | NG | 0.4 | 0.056 | 197 | 709.1943 | 102.187 | 367.8703 | Distributed from 923 Generation And Fuel | 2021
22135 | 2022 | TX | HEBHoustonDistributionCenter | 66567 | HDC30 |  | OP | IC | NG | 0.4 | 0.056 | 197 | 709.1943 | 102.187 | 367.8703 | Distributed from 923 Generation And Fuel | 2021
22136 | 2022 | TX | HEBHoustonDistributionCenter | 66567 | HDC31 |  | OP | IC | NG | 0.4 | 0.056 | 197 | 709.1943 | 102.187 | 367.8703 | Distributed from 923 Generation And Fuel | 2021
22137 | 2022 | TX | HEBHoustonDistributionCenter | 66567 | HDC32 |  | OP | IC | NG | 0.4 | 0.056 | 197 | 709.1943 | 102.187 | 367.8703 | Distributed from 923 Generation And Fuel | 2021
22138 | 2022 | TX | HEBHoustonDistributionCenter | 66567 | HHDC1 |  | OP | IC | NG | 0.4 | 0.056 | 197 | 709.1943 | 102.187 | 367.8703 | Distributed from 923 Generation And Fuel | 2021
22139 | 2022 | TX | HEBHoustonDistributionCenter | 66567 | HHDC2 |  | OP | IC | NG | 0.4 | 0.056 | 197 | 709.1943 | 102.187 | 367.8703 | Distributed from 923 Generation And Fuel | 2021
22140 | 2022 | TX | HEBHoustonDistributionCenter | 66567 | HHDC3 |  | OP | IC | NG | 0.4 | 0.056 | 197 | 709.1943 | 102.187 | 367.8703 | Distributed from 923 Generation And Fuel | 2021
22141 | 2022 | TX | HEBHoustonDistributionCenter | 66567 | HHDC4 |  | OP | IC | NG | 0.4 | 0.056 | 197 | 709.1943 | 102.187 | 367.8703 | Distributed from 923 Generation And Fuel | 2021
22142 | 2022 | TX | HEBHoustonDistributionCenter | 66567 | HHDC5 |  | OP | IC | NG | 0.4 | 0.056 | 197 | 709.1943 | 102.187 | 367.8703 | Distributed from 923 Generation And Fuel | 2021
22143 | 2022 | TX | HEBHoustonDistributionCenter | 66567 | HHDC6 |  | OP | IC | NG | 0.4 | 0.056 | 197 | 709.1943 | 102.187 | 367.8703 | Distributed from 923 Generation And Fuel | 2021
22144 | 2022 | TX | HEBHoustonDistributionCenter | 66567 | HHDC7 |  | OP | IC | NG | 0.4 | 0.056 | 197 | 709.1943 | 102.187 | 367.8703 | Distributed from 923 Generation And Fuel | 2021
22145 | 2022 | TX | HEBHoustonDistributionCenter | 66567 | HHDC8 |  | OP | IC | NG | 0.4 | 0.056 | 197 | 709.1943 | 102.187 | 367.8703 | Distributed from 923 Generation And Fuel | 2021
22146 | 2022 | TX | HEBHoustonDistributionCenter | 66567 | HHDC9 |  | OP | IC | NG | 0.4 | 0.056 | 197 | 709.1943 | 102.187 | 367.8703 | Distributed from 923 Generation And Fuel | 2021
22147 | 2022 | TX | HEBSnackPlant | 66566 | HSNP1 |  | OP | IC | NG | 0.4 | 0.044 | 153.5 | 552.5956 | 79.5 | 286.1977 | Distributed from 923 Generation And Fuel | 2019
22148 | 2022 | TX | HEBSnackPlant | 66566 | HSNP2 |  | OP | IC | NG | 0.4 | 0.044 | 153.5 | 552.5956 | 79.5 | 286.1977 | Distributed from 923 Generation And Fuel | 2019
22149 | 2022 | TX | HEBSnackPlant | 66566 | HSNP3 |  | OP | IC | NG | 0.4 | 0.044 | 153.5 | 552.5956 | 79.5 | 286.1977 | Distributed from 923 Generation And Fuel | 2019
22150 | 2022 | TX | HEBSnackPlant | 66566 | HSNP4 |  | OP | IC | NG | 0.4 | 0.044 | 153.5 | 552.5956 | 79.5 | 286.1977 | Distributed from 923 Generation And Fuel | 2019
22151 | 2022 | TX | Hecate Energy Upshur Rural LLC | 65946 | SOLAR |  | OP | PV | SUN | 3 | 0.185 | 4870 | 17531.8597 | 3162 | 11383.1089 | Distributed from 923 Generation And Fuel | 2022
22152 | 2022 | TX | Heights | 64297 | H8S |  | OP | BA | MWH | 9.9 |  | GENYRONL: 2020
22153 | 2022 | TX | Helena Wind | 63738 | HEL |  | OP | WT | WND | 268.2 | 0.164 | 385948 | 1389401.6848 | 209298 | 753466.7723 | Distributed from 923 Generation And Fuel | 2022
22154 | 2022 | TX | Hidalgo Wind Farm II | 62618 | WT |  | OP | WT | WND | 50.4 | 0.306 | 135102 | 486363.3091 | 61422 | 221117.4311 | Distributed from 923 Generation And Fuel | 2020
22155 | 2022 | TX | Hidalgo Wind Farm LLC | 57617 | GEN1 |  | OP | WT | WND | 250 | 0.325 | 710994 | 2559557.9235 | 329268 | 1185355.3172 | Distributed from 923 Generation And Fuel | 2016
22156 | 2022 | TX | High Lonesome Wind Power, LLC Hybrid | 62562 | HILO |  | OP | WT | WND | 449.5 | 0.276 | 1085712.131 | 3908532.4033 | 478635.159 | 1723072.7878 | Distributed from 923 Generation And Fuel | 2021
22157 | 2022 | TX | High Lonesome Wind Power, LLC Hybrid | 62562 | HILO2 |  | OP | WT | WND | 50 | 0.276 | 120768.869 | 434764.4503 | 53240.841 | 191665.4943 | Distributed from 923 Generation And Fuel | 2021
22158 | 2022 | TX | Highway 56 Solar | 61409 | GEN1 |  | OP | PV | SUN | 5.3 | 0.164 | 7609 | 27392.1809 | 4021 | 14475.4842 | Distributed from 923 Generation And Fuel | 2017
22159 | 2022 | TX | HO Clarke Generating | 63335 | CTG-1 |  | OP | GT | NG | 60.5 | 0.082 | 43394.75 | 156219.8502 | 31207.5 | 112346.1012 | Distributed from 923 Generation And Fuel | 2021
22160 | 2022 | TX | HO Clarke Generating | 63335 | CTG-2 |  | OP | GT | NG | 60.5 | 0.082 | 43394.75 | 156219.8502 | 31207.5 | 112346.1012 | Distributed from 923 Generation And Fuel | 2021
22161 | 2022 | TX | HO Clarke Generating | 63335 | CTG-3 |  | OP | GT | NG | 60.5 | 0.082 | 43394.75 | 156219.8502 | 31207.5 | 112346.1012 | Distributed from 923 Generation And Fuel | 2021
22162 | 2022 | TX | HO Clarke Generating | 63335 | CTG-4 |  | OP | GT | NG | 60.5 | 0.082 | 43394.75 | 156219.8502 | 31207.5 | 112346.1012 | Distributed from 923 Generation And Fuel | 2021
22163 | 2022 | TX | HO Clarke Generating | 63335 | CTG-5 |  | OP | GT | NG | 60.5 | 0.082 | 43394.75 | 156219.8502 | 31207.5 | 112346.1012 | Distributed from 923 Generation And Fuel | 2021
22164 | 2022 | TX | HO Clarke Generating | 63335 | CTG-6 |  | OP | GT | NG | 60.5 | 0.082 | 43394.75 | 156219.8502 | 31207.5 | 112346.1012 | Distributed from 923 Generation And Fuel | 2021
22165 | 2022 | TX | HO Clarke Generating | 63335 | CTG-7 |  | OP | GT | NG | 60.5 | 0.082 | 43394.75 | 156219.8502 | 31207.5 | 112346.1012 | Distributed from 923 Generation And Fuel | 2021
22166 | 2022 | TX | HO Clarke Generating | 63335 | CTG-8 |  | OP | GT | NG | 60.5 | 0.082 | 43394.75 | 156219.8502 | 31207.5 | 112346.1012 | Distributed from 923 Generation And Fuel | 2021
22167 | 2022 | TX | Hoef's Road Storage | 65838 | HOEFS |  | OP | BA | MWH | 2 |  | GENYRONL: 2021
22168 | 2022 | TX | Holstein 1 Solar Farm | 61962 | HSF01 |  | OP | PV | SUN | 200 | 0.257 | 450659 | 1622359.4211 | 264672 | 952811.5775 | Distributed from 923 Generation And Fuel | 2020
22169 | 2022 | TX | Horse Creek Wind Farm | 60339 | HCWF |  | OP | WT | WND | 230 | 0.435 | 876361 | 3154874.361 | 345788 | 1244826.8414 | Distributed from 923 Generation And Fuel | 2016
22170 | 2022 | TX | Horse Hollow Wind Energy Center | 56291 | 1 |  | OP | WT | WND | 213 | 0.363 | 676566.771 | 2435620.8906 | 245184.865 | 882658.4527 | Distributed from 923 Generation And Fuel | 2005
22171 | 2022 | TX | Horse Hollow Wind Energy Center | 56291 | 2 |  | OP | WT | WND | 223.5 | 0.363 | 709918.654 | 2555686.7089 | 257271.443 | 926169.7854 | Distributed from 923 Generation And Fuel | 2006
22172 | 2022 | TX | Horse Hollow Wind Energy Center | 56291 | 3 |  | OP | WT | WND | 299 | 0.363 | 949734.575 | 3419017.1179 | 344179.693 | 1239036.9825 | Distributed from 923 Generation And Fuel | 2006
22173 | 2022 | TX | Houston Chemical Complex Battleground | 50043 | GT1 |  | OP | CT | NG | 104.2 | 0.534 | 487264 | 1754136.3669 | 190865 | 687108.5031 | EIA-923 Generator File | 1982
22174 | 2022 | TX | Houston Chemical Complex Battleground | 50043 | GT2 |  | OP | CT | NG | 104.2 | 0.553 | 505209 | 1818737.8501 | 239647 | 862722.2982 | EIA-923 Generator File | 1982
22175 | 2022 | TX | Houston Chemical Complex Battleground | 50043 | GT3 |  | OP | CT | NG | 84.9 | 0.598 | 444934 | 1601749.586 | 232873 | 838336.0933 | EIA-923 Generator File | 2005
22176 | 2022 | TX | Houston Chemical Complex Battleground | 50043 | ST | 3 | OP | CA | NG | 87.4 | 0.651 | 498724 | 1795392.0369 | 230669 | 830401.7568 | EIA-923 Generator File | 1982
22177 | 2022 | TX | Houston Plant | 52065 | GEN1 |  | OP | ST | WH | 6 | 0.928 | 48793.6 | 175655.5548 | 20948 | 75412.1967 | Distributed from 923 Generation And Fuel | 1977
22178 | 2022 | TX | Houston Plant | 52065 | GEN2 |  | OP | ST | WH | 1.5 | 0.928 | 12198.4 | 43913.8887 | 5237 | 18853.0492 | Distributed from 923 Generation And Fuel | 1970
22179 | 2022 | TX | Hubbard Wind | 65048 | HW001 |  | OP | WT | WND | 300 | 0.429 | 1127468 | 4058852.3292 | 420920 | 1515299.8776 | Distributed from 923 Generation And Fuel | 2021
22180 | 2022 | TX | IKEA Grand Prairie Rooftop PV System | 61309 | PV1 |  | OP | PV | SUN | 1.2 | 0.14 | 1474 | 5306.3575 | 779 | 2804.3776 | Distributed from 923 Generation And Fuel | 2017
22181 | 2022 | TX | IKEA Live Oak Rooftop PV System | 62152 | 570 |  | OP | PV | SUN | 1.7 | 0.146 | 2170 | 7811.9375 | 1147 | 4129.167 | Distributed from 923 Generation And Fuel | 2019
22182 | 2022 | TX | IKEA Round Rock 027 | 58013 | PV |  | OP | PV | SUN | 1.4 | 0.152 | 1870 | 6731.9461 | 1001 | 3603.5712 | Distributed from 923 Generation And Fuel | 2012
22183 | 2022 | TX | Impact Solar 1 | 63222 | TXIM1 |  | OP | PV | SUN | 198.5 | 0.259 | 449845 | 1619429.0446 | 248073 | 893055.6556 | Distributed from 923 Generation And Fuel | 2020
22184 | 2022 | TX | Inadale Wind Farm LLC Hybrid | 56984 | 1 |  | OP | WT | WND | 197 | 0.254 | 438743 | 1579462.1643 | 173116 | 623212.6143 | Distributed from 923 Generation And Fuel | 2009
22185 | 2022 | TX | Inadale Wind Farm LLC Hybrid | 56984 | INABT |  | OP | BA | MWH | 9.9 | -0.015 | -1287 | -4633.1629 | -553 | -1990.7841 | Distributed from 923 Generation And Fuel | 2018
22186 | 2022 | TX | Ingleside Cogeneration | 55313 | CTG1 |  | OP | CT | NG | 170.1 | 0.728 | 1084951 | 3905792.3537 | 430679 | 1550431.9965 | EIA-923 Generator File | 1999
22187 | 2022 | TX | Ingleside Cogeneration | 55313 | CTG2 |  | OP | CT | NG | 170.1 | 0.729 | 1085723 | 3908571.5314 | 429150 | 1544927.6406 | EIA-923 Generator File | 1999
22188 | 2022 | TX | Ingleside Cogeneration | 55313 | STG | 2 | OP | CA | NG | 176.8 | 0.443 | 685647 | 2468309.4535 | 251119 | 904021.1678 | EIA-923 Generator File | 1999
22189 | 2022 | TX | Inks | 3598 | 1 |  | OP | HY | WAT | 15 | 0.091 | 11957 | 43044.8556 | 5281 | 19011.4479 | Distributed from 923 Generation And Fuel | 1938
22190 | 2022 | TX | International Paper - Orange | 10425 | TG | 5 | OP | ST | BLQ | 48 | 0.648 | 272300 | 980272.1578 | 119907 | 431661.7467 | EIA-923 Generator File | 1967
22191 | 2022 | TX | International Paper Texarkana Mill | 54097 | GEN1 | 2 | OP | ST | BLQ | 25 | 0.428 | 93647.449 | 337128.1194 | 37107.807 | 133587.0365 | EIA-923 Generator File | 1972
22192 | 2022 | TX | International Paper Texarkana Mill | 54097 | GEN2 | 2 | OP | ST | BLQ | 40 | 0.782 | 274025.09 | 986482.4321 | 114300.466 | 411478.3858 | EIA-923 Generator File | 1977
22193 | 2022 | TX | J K Spruce | 7097 | 1 | 1 | OP | ST | SUB | 566 | 0.631 | 3130530 | 11269817.8415 | 1452987 | 5230711.3543 | EIA-923 Generator File | 1992 | 2028
22194 | 2022 | TX | J K Spruce | 7097 | 2 | 1 | OP | ST | SUB | 922.5 | 0.452 | 3654381 | 13155666.3547 | 1911610 | 6881740.9461 | EIA-923 Generator File | 2010
22195 | 2022 | TX | J Robert Massengale | 3604 | 6A | 2 | OP | CA | NG | 22 | 0 | 0 | 0 | 0 | 0 | EIA-923 Generator File | 1957
22196 | 2022 | TX | J Robert Massengale | 3604 | 7 | 2 | OP | CA | NG | 22 | 0.012 | 2261 | 8139.5349 | 488 | 1756.7859 | EIA-923 Generator File | 1959
22197 | 2022 | TX | J Robert Massengale | 3604 | 8 |  | OP | CT | NG | 40 | 0.042 | 14844 | 53437.9725 | 3774 | 13586.2913 | EIA-923 Generator File | 2000
22198 | 2022 | TX | J T Deely | 6181 | 1 | 1 | OS | ST | SUB | 486 |  | GENYRONL: 1977; GENYRRET: 2023
22199 | 2022 | TX | J T Deely | 6181 | 2 | 1 | OS | ST | SUB | 446 |  | GENYRONL: 1978; GENYRRET: 2023
22200 | 2022 | TX | Jack County | 55230 | CT1 |  | OP | CT | NG | 170 | 0.517 | 769190 | 2769061.8475 | 440391 | 1585394.9168 | EIA-923 Generator File | 2006
22201 | 2022 | TX | Jack County | 55230 | CT2 |  | OP | CT | NG | 170 | 0.526 | 783438 | 2820354.2372 | 444925 | 1601717.1863 | EIA-923 Generator File | 2006
22202 | 2022 | TX | Jack County | 55230 | CT3 |  | OP | CT | NG | 170 | 0.575 | 856406 | 3083036.9357 | 484274 | 1743372.453 | EIA-923 Generator File | 2011
22203 | 2022 | TX | Jack County | 55230 | CT4 |  | OP | CT | NG | 170 | 0.556 | 827657 | 2979541.3637 | 457856 | 1648268.4139 | EIA-923 Generator File | 2011
22204 | 2022 | TX | Jack County | 55230 | ST1 | 2 | OP | CA | NG | 300 | 0.406 | 1067781 | 3843980.8482 | 625486 | 2251731.5861 | EIA-923 Generator File | 2006
22205 | 2022 | TX | Jack County | 55230 | ST2 | 2 | OP | CA | NG | 300 | 0.45 | 1181751 | 4254269.5658 | 667545 | 2403142.7749 | EIA-923 Generator File | 2011
22206 | 2022 | TX | Jack Fusco Energy Center | 55357 | CTG1 |  | OP | CT | NG | 200 | 0.601 | 1053546 | 3792735.2581 | 528604 | 1902959.1763 | EIA-923 Generator File | 2003
22207 | 2022 | TX | Jack Fusco Energy Center | 55357 | CTG2 |  | OP | CT | NG | 200 | 0.578 | 1013426 | 3648304.4136 | 521270 | 1876556.9875 | EIA-923 Generator File | 2003
22208 | 2022 | TX | Jack Fusco Energy Center | 55357 | STG1 | 2 | OP | CA | NG | 275.6 | 0.549 | 1325983 | 4773500.612 | 716883 | 2580758.1539 | EIA-923 Generator File | 2003
22209 | 2022 | TX | Jameson Gas Processing Plant | 55052 | 620 |  | OP | IC | NG | 0.4 | 0.927 | 3247.778 | 11691.9073 | 1684.667 | 6064.7527 | Distributed from 923 Generation And Fuel | 1981
22210 | 2022 | TX | Jameson Gas Processing Plant | 55052 | 621 |  | OP | IC | NG | 0.4 | 0.927 | 3247.778 | 11691.9073 | 1684.667 | 6064.7527 | Distributed from 923 Generation And Fuel | 1981
22211 | 2022 | TX | Jameson Gas Processing Plant | 55052 | 622 |  | OP | IC | NG | 0.5 | 0.927 | 4059.722 | 14614.8823 | 2105.833 | 7580.9382 | Distributed from 923 Generation And Fuel | 1986
22212 | 2022 | TX | Jameson Gas Processing Plant | 55052 | GN410 |  | OP | IC | NG | 0.5 | 0.927 | 4059.722 | 14614.8823 | 2105.833 | 7580.9382 | Distributed from 923 Generation And Fuel | 2017
22213 | 2022 | TX | Javelina Wind Energy II, LLC | 60645 | WJ21 |  | OP | WT | WND | 200 | 0.439 | 769426 | 2769911.4407 | 303594 | 1092929.6566 | Distributed from 923 Generation And Fuel | 2016
22214 | 2022 | TX | Javelina Wind Energy, LLC | 60104 | GEWTG |  | OP | WT | WND | 249.7 | 0.415 | 906789 | 3264414.2847 | 405809 | 1460900.7128 | Distributed from 923 Generation And Fuel | 2015
22215 | 2022 | TX | JCO Oxides Olefins Plant | 54637 | GCG1 |  | OP | GT | NG | 36.9 | 0.901 | 291285.5 | 1048619.411 | 151084 | 543898.0488 | Distributed from 923 Generation And Fuel | 1992
22216 | 2022 | TX | JCO Oxides Olefins Plant | 54637 | GCG2 |  | OP | GT | NG | 36.9 | 0.901 | 291285.5 | 1048619.411 | 151084 | 543898.0488 | Distributed from 923 Generation And Fuel | 1992
22217 | 2022 | TX | Johnson County | 54817 | GT-1 |  | OP | CT | NG | 178.2 | 0.454 | 708703 | 2551310.3895 | 441785 | 1590413.2767 | EIA-923 Generator File | 1996
22218 | 2022 | TX | Johnson County | 54817 | ST-1 | 1 | OP | CA | NG | 104.4 | 0.407 | 372668 | 1341594.0672 | 239151 | 860936.7125 | EIA-923 Generator File | 1996
22219 | 2022 | TX | Jones | 3482 | 1 | 1 | OP | ST | NG | 247.5 | 0.212 | 459853 | 1655457.5563 | 235215 | 846767.2259 | EIA-923 Generator File | 1971 | 2031
22220 | 2022 | TX | Jones | 3482 | 2 | 1 | OP | ST | NG | 247.5 | 0.247 | 535202 | 1926711.7863 | 262746 | 945878.033 | EIA-923 Generator File | 1974 | 2034
22221 | 2022 | TX | Jones | 3482 | 3 |  | OP | GT | NG | 182.7 | 0.187 | 299028 | 1076492.1881 | 148997 | 536384.9089 | Distributed from 923 Generation And Fuel | 2011 | 2056
22222 | 2022 | TX | Jones | 3482 | 4 |  | OP | GT | NG | 182.7 | 0.187 | 299028 | 1076492.1881 | 148997 | 536384.9089 | Distributed from 923 Generation And Fuel | 2013 | 2058
22223 | 2022 | TX | Jumbo Hill Wind Project | 62630 | WTGS1 |  | OP | WT | WND | 160.7 | 0.437 | 615073 | 2214245.086 | 235750 | 848693.2105 | Distributed from 923 Generation And Fuel | 2020
22224 | 2022 | TX | Juno Solar Project | 63328 | IPJNO |  | OP | PV | SUN | 141 | 0.311 | 384225.47 | 1383200.6264 | 194459.68 | 700049.2476 | Distributed from 923 Generation And Fuel | 2021
22225 | 2022 | TX | Juno Solar Project | 63328 | JUNO1 |  | OP | PV | SUN | 159 | 0.311 | 433275.53 | 1559779.4298 | 219284.32 | 789417.2367 | Distributed from 923 Generation And Fuel | 2021
22226 | 2022 | TX | Karankawa Wind LLC | 61343 | WT1 |  | OP | WT | WND | 307.1 | 0.338 | 908826 | 3271747.426 | 340959 | 1227442.5805 | Distributed from 923 Generation And Fuel | 2019
22227 | 2022 | TX | Keechi Wind | 58838 | KW1 |  | OP | WT | WND | 110 | 0.438 | 421604 | 1517762.2579 | 166353 | 598866.0091 | Distributed from 923 Generation And Fuel | 2015
22228 | 2022 | TX | Kellam Solar | 62774 | BTKEL |  | OP | PV | SUN | 59 | 0.261 | 135092 | 486327.3094 | 73534 | 264720.2822 | Distributed from 923 Generation And Fuel | 2020
22229 | 2022 | TX | King Creek Wind Farm 1, LLC | 66321 | KC1 |  | OP | WT | WND | 184 |  | GENYRONL: 2022
22230 | 2022 | TX | King Creek Wind Farm 2, LLC | 66323 | KC2 |  | OP | WT | WND | 209 |  | GENYRONL: 2022
22231 | 2022 | TX | King Mountain Wind Ranch 1 | 55581 | EXIS |  | OP | WT | WND | 278 | 0.253 | 616444 | 2219180.6466 | 198129 | 713258.6939 | Distributed from 923 Generation And Fuel | 2001
22232 | 2022 | TX | Kingsberry Energy Storage System | 61741 | KBESS |  | OP | BA | MWH | 1.5 | -0.008 | -103 | -370.797 | -44 | -158.3987 | Distributed from 923 Generation And Fuel | 2018
22233 | 2022 | TX | Knox Lee | 3476 | 5 | 1 | OP | ST | NG | 351 | 0.118 | 364279 | 1311393.9088 | 252392 | 908603.9312 | EIA-923 Generator File | 1974
22234 | 2022 | TX | La Chalupa, LLC | 63624 | LC |  | OP | WT | WND | 198.5 | 0.289 | 502621 | 1809421.1246 | 204057 | 734599.3232 | Distributed from 923 Generation And Fuel | 2021
22235 | 2022 | TX | Lacy Creek Wind Energy Center | 65162 | LCW1 |  | OP | WT | WND | 301.3 | 0.03 | 78061 | 281017.3519 | 0 | 0 | Distributed from 923 Generation And Fuel | 2022
22236 | 2022 | TX | Lake Hubbard | 3452 | 1 | 1 | OP | ST | NG | 396.5 | 0.049 | 170758 | 614723.8822 | 114825 | 413366.6931 | EIA-923 Generator File | 1970
22237 | 2022 | TX | Lake Hubbard | 3452 | 2 | 1 | OP | ST | NG | 531 | 0.081 | 375672 | 1352408.3807 | 251871 | 906728.3462 | EIA-923 Generator File | 1973
22238 | 2022 | TX | Lamar Power Project | 55097 | CTG1 |  | OP | CT | NG | 176 | 0.568 | 876333 | 3154773.5618 | 450794 | 1622845.4172 | EIA-923 Generator File | 2000
22239 | 2022 | TX | Lamar Power Project | 55097 | CTG2 |  | OP | CT | NG | 176 | 0.5 | 770287 | 2773011.0159 | 411005 | 1479606.1632 | EIA-923 Generator File | 2000
22240 | 2022 | TX | Lamar Power Project | 55097 | CTG3 |  | OP | CT | NG | 176 | 0.582 | 897725 | 3231784.1457 | 443505 | 1596605.2272 | EIA-923 Generator File | 2000
22241 | 2022 | TX | Lamar Power Project | 55097 | CTG4 |  | OP | CT | NG | 176 | 0.601 | 926734 | 3336215.7103 | 468562 | 1686809.7055 | EIA-923 Generator File | 2000
22242 | 2022 | TX | Lamar Power Project | 55097 | STG1 | 2 | OP | CA | NG | 204.3 | 0.538 | 963537 | 3468705.4504 | 521033 | 1875703.7944 | EIA-923 Generator File | 2000
22243 | 2022 | TX | Lamar Power Project | 55097 | STG2 | 2 | OP | CA | NG | 204.3 | 0.583 | 1043051 | 3754953.5604 | 537006 | 1933206.1344 | EIA-923 Generator File | 2000
22244 | 2022 | TX | Lamesa II | 61697 | IVORY |  | OP | PV | SUN | 50 | 0.247 | 108380 | 390164.8787 | 53832 | 193793.6497 | Distributed from 923 Generation And Fuel | 2018
22245 | 2022 | TX | Lamesa Solar | 60372 | LSPV1 |  | OP | PV | SUN | 102 | 0.232 | 207542 | 747145.2228 | 112601 | 405360.3571 | Distributed from 923 Generation And Fuel | 2017
22246 | 2022 | TX | Lampwick | 61872 | GEN1 |  | OP | PV | SUN | 7.5 | 0.269 | 17656 | 63561.0915 | 9330 | 33587.7313 | Distributed from 923 Generation And Fuel | 2019
22247 | 2022 | TX | Langford Wind Power | 57153 | 1 |  | OP | WT | WND | 150 | 0.432 | 568070 | 2045035.6397 | 224145 | 806915.5447 | Distributed from 923 Generation And Fuel | 2009
22248 | 2022 | TX | Lapetus | 62448 | LAP |  | OP | PV | SUN | 100 | 0.258 | 225674 | 812419.9006 | 124543 | 448351.2132 | Distributed from 923 Generation And Fuel | 2019
22249 | 2022 | TX | Laredo | 3439 | 4 |  | OP | GT | NG | 131.8 | 0.016 | 18046.5 | 64966.8803 | 12651.5 | 45545.0356 | Distributed from 923 Generation And Fuel | 2008
22250 | 2022 | TX | Laredo | 3439 | 5 |  | OP | GT | NG | 131.8 | 0.016 | 18046.5 | 64966.8803 | 12651.5 | 45545.0356 | Distributed from 923 Generation And Fuel | 2008
22251 | 2022 | TX | Las Lomas Wind Project | 63101 | WTG |  | OP | WT | WND | 201.6 | 0.353 | 624088 | 2246698.8264 | 302567 | 1089232.4861 | Distributed from 923 Generation And Fuel | 2020
22252 | 2022 | TX | Las Majadas Wind Farm | 63739 | LMAJ |  | OP | WT | WND | 272.6 | 0.387 | 923180 | 3323421.4126 | 368274 | 1325775.7938 | Distributed from 923 Generation And Fuel | 2021
22253 | 2022 | TX | Leon Creek | 3609 | CGT1 |  | OP | GT | NG | 57.4 | 0.072 | 36336.25 | 130809.4535 | 25300.25 | 91080.1714 | Distributed from 923 Generation And Fuel | 2004
22254 | 2022 | TX | Leon Creek | 3609 | CGT2 |  | OP | GT | NG | 57.4 | 0.072 | 36336.25 | 130809.4535 | 25300.25 | 91080.1714 | Distributed from 923 Generation And Fuel | 2004
22255 | 2022 | TX | Leon Creek | 3609 | CGT3 |  | OP | GT | NG | 57.4 | 0.072 | 36336.25 | 130809.4535 | 25300.25 | 91080.1714 | Distributed from 923 Generation And Fuel | 2004
22256 | 2022 | TX | Leon Creek | 3609 | CGT4 |  | OP | GT | NG | 57.4 | 0.072 | 36336.25 | 130809.4535 | 25300.25 | 91080.1714 | Distributed from 923 Generation And Fuel | 2004
22257 | 2022 | TX | Leon Solar | 61532 | GEN1 |  | OP | PV | SUN | 10 | 0.246 | 21553 | 77590.1793 | 11389 | 41000.072 | Distributed from 923 Generation And Fuel | 2017
22258 | 2022 | TX | Lewis Creek | 3457 | 1 | 1 | OP | ST | NG | 271.4 | 0.335 | 795965 | 2865451.0764 | 355525 | 1279879.761 | EIA-923 Generator File | 1970 | 2034
22259 | 2022 | TX | Lewis Creek | 3457 | 2 | 1 | OP | ST | NG | 271.4 | 0.435 | 1033500 | 3720570.2354 | 508476 | 1830498.956 | EIA-923 Generator File | 1971 | 2034
22260 | 2022 | TX | Lewisville | 794 | 1 |  | OP | HY | WAT | 2.8 | 0 | 0 | 0 | 0 | 0 | Distributed from 923 Generation And Fuel | 1992
22261 | 2022 | TX | Lily Solar Hybrid | 63892 | LILY |  | OP | PV | SUN | 146.7 | 0.288 | 369895 | 1331611.3471 | 196882 | 708769.5298 | Distributed from 923 Generation And Fuel | 2021
22262 | 2022 | TX | Lily Solar Hybrid | 63892 | LILYB |  | OP | BA | MWH | 50 | -0.004 | -1785 | -6425.9486 | -727 | -2617.1791 | Distributed from 923 Generation And Fuel | 2021
22263 | 2022 | TX | Limestone | 298 | 1 | 1 | OP | ST | SUB | 893 | 0.41 | 3211089 | 11559827.9214 | 2113847 | 7609788.3217 | EIA-923 Generator File | 1985 | 2029
22264 | 2022 | TX | Limestone | 298 | 2 | 1 | OP | ST | SUB | 956.8 | 0.483 | 4045169 | 14562491.9001 | 1643960 | 5918208.6543 | EIA-923 Generator File | 1986 | 2029
22265 | 2022 | TX | Limestone Wind Project | 65306 | LIMEW |  | OP | WT | WND | 299.2 | 0.023 | 59874 | 215544.6756 | 0 | 0 | Distributed from 923 Generation And Fuel | 2022
22266 | 2022 | TX | Little Pringle I Wind Farm | 57263 | LP1 |  | OS | WT | WND | 10 |  | GENYRONL: 2010
22267 | 2022 | TX | Little Pringle II Wind Farm | 57264 | LP2 |  | OP | WT | WND | 10 |  | GENYRONL: 2010
22268 | 2022 | TX | Live Oak Wind Project | 61782 | WTGS |  | OP | WT | WND | 199.5 | 0.443 | 774938 | 2789754.482 | 300990 | 1083555.3316 | Distributed from 923 Generation And Fuel | 2019
22269 | 2022 | TX | Llano Estacado Wind Ranch | 55579 | EXIS |  | OP | WT | WND | 80 | 0.162 | 113373 | 408139.5349 | 44734 | 161041.1117 | Distributed from 923 Generation And Fuel | 2001
22270 | 2022 | TX | Lockett Windfarm | 62356 | LOC |  | OP | WT | WND | 183.8 | 0.479 | 770939 | 2775358.1971 | 309505 | 1114209.0863 | Distributed from 923 Generation And Fuel | 2019
22271 | 2022 | TX | Logans Gap Wind LLC | 59442 | 1 |  | OP | WT | WND | 200.1 | 0.364 | 638867 | 2299902.8008 | 241202 | 868320.2534 | Distributed from 923 Generation And Fuel | 2015
22272 | 2022 | TX | Lonestar | 65831 | LNSTR |  | OP | BA | MWH | 9.9 | -0.002 | -204 | -734.3941 | -77 | -277.1978 | Distributed from 923 Generation And Fuel | 2022
22273 | 2022 | TX | Longbow Solar, LLC | 65521 | LBSOL |  | OP | PV | SUN | 78.1 | 0.064 | 43743 | 157473.5402 | 16025 | 57689.5385 | Distributed from 923 Generation And Fuel | 2022
22274 | 2022 | TX | Longhorn Wind | 58772 | GEN1 |  | OP | WT | WND | 200 | 0.455 | 797770 | 2871949.0244 | 279971 | 1007887.5369 | Distributed from 923 Generation And Fuel | 2015
22275 | 2022 | TX | Loop 463 | 64315 | LOOP |  | OP | BA | MWH | 9.9 |  | GENYRONL: 2021
22276 | 2022 | TX | Lopeno | 64316 | LOPE |  | OP | BA | MWH | 9.9 | -0.003 | -269 | -968.3923 | -142 | -511.1959 | Distributed from 923 Generation And Fuel | 2022
22277 | 2022 | TX | Loraine Windpark Project LLC | 57303 | LWG1 |  | OP | WT | WND | 75 | 0.272 | 178495 | 642576.8594 | 70429 | 253542.3717 | Distributed from 923 Generation And Fuel | 2009 | 2029
22278 | 2022 | TX | Loraine Windpark Project LLC | 57303 | LWG2 |  | OP | WT | WND | 75 | 0.272 | 178495 | 642576.8594 | 70429 | 253542.3717 | Distributed from 923 Generation And Fuel | 2009
22279 | 2022 | TX | Lorenzo Wind | 59244 | FIBE1 |  | OP | WT | WND | 80 | 0.5 | 350504 | 1261804.3056 | 132111 | 475595.7952 | Distributed from 923 Generation And Fuel | 2018
22280 | 2022 | TX | Los Vientos V Wind Power | 60059 | 1 |  | OP | WT | WND | 110 | 0.353 | 339960 | 1223846.2092 | 134139 | 482896.5368 | Distributed from 923 Generation And Fuel | 2015
22281 | 2022 | TX | Los Vientos Wind 1A | 57751 | 1 |  | OP | WT | WND | 200 | 0.224 | 392529 | 1413093.0953 | 170418 | 613499.892 | Distributed from 923 Generation And Fuel | 2012
22282 | 2022 | TX | Los Vientos Wind 1B | 57752 | 1 |  | OP | WT | WND | 201.6 | 0.263 | 464016 | 1670444.2364 | 178587 | 642908.0567 | Distributed from 923 Generation And Fuel | 2012
22283 | 2022 | TX | Los Vientos Windpower III | 59320 | GEN1 |  | OP | WT | WND | 200 | 0.398 | 697271 | 2510155.5188 | 298573 | 1074854.2012 | Distributed from 923 Generation And Fuel | 2015
22284 | 2022 | TX | Los Vientos Windpower IV | 59321 | GEN1 |  | OP | WT | WND | 200 | 0.401 | 702490 | 2528943.7684 | 310532 | 1117906.2567 | Distributed from 923 Generation And Fuel | 2016
22285 | 2022 | TX | Lost Pines 1 Power Project | 55154 | CTA |  | OP | CT | NG | 202.5 | 0.567 | 1005080 | 3618259.0539 | 442708 | 1593736.0501 | EIA-923 Generator File | 2001
22286 | 2022 | TX | Lost Pines 1 Power Project | 55154 | CTB |  | OP | CT | NG | 202.5 | 0.572 | 1014495 | 3652152.7828 | 488516 | 1758643.5309 | EIA-923 Generator File | 2001
22287 | 2022 | TX | Lost Pines 1 Power Project | 55154 | ST | 2 | OP | CA | NG | 204 | 0.628 | 1121652 | 4037914.8967 | 523698 | 1885297.7176 | EIA-923 Generator File | 2001
22288 | 2022 | TX | Magic Valley Generating Station | 55123 | CTG1 |  | OP | CT | NG | 267 | 0.25 | 583839 | 2101803.5856 | 363058 | 1306998.344 | EIA-923 Generator File | 2002
22289 | 2022 | TX | Magic Valley Generating Station | 55123 | CTG2 |  | OP | CT | NG | 267 | 0.406 | 948617 | 3414993.88 | 533494 | 1920563.0355 | EIA-923 Generator File | 2002
22290 | 2022 | TX | Magic Valley Generating Station | 55123 | STG | 2 | OP | CA | NG | 267 | 0.381 | 890362 | 3205277.5578 | 529143 | 1904899.5608 | EIA-923 Generator File | 2002
22291 | 2022 | TX | Magic Valley Wind Farm I LLC | 57802 | MV1 |  | OP | WT | WND | 203 | 0.304 | 541430 | 1949132.4069 | 228804 | 823687.8105 | Distributed from 923 Generation And Fuel | 2012
22292 | 2022 | TX | Magnolia TX | 64298 | MANGO |  | OP | BA | MWH | 9.9 |  | GENYRONL: 2020
22293 | 2022 | TX | Majestic 1 Wind Farm | 56648 | 1 |  | OP | WT | WND | 79.5 | 0.517 | 359887 | 1295582.8353 | 142001 | 511199.5104 | Distributed from 923 Generation And Fuel | 2009
22294 | 2022 | TX | Majestic II Wind | 58363 | WND1 |  | OP | WT | WND | 79.6 | 0.405 | 282132 | 1015667.0747 | 111321 | 400752.394 | Distributed from 923 Generation And Fuel | 2012
22295 | 2022 | TX | Major Oak Power | 7030 | 1 | 1 | OP | ST | LIG | 174.6 | 0.829 | 1267826 | 4564137.0869 | 535045 | 1926146.5908 | EIA-923 Generator File | 1990
22296 | 2022 | TX | Major Oak Power | 7030 | 2 | 1 | OP | ST | LIG | 174.6 | 0.768 | 1175106 | 4230347.7572 | 554614 | 1996594.4272 | EIA-923 Generator File | 1991
22297 | 2022 | TX | Marble Falls | 3599 | 1 |  | OP | HY | WAT | 19.8 | 0.029 | 5028.5 | 18102.4552 | 2221 | 7995.536 | Distributed from 923 Generation And Fuel | 1951
22298 | 2022 | TX | Marble Falls | 3599 | 2 |  | OP | HY | WAT | 19.8 | 0.029 | 5028.5 | 18102.4552 | 2221 | 7995.536 | Distributed from 923 Generation And Fuel | 1951
22299 | 2022 | TX | Mariah del Norte | 59005 | MAR1 |  | OP | WT | WND | 230.4 | 0.456 | 921210 | 3316329.4694 | 363484 | 1308531.9317 | Distributed from 923 Generation And Fuel | 2016
22300 | 2022 | TX | Mark One Power Station | 65372 | CTG-1 |  | OP | GT | NG | 60.5 | 0.011 | 5712.833 | 20566.0343 | 0 | 0 | Distributed from 923 Generation And Fuel | 2022
22301 | 2022 | TX | Mark One Power Station | 65372 | CTG-2 |  | OP | GT | NG | 60.5 | 0.011 | 5712.833 | 20566.0343 | 0 | 0 | Distributed from 923 Generation And Fuel | 2022
22302 | 2022 | TX | Mark One Power Station | 65372 | CTG-3 |  | OP | GT | NG | 60.5 | 0.011 | 5712.833 | 20566.0343 | 0 | 0 | Distributed from 923 Generation And Fuel | 2022
22303 | 2022 | TX | Mark One Power Station | 65372 | CTG-4 |  | OP | GT | NG | 60.5 | 0.011 | 5712.833 | 20566.0343 | 0 | 0 | Distributed from 923 Generation And Fuel | 2022
22304 | 2022 | TX | Mark One Power Station | 65372 | CTG-5 |  | OP | GT | NG | 60.5 | 0.011 | 5712.833 | 20566.0343 | 0 | 0 | Distributed from 923 Generation And Fuel | 2022
22305 | 2022 | TX | Mark One Power Station | 65372 | CTG-6 |  | OP | GT | NG | 60.5 | 0.011 | 5712.833 | 20566.0343 | 0 | 0 | Distributed from 923 Generation And Fuel | 2022
22306 | 2022 | TX | Marlin Solar | 61513 | GEN1 |  | OP | PV | SUN | 5.3 | 0.228 | 10588 | 38116.4951 | 5595 | 20141.8389 | Distributed from 923 Generation And Fuel | 2017
22307 | 2022 | TX | Mars Solar | 63027 | 20 |  | OP | PV | SUN | 10 | 0.231 | 20212 | 72762.6179 | 10680 | 38447.6924 | Distributed from 923 Generation And Fuel | 2019
22308 | 2022 | TX | Marshall Ford | 3600 | 1 |  | OP | HY | WAT | 36 | 0.053 | 16682.667 | 60057.1207 | 7368 | 26524.5878 | Distributed from 923 Generation And Fuel | 1941
22309 | 2022 | TX | Marshall Ford | 3600 | 2 |  | OP | HY | WAT | 36 | 0.053 | 16682.667 | 60057.1207 | 7368 | 26524.5878 | Distributed from 923 Generation And Fuel | 1941
22310 | 2022 | TX | Marshall Ford | 3600 | 3 |  | OP | HY | WAT | 36 | 0.053 | 16682.667 | 60057.1207 | 7368 | 26524.5878 | Distributed from 923 Generation And Fuel | 1941
22311 | 2022 | TX | Martin Lake | 6146 | 1 | 1 | OP | ST | SUB | 793.2 | 0.565 | 3927296 | 14138152.4948 | 1283376 | 4620116.6391 | EIA-923 Generator File | 1977
22312 | 2022 | TX | Martin Lake | 6146 | 2 | 1 | OP | ST | SUB | 793.2 | 0.623 | 4331201 | 15592198.8624 | 1527813 | 5500082.7993 | EIA-923 Generator File | 1978
22313 | 2022 | TX | Martin Lake | 6146 | 3 | 1 | OP | ST | SUB | 793.2 | 0.624 | 4333625 | 15600925.1926 | 1623656 | 5845114.8391 | EIA-923 Generator File | 1979
22314 | 2022 | TX | Maryneal Windpower | 62836 | MNW |  | OP | WT | WND | 182.4 | 0.335 | 535032 | 1926099.7912 | 199773 | 719177.0466 | Distributed from 923 Generation And Fuel | 2021
22315 | 2022 | TX | Maverick Creek Wind | 62853 | MVRCK |  | OP | WT | WND | 491.6 | 0.275 | 1183108 | 4259154.7268 | 616138 | 2218079.0554 | Distributed from 923 Generation And Fuel | 2022
22316 | 2022 | TX | McAdoo Wind Energy LLC | 56773 | 1 |  | OP | WT | WND | 150 | 0.336 | 440959 | 1587439.7005 | 173990 | 626358.9891 | Distributed from 923 Generation And Fuel | 2008
22317 | 2022 | TX | Mckeever | 65543 | MK1 |  | OP | IC | DFO | 0.6 | 0.006 | 33.533 | 120.7178 | 13 | 46.7996 | Distributed from 923 Generation And Fuel | 2013
22318 | 2022 | TX | Mckeever | 65543 | MK10 |  | OP | IC | DFO | 0.6 | 0.006 | 33.533 | 120.7178 | 13 | 46.7996 | Distributed from 923 Generation And Fuel | 2013
22319 | 2022 | TX | Mckeever | 65543 | MK11 |  | OP | IC | DFO | 0.6 | 0.006 | 33.533 | 120.7178 | 13 | 46.7996 | Distributed from 923 Generation And Fuel | 2013
22320 | 2022 | TX | Mckeever | 65543 | MK12 |  | OP | IC | DFO | 0.6 | 0.006 | 33.533 | 120.7178 | 13 | 46.7996 | Distributed from 923 Generation And Fuel | 2013
22321 | 2022 | TX | Mckeever | 65543 | MK13 |  | OP | IC | DFO | 0.6 | 0.006 | 33.533 | 120.7178 | 13 | 46.7996 | Distributed from 923 Generation And Fuel | 2013
22322 | 2022 | TX | Mckeever | 65543 | MK14 |  | OP | IC | DFO | 0.6 | 0.006 | 33.533 | 120.7178 | 13 | 46.7996 | Distributed from 923 Generation And Fuel | 2013
22323 | 2022 | TX | Mckeever | 65543 | MK15 |  | OP | IC | DFO | 0.6 | 0.006 | 33.533 | 120.7178 | 13 | 46.7996 | Distributed from 923 Generation And Fuel | 2013
22324 | 2022 | TX | Mckeever | 65543 | MK2 |  | OP | IC | DFO | 0.6 | 0.006 | 33.533 | 120.7178 | 13 | 46.7996 | Distributed from 923 Generation And Fuel | 2013
22325 | 2022 | TX | Mckeever | 65543 | MK3 |  | OP | IC | DFO | 0.6 | 0.006 | 33.533 | 120.7178 | 13 | 46.7996 | Distributed from 923 Generation And Fuel | 2013
22326 | 2022 | TX | Mckeever | 65543 | MK4 |  | OP | IC | DFO | 0.6 | 0.006 | 33.533 | 120.7178 | 13 | 46.7996 | Distributed from 923 Generation And Fuel | 2013
22327 | 2022 | TX | Mckeever | 65543 | MK5 |  | OP | IC | DFO | 0.6 | 0.006 | 33.533 | 120.7178 | 13 | 46.7996 | Distributed from 923 Generation And Fuel | 2013
22328 | 2022 | TX | Mckeever | 65543 | MK6 |  | OP | IC | DFO | 0.6 | 0.006 | 33.533 | 120.7178 | 13 | 46.7996 | Distributed from 923 Generation And Fuel | 2013
22329 | 2022 | TX | Mckeever | 65543 | MK7 |  | OP | IC | DFO | 0.6 | 0.006 | 33.533 | 120.7178 | 13 | 46.7996 | Distributed from 923 Generation And Fuel | 2013
22330 | 2022 | TX | Mckeever | 65543 | MK8 |  | OP | IC | DFO | 0.6 | 0.006 | 33.533 | 120.7178 | 13 | 46.7996 | Distributed from 923 Generation And Fuel | 2013
22331 | 2022 | TX | Mckeever | 65543 | MK9 |  | OP | IC | DFO | 0.6 | 0.006 | 33.533 | 120.7178 | 13 | 46.7996 | Distributed from 923 Generation And Fuel | 2013
22332 | 2022 | TX | Mesquite Creek LFGTE Project | 57167 | GEN1 |  | OP | IC | LFG | 1.6 | 0.712 | 9982 | 35934.9125 | 4160.5 | 14977.6802 | Distributed from 923 Generation And Fuel | 2010
22333 | 2022 | TX | Mesquite Creek LFGTE Project | 57167 | GEN2 |  | OP | IC | LFG | 1.6 | 0.712 | 9982 | 35934.9125 | 4160.5 | 14977.6802 | Distributed from 923 Generation And Fuel | 2010
22334 | 2022 | TX | Mesquite Creek Wind | 59332 | MSCRK |  | OP | WT | WND | 211.2 | 0.316 | 584881 | 2105554.7556 | 217026 | 781287.3497 | Distributed from 923 Generation And Fuel | 2015
22335 | 2022 | TX | Mesquite Star | 62587 | MESQ |  | OP | WT | WND | 418.9 | 0.329 | 1205876 | 4341118.871 | 409918 | 1475692.9945 | Distributed from 923 Generation And Fuel | 2020
22336 | 2022 | TX | Mesquite Wind Power LLC | 56395 | 1 |  | OP | WT | WND | 200 | 0.267 | 467973 | 1684689.3225 | 164468 | 592080.0634 | Distributed from 923 Generation And Fuel | 2007
22337 | 2022 | TX | Mesteno | 62258 | MES |  | OP | WT | WND | 201.6 | 0.244 | 431086 | 1551897.1848 | 232437 | 836766.5059 | Distributed from 923 Generation And Fuel | 2019
22338 | 2022 | TX | Miami Wind Energy Center | 58765 | 1 |  | OP | WT | WND | 288.6 | 0.42 | 1062447 | 3824778.6018 | 408800 | 1471668.2267 | Distributed from 923 Generation And Fuel | 2014
22339 | 2022 | TX | Midlothian Energy Facility | 55091 | STK1 | 1 | OP | CS | NG | 289 | 0.308 | 779122 | 2804816.7615 | 477823 | 1720149.0388 | EIA-923 Generator File | 2000
22340 | 2022 | TX | Midlothian Energy Facility | 55091 | STK2 | 1 | OP | CS | NG | 289 | 0.359 | 908295 | 3269835.8413 | 546309 | 1966696.6664 | EIA-923 Generator File | 2000
22341 | 2022 | TX | Midlothian Energy Facility | 55091 | STK3 | 1 | OP | CS | NG | 289 | 0.328 | 830323 | 2989138.8869 | 472770 | 1701958.3843 | EIA-923 Generator File | 2000
22342 | 2022 | TX | Midlothian Energy Facility | 55091 | STK4 | 1 | OP | CS | NG | 289 | 0.239 | 605710 | 2180538.5557 | 381372 | 1372928.2166 | EIA-923 Generator File | 2000
22343 | 2022 | TX | Midlothian Energy Facility | 55091 | STK5 | 1 | OP | CS | NG | 289 | 0.314 | 794848 | 2861429.9086 | 483345 | 1740028.0798 | EIA-923 Generator File | 2001
22344 | 2022 | TX | Midlothian Energy Facility | 55091 | STK6 | 1 | OP | CS | NG | 289 | 0.382 | 966409 | 3479044.5676 | 536350 | 1930844.5532 | EIA-923 Generator File | 2001
22345 | 2022 | TX | Midway Solar - TX | 61368 | PV1 |  | OP | PV | SUN | 182 | 0.176 | 280863 | 1011098.7112 | 146931 | 528947.3684 | Distributed from 923 Generation And Fuel | 2018
22346 | 2022 | TX | Midway Wind, LLC | 61776 | MIDWY |  | OP | WT | WND | 162.9 | 0.298 | 425453 | 1531618.5471 | 200770 | 722766.2179 | Distributed from 923 Generation And Fuel | 2019
22347 | 2022 | TX | Misae Solar | 62249 | 77777 |  | OP | PV | SUN | 240 | 0.248 | 521498 | 1877377.781 | 296135 | 1066077.4714 | Distributed from 923 Generation And Fuel | 2020
22348 | 2022 | TX | Mont Belvieu Cogeneration Unit | 57322 | GT01 |  | OP | GT | NG | 15 | 0.777 | 102110 | 367593.0593 | 52962 | 190661.6747 | Distributed from 923 Generation And Fuel | 2009
22349 | 2022 | TX | Montana Power Station | 58562 | GT-1 |  | OP | GT | NG | 131.8 | 0.166 | 191378.25 | 688956.1884 | 88801 | 319681.0426 | Distributed from 923 Generation And Fuel | 2015
22350 | 2022 | TX | Montana Power Station | 58562 | GT-2 |  | OP | GT | NG | 131.8 | 0.166 | 191378.25 | 688956.1884 | 88801 | 319681.0426 | Distributed from 923 Generation And Fuel | 2015
22351 | 2022 | TX | Montana Power Station | 58562 | GT-3 |  | OP | GT | NG | 131.8 | 0.166 | 191378.25 | 688956.1884 | 88801 | 319681.0426 | Distributed from 923 Generation And Fuel | 2016
22352 | 2022 | TX | Montana Power Station | 58562 | GT-4 |  | OP | GT | NG | 131.8 | 0.166 | 191378.25 | 688956.1884 | 88801 | 319681.0426 | Distributed from 923 Generation And Fuel | 2016
22353 | 2022 | TX | Montana Solar Facility | 60300 | IMPV1 |  | OP | PV | SUN | 3 | 0.212 | 5584 | 20102.2392 | 2951 | 10623.515 | Distributed from 923 Generation And Fuel | 2017
22354 | 2022 | TX | Montgomery County | 60925 | 1A |  | OP | CT | NG | 250 | 0.855 | 1872184 | 6739808.4815 | 852304 | 3068269.8538 | EIA-923 Generator File | 2021
22355 | 2022 | TX | Montgomery County | 60925 | 1B |  | OP | CT | NG | 250 | 0.894 | 1958168 | 7049348.4052 | 887524 | 3195060.8395 | EIA-923 Generator File | 2021
22356 | 2022 | TX | Montgomery County | 60925 | 1C | 2 | OP | CA | NG | 500 | 0.492 | 2155135 | 7758423.9326 | 978652 | 3523119.015 | EIA-923 Generator File | 2021
22357 | 2022 | TX | Morgan Creek | 3492 | CT1 |  | OP | GT | DFO | 89.4 | 0.005 | 3604.333 | 12975.495 | 1471.167 | 5296.1588 | Distributed from 923 Generation And Fuel | 1988
22358 | 2022 | TX | Morgan Creek | 3492 | CT2 |  | OP | GT | DFO | 89.4 | 0.005 | 3604.333 | 12975.495 | 1471.167 | 5296.1588 | Distributed from 923 Generation And Fuel | 1988
22359 | 2022 | TX | Morgan Creek | 3492 | CT3 |  | OP | GT | DFO | 89.4 | 0.005 | 3604.333 | 12975.495 | 1471.167 | 5296.1588 | Distributed from 923 Generation And Fuel | 1988
22360 | 2022 | TX | Morgan Creek | 3492 | CT4 |  | OP | GT | DFO | 89.4 | 0.005 | 3604.333 | 12975.495 | 1471.167 | 5296.1588 | Distributed from 923 Generation And Fuel | 1988
22361 | 2022 | TX | Morgan Creek | 3492 | CT5 |  | OP | GT | DFO | 89.4 | 0.005 | 3604.333 | 12975.495 | 1471.167 | 5296.1588 | Distributed from 923 Generation And Fuel | 1988
22362 | 2022 | TX | Morgan Creek | 3492 | CT6 |  | OP | GT | DFO | 89.4 | 0.005 | 3604.333 | 12975.495 | 1471.167 | 5296.1588 | Distributed from 923 Generation And Fuel | 1988
22363 | 2022 | TX | Motiva Enterprises Port Arthur Refinery | 50973 | GN31 | 10 | OP | CA | NG | 10 | 0.287 | 25105.54 | 90379.221 | 0 | 0 | EIA-923 Generator File | 1962
22364 | 2022 | TX | Motiva Enterprises Port Arthur Refinery | 50973 | GN32 | 10 | OP | CA | NG | 15.6 | 0.202 | 27551.88 | 99185.9745 | 0 | 0 | EIA-923 Generator File | 1957
22365 | 2022 | TX | Motiva Enterprises Port Arthur Refinery | 50973 | GN33 | 9 | OP | CA | NG | 25.5 | 0.284 | 63494.26 | 228577.5074 | 0 | 0 | EIA-923 Generator File | 1978
22366 | 2022 | TX | Motiva Enterprises Port Arthur Refinery | 50973 | GN34 | 1 | OP | GT | NG | 18.8 | 0.635 | 104620 | 376628.987 | 40925 | 147328.8214 | Distributed from 923 Generation And Fuel | 1970
22367 | 2022 | TX | Motiva Enterprises Port Arthur Refinery | 50973 | GN35 |  | OP | CT | NG | 40.5 | 0.237 | 84171.75 | 303015.8759 | 0 | 0 | EIA-923 Generator File | 1983
22368 | 2022 | TX | Motiva Enterprises Port Arthur Refinery | 50973 | GN41 |  | OP | CT | NG | 41.6 | 0.224 | 81574.09 | 293664.3747 | 0 | 0 | EIA-923 Generator File | 2011
22369 | 2022 | TX | Motiva Enterprises Port Arthur Refinery | 50973 | GN42 |  | OP | CT | NG | 41.6 | 0.196 | 71391.03 | 257005.652 | 0 | 0 | EIA-923 Generator File | 2011
22370 | 2022 | TX | Motiva Enterprises Port Arthur Refinery | 50973 | GN43 |  | OP | CT | NG | 41.6 | 0.163 | 59318.41 | 213544.5676 | 0 | 0 | EIA-923 Generator File | 2011
22371 | 2022 | TX | Motiva Enterprises Port Arthur Refinery | 50973 | GN44 |  | OP | CT | NG | 41.6 | 0.289 | 105485.56 | 379744.978 | 0 | 0 | EIA-923 Generator File | 2011
22372 | 2022 | TX | Mountain Creek | 3453 | 6 | 1 | OP | ST | NG | 135.7 | 0.076 | 90759 | 326729.7862 | 70687 | 254471.1642 | EIA-923 Generator File | 1956
22373 | 2022 | TX | Mountain Creek | 3453 | 7 | 1 | OP | ST | NG | 136 | 0.07 | 83471 | 300493.1961 | 73014 | 262848.2972 | EIA-923 Generator File | 1958
22374 | 2022 | TX | Mountain Creek | 3453 | 8 | 1 | OP | ST | NG | 580.5 | 0.081 | 409796 | 1475253.798 | 286372 | 1030930.9526 | EIA-923 Generator File | 1967
22375 | 2022 | TX | Mustang Station | 55065 | GEN1 |  | OP | CT | NG | 174.2 | 0.319 | 487014 | 1753236.3741 | 200711 | 722553.8196 | EIA-923 Generator File | 1999
22376 | 2022 | TX | Mustang Station | 55065 | GEN2 |  | OP | CT | NG | 174.2 | 0.309 | 471274 | 1696572.8274 | 212627 | 765451.0764 | EIA-923 Generator File | 1999
22377 | 2022 | TX | Mustang Station | 55065 | GEN3 | 2 | OP | CA | NG | 172.6 | 0.169 | 255061 | 918212.2543 | 82059 | 295410.0367 | EIA-923 Generator File | 2000
22378 | 2022 | TX | Mustang Station Unit 4 | 56326 | GEN1 |  | OP | GT | NG | 153 | 0.197 | 264674.444 | 952820.3758 | 151522.502 | 545476.6434 | Distributed from 923 Generation And Fuel | 2006
22379 | 2022 | TX | Mustang Station Unit 4 | 56326 | GEN2 |  | OP | GT | NG | 153 | 0.197 | 264674.444 | 952820.3758 | 151522.502 | 545476.6434 | Distributed from 923 Generation And Fuel | 2007
22380 | 2022 | TX | Mustang Station Unit 4 | 56326 | GEN3 |  | OP | GT | NG | 166.1 | 0.197 | 287336.112 | 1034401.728 | 164495.997 | 592180.8518 | Distributed from 923 Generation And Fuel | 2013
22381 | 2022 | TX | N. Mary Francis | 65544 | NMF1 |  | OP | IC | DFO | 0.6 | 0.006 | 33 | 118.799 | 12.8 | 46.0796 | Distributed from 923 Generation And Fuel | 2013
22382 | 2022 | TX | N. Mary Francis | 65544 | NMF10 |  | OP | IC | DFO | 0.6 | 0.006 | 33 | 118.799 | 12.8 | 46.0796 | Distributed from 923 Generation And Fuel | 2013
22383 | 2022 | TX | N. Mary Francis | 65544 | NMF11 |  | OP | IC | DFO | 0.6 | 0.006 | 33 | 118.799 | 12.8 | 46.0796 | Distributed from 923 Generation And Fuel | 2013
22384 | 2022 | TX | N. Mary Francis | 65544 | NMF12 |  | OP | IC | DFO | 0.6 | 0.006 | 33 | 118.799 | 12.8 | 46.0796 | Distributed from 923 Generation And Fuel | 2013
22385 | 2022 | TX | N. Mary Francis | 65544 | NMF13 |  | OP | IC | DFO | 0.6 | 0.006 | 33 | 118.799 | 12.8 | 46.0796 | Distributed from 923 Generation And Fuel | 2013
22386 | 2022 | TX | N. Mary Francis | 65544 | NMF14 |  | OP | IC | DFO | 0.6 | 0.006 | 33 | 118.799 | 12.8 | 46.0796 | Distributed from 923 Generation And Fuel | 2013
22387 | 2022 | TX | N. Mary Francis | 65544 | NMF15 |  | OP | IC | DFO | 0.6 | 0.006 | 33 | 118.799 | 12.8 | 46.0796 | Distributed from 923 Generation And Fuel | 2013
22388 | 2022 | TX | N. Mary Francis | 65544 | NMF2 |  | OP | IC | DFO | 0.6 | 0.006 | 33 | 118.799 | 12.8 | 46.0796 | Distributed from 923 Generation And Fuel | 2013
22389 | 2022 | TX | N. Mary Francis | 65544 | NMF3 |  | OP | IC | DFO | 0.6 | 0.006 | 33 | 118.799 | 12.8 | 46.0796 | Distributed from 923 Generation And Fuel | 2013
22390 | 2022 | TX | N. Mary Francis | 65544 | NMF4 |  | OP | IC | DFO | 0.6 | 0.006 | 33 | 118.799 | 12.8 | 46.0796 | Distributed from 923 Generation And Fuel | 2013
22391 | 2022 | TX | N. Mary Francis | 65544 | NMF5 |  | OP | IC | DFO | 0.6 | 0.006 | 33 | 118.799 | 12.8 | 46.0796 | Distributed from 923 Generation And Fuel | 2013
22392 | 2022 | TX | N. Mary Francis | 65544 | NMF6 |  | OP | IC | DFO | 0.6 | 0.006 | 33 | 118.799 | 12.8 | 46.0796 | Distributed from 923 Generation And Fuel | 2013
22393 | 2022 | TX | N. Mary Francis | 65544 | NMF7 |  | OP | IC | DFO | 0.6 | 0.006 | 33 | 118.799 | 12.8 | 46.0796 | Distributed from 923 Generation And Fuel | 2013
22394 | 2022 | TX | N. Mary Francis | 65544 | NMF8 |  | OP | IC | DFO | 0.6 | 0.006 | 33 | 118.799 | 12.8 | 46.0796 | Distributed from 923 Generation And Fuel | 2013
22395 | 2022 | TX | N. Mary Francis | 65544 | NMF9 |  | OP | IC | DFO | 0.6 | 0.006 | 33 | 118.799 | 12.8 | 46.0796 | Distributed from 923 Generation And Fuel | 2013
22396 | 2022 | TX | Nacogdoches Power | 55708 | STG4 | 1 | OP | ST | WDS | 114 | 0.429 | 428528 | 1542688.4585 | 258455 | 930430.5566 | EIA-923 Generator File | 2012
22397 | 2022 | TX | NAFTA Region Olefins Complex Cogen Fac | 55122 | UN1 |  | OP | GT | NG | 41.6 | 0.58 | 211217 | 760375.117 | 109554 | 394391.2449 | Distributed from 923 Generation And Fuel | 2001
22398 | 2022 | TX | NAFTA Region Olefins Complex Cogen Fac | 55122 | UN2 |  | OP | GT | NG | 41.6 | 0.58 | 211217 | 760375.117 | 109554 | 394391.2449 | Distributed from 923 Generation And Fuel | 2001
22399 | 2022 | TX | NASA Johnson Space Center CHP | 62762 | CTG-1 |  | OP | GT | NG | 5.6 | 0.784 | 38473 | 138501.692 | 19955 | 71837.4253 | Distributed from 923 Generation And Fuel | 2018
22400 | 2022 | TX | NASA Johnson Space Center CHP | 62762 | CTG-2 |  | OP | GT | NG | 5.6 | 0.784 | 38473 | 138501.692 | 19955 | 71837.4253 | Distributed from 923 Generation And Fuel | 2018
22401 | 2022 | TX | Nebula Solar | 65661 | NEB1 |  | OP | PV | SUN | 135 | 0.122 | 144368 | 519720.6422 | 90356 | 325278.9978 | Distributed from 923 Generation And Fuel | 2022
22402 | 2022 | TX | Nelson Gardens Landfill Gas to Energy | 59649 | UNIT1 |  | OP | IC | LFG | 1.1 | 0.242 | 2331.5 | 8393.3329 | 971.75 | 3498.272 | Distributed from 923 Generation And Fuel | 2014
22403 | 2022 | TX | Nelson Gardens Landfill Gas to Energy | 59649 | UNIT2 |  | OP | IC | LFG | 1.1 | 0.242 | 2331.5 | 8393.3329 | 971.75 | 3498.272 | Distributed from 923 Generation And Fuel | 2014
22404 | 2022 | TX | Nelson Gardens Landfill Gas to Energy | 59649 | UNIT3 |  | OP | IC | LFG | 1.1 | 0.242 | 2331.5 | 8393.3329 | 971.75 | 3498.272 | Distributed from 923 Generation And Fuel | 2014
22405 | 2022 | TX | Nelson Gardens Landfill Gas to Energy | 59649 | UNIT4 |  | OP | IC | LFG | 1.1 | 0.242 | 2331.5 | 8393.3329 | 971.75 | 3498.272 | Distributed from 923 Generation And Fuel | 2014
22406 | 2022 | TX | NET Power La Porte Station | 60910 | NPLPS |  | OT | GT | NG | 25.5
22407 | 2022 | TX | Newman | 3456 | 1 | 1 | OP | ST | NG | 81.6 | 0.295 | 210988 | 759550.7236 | 119141 | 428904.1688 | EIA-923 Generator File | 1960 | 2025
22408 | 2022 | TX | Newman | 3456 | 2 | 1 | OP | ST | NG | 81.6 | 0.307 | 219396 | 789819.2814 | 154006 | 554417.1647 | EIA-923 Generator File | 1963 | 2027
22409 | 2022 | TX | Newman | 3456 | 3 | 1 | OP | ST | NG | 121.8 | 0.266 | 283894 | 1022010.2239 | 145633 | 524274.6058 | EIA-923 Generator File | 1966 | 2031
22410 | 2022 | TX | Newman | 3456 | 4 | 2 | OP | CA | NG | 120 | 0.341 | 358977 | 1292306.8615 | 170433 | 613553.8916 | EIA-923 Generator File | 1975 | 2031
22411 | 2022 | TX | Newman | 3456 | 5CA1 | 2 | OP | CA | NG | 134 | 0.425 | 498578 | 1794866.4411 | 290081 | 1044283.2457 | EIA-923 Generator File | 2011
22412 | 2022 | TX | Newman | 3456 | 5CT1 |  | OP | CT | NG | 86.5 | 0.471 | 357206 | 1285931.3125 | 194361 | 699694.0024 | EIA-923 Generator File | 2009
22413 | 2022 | TX | Newman | 3456 | 5CT2 |  | OP | CT | NG | 86.5 | 0.447 | 338900 | 1220030.2398 | 182752 | 657901.9368 | EIA-923 Generator File | 2009
22414 | 2022 | TX | Newman | 3456 | CT1 |  | OP | CT | NG | 85 | 0.528 | 393022 | 1414867.8811 | 178122 | 641234.0701 | EIA-923 Generator File | 1975 | 2031
22415 | 2022 | TX | Newman | 3456 | CT2 |  | OP | CT | NG | 85 | 0.519 | 386420 | 1391100.8712 | 175175 | 630624.955 | EIA-923 Generator File | 1975 | 2031
22416 | 2022 | TX | Newman Solar | 59407 | NEW1 |  | OP | PV | SUN | 10.5 | 0.279 | 25702 | 92526.4598 | 13581 | 48891.2089 | Distributed from 923 Generation And Fuel | 2014
22417 | 2022 | TX | Niagara Bottling - Seguin | 64389 | NIAGS |  | OP | PV | SUN | 4.9 | 0.199 | 8560 | 30815.7535 | 4523 | 16282.6697 | Distributed from 923 Generation And Fuel | 2021
22418 | 2022 | TX | Nichols | 3484 | 1 | 1 | OP | ST | NG | 113.6 | 0.23 | 228702 | 823320.6134 | 101033 | 363715.8903 | EIA-923 Generator File | 1960
22419 | 2022 | TX | Nichols | 3484 | 2 | 1 | OP | ST | NG | 113.6 | 0.237 | 235694 | 848491.6121 | 105845 | 381038.9517 | EIA-923 Generator File | 1962 | 2027
22420 | 2022 | TX | Nichols | 3484 | 3 | 1 | OP | ST | NG | 247.5 | 0.115 | 248902 | 896040.0317 | 180789 | 650835.1933 | EIA-923 Generator File | 1968 | 2030
22421 | 2022 | TX | Noble Solar | 65271 | NBSLR |  | OP | PV | SUN | 275 | 0.052 | 124350 | 447656.4187 | 22447 | 80808.5535 | Distributed from 923 Generation And Fuel | 2022
22422 | 2022 | TX | Noble Solar | 65271 | NBSTG |  | OP | BA | MWH | 125 | -0.002 | -2202 | -7927.1366 | 0 | 0 | Distributed from 923 Generation And Fuel | 2022
22423 | 2022 | TX | Nolte | 3585 | 1 |  | OP | HY | WAT | 1.2 | 0.111 | 1163.5 | 4188.5665 | 514 | 1850.3852 | Distributed from 923 Generation And Fuel | 1927
22424 | 2022 | TX | Nolte | 3585 | 2 |  | OP | HY | WAT | 1.2 | 0.111 | 1163.5 | 4188.5665 | 514 | 1850.3852 | Distributed from 923 Generation And Fuel | 1927
22425 | 2022 | TX | North Fork TX | 64317 | NF |  | OP | BA | MWH | 100 | -0.016 | -14226 | -51213.1903 | -6726 | -24213.4063 | Distributed from 923 Generation And Fuel | 2021
22426 | 2022 | TX | North Gainesville Solar | 61514 | GEN1 |  | OP | PV | SUN | 5.2 | 0.206 | 9395 | 33821.7294 | 4964 | 17870.257 | Distributed from 923 Generation And Fuel | 2017
22427 | 2022 | TX | Notrees Windpower Hybrid | 56961 | BATT |  | OP | BA | MWH | 36 | -0.007 | -2195 | -7901.9368 | -909 | -3272.3738 | Distributed from 923 Generation And Fuel | 2012
22428 | 2022 | TX | Notrees Windpower Hybrid | 56961 | GE |  | OP | WT | WND | 60 | 0.231 | 121323.934 | 436762.6683 | 57471.738 | 206896.6016 | Distributed from 923 Generation And Fuel | 2009
22429 | 2022 | TX | Notrees Windpower Hybrid | 56961 | VESTA |  | OP | WT | WND | 92.5 | 0.231 | 187041.066 | 673342.4509 | 88602.262 | 318965.5915 | Distributed from 923 Generation And Fuel | 2009
22430 | 2022 | TX | NRG Elbow Creek Energy Storage Project | 61362 | ECBS |  | OP | BA | MWH | 2 | -0.005 | -86 | -309.5975 | -37 | -133.1989 | Distributed from 923 Generation And Fuel | 2017
22431 | 2022 | TX | Nueces Bay | 3441 | 7 | 3 | OP | CA | NG | 351 | 0.024 | 74752 | 269105.0472 | 50932 | 183353.7332 | EIA-923 Generator File | 1972
22432 | 2022 | TX | Nueces Bay | 3441 | 8 |  | OP | CT | NG | 189.6 | 0.408 | 678248 | 2441673.2666 | 409555 | 1474386.2049 | EIA-923 Generator File | 2010
22433 | 2022 | TX | Nueces Bay | 3441 | 9 |  | OP | CT | NG | 189.6 | 0.433 | 719089 | 2588699.6904 | 439542 | 1582338.5413 | EIA-923 Generator File | 2010
22434 | 2022 | TX | NWP Indian Mesa Wind Farm | 55747 | NWP2 |  | OP | WT | WND | 82.5 | 0.283 | 204548 | 736366.9091 | 80709 | 290550.0756 | Distributed from 923 Generation And Fuel | 2001
22435 | 2022 | TX | O W Sommers | 3611 | 1 | 1 | OP | ST | NG | 446 | 0.193 | 752156 | 2707739.9381 | 537314 | 1934314.9255 | EIA-923 Generator File | 1972 | 2027
22436 | 2022 | TX | O W Sommers | 3611 | 2 | 1 | OP | ST | NG | 446 | 0.166 | 649116 | 2336798.9056 | 486989 | 1753146.3748 | EIA-923 Generator File | 1974 | 2029
22437 | 2022 | TX | Oak Grove (TX) | 6180 | OG1 | 1 | OP | ST | LIG | 916.8 | 0.755 | 6066577 | 21839502.484 | 2975905 | 10713172.2946 | EIA-923 Generator File | 2010
22438 | 2022 | TX | Oak Grove (TX) | 6180 | OG2 | 1 | OP | ST | LIG | 878.6 | 0.851 | 6552095 | 23587353.3012 | 2940256 | 10584836.9213 | EIA-923 Generator File | 2011
22439 | 2022 | TX | Oberon IA | 62933 | OBR1A |  | OP | PV | SUN | 150 | 0.249 | 327112 | 1177593.7792 | 184968 | 665879.473 | Distributed from 923 Generation And Fuel | 2020
22440 | 2022 | TX | Oberon IB | 62932 | OBR1B |  | OP | PV | SUN | 30 | 0.238 | 62485 | 224944.2004 | 35052 | 126186.1905 | Distributed from 923 Generation And Fuel | 2020
22441 | 2022 | TX | OCI Alamo 2, LLC | 58716 | 1 |  | OP | PV | SUN | 4.4 | 0.15 | 5774 | 20786.2337 | 3051 | 10983.5121 | Distributed from 923 Generation And Fuel | 2014
22442 | 2022 | TX | OCI Alamo 3 LLC | 59204 | OCIA3 |  | OP | PV | SUN | 5.5 | 0.238 | 11480 | 41327.6694 | 6066 | 21837.4253 | Distributed from 923 Generation And Fuel | 2015
22443 | 2022 | TX | OCI Alamo 4, LLC | 58717 | 1 |  | OP | PV | SUN | 39.6 | 0.216 | 74777 | 269195.0464 | 39513 | 142245.662 | Distributed from 923 Generation And Fuel | 2014
22444 | 2022 | TX | OCI Alamo 5 LLC | 59205 | OCIA5 |  | OP | PV | SUN | 100 | 0.235 | 206230 | 742422.0606 | 108974 | 392303.2616 | Distributed from 923 Generation And Fuel | 2015
22445 | 2022 | TX | OCI Alamo 7 LLC | 59207 | OCIA7 |  | OP | PV | SUN | 100 | 0.293 | 256279 | 922597.0192 | 135420 | 487508.0999 | Distributed from 923 Generation And Fuel | 2016
22446 | 2022 | TX | OCI Alamo Solar I Hybrid | 58537 | 1 |  | OP | PV | SUN | 40.7 | 0.256 | 91115 | 328011.3759 | 48146 | 173324.2134 | Distributed from 923 Generation And Fuel | 2013
22447 | 2022 | TX | OCI Alamo Solar I Hybrid | 58537 | ASTRO |  | RE | BA | MWH | 1 | -0.013 | -118 | -424.7966 | -54 | -194.3984 | Distributed from 923 Generation And Fuel | 2016 | 2022
22448 | 2022 | TX | Ocotillo Windpower | 56959 | OWF |  | OP | WT | WND | 58.8 | 0.014 | 7304 | 26294.1896 | 2882 | 10375.117 | Distributed from 923 Generation And Fuel | 2008
22449 | 2022 | TX | Odessa | 64294 | ODSA |  | OP | BA | MWH | 9.9 |  | GENYRONL: 2020
22450 | 2022 | TX | Odessa-Ector Power Plant | 55215 | CTG1 |  | OP | CT | NG | 176 | 0.625 | 963959 | 3470224.6382 | 482442 | 1736777.3058 | EIA-923 Generator File | 2001
22451 | 2022 | TX | Odessa-Ector Power Plant | 55215 | CTG2 |  | OP | CT | NG | 176 | 0.619 | 953615 | 3432986.5361 | 468178 | 1685427.3166 | EIA-923 Generator File | 2001
22452 | 2022 | TX | Odessa-Ector Power Plant | 55215 | CTG3 |  | OP | CT | NG | 176 | 0.577 | 889404 | 3201828.7854 | 432936 | 1558557.1315 | EIA-923 Generator File | 2001
22453 | 2022 | TX | Odessa-Ector Power Plant | 55215 | CTG4 |  | OP | CT | NG | 176 | 0.567 | 873963 | 3146241.6301 | 415949 | 1497404.4208 | EIA-923 Generator File | 2001
22454 | 2022 | TX | Odessa-Ector Power Plant | 55215 | STG1 | 2 | OP | CA | NG | 224.4 | 0.577 | 1133297 | 4079836.5613 | 583432 | 2100338.3973 | EIA-923 Generator File | 2001
22455 | 2022 | TX | Odessa-Ector Power Plant | 55215 | STG2 | 2 | OP | CA | NG | 224.4 | 0.522 | 1026079 | 3693854.8492 | 512309 | 1844297.6456 | EIA-923 Generator File | 2001
22456 | 2022 | TX | Odyssey Energy Altura Cogen, LLC | 50815 | GEN1 |  | OP | CT | NG | 84.9 | 0.636 | 472692 | 1701677.5866 | 188302 | 677881.7769 | EIA-923 Generator File | 1985
22457 | 2022 | TX | Odyssey Energy Altura Cogen, LLC | 50815 | GEN2 |  | OP | CT | NG | 84.9 | 0.513 | 381302 | 1372676.2186 | 195072 | 702253.582 | EIA-923 Generator File | 1985
22458 | 2022 | TX | Odyssey Energy Altura Cogen, LLC | 50815 | GEN3 |  | OP | CT | NG | 84.9 | 0.537 | 399456 | 1438030.0958 | 185899 | 669231.0462 | EIA-923 Generator File | 1985
22459 | 2022 | TX | Odyssey Energy Altura Cogen, LLC | 50815 | GEN4 |  | OP | CT | NG | 84.9 | 0.558 | 414766 | 1493145.6548 | 154289 | 555435.9565 | EIA-923 Generator File | 1986
22460 | 2022 | TX | Odyssey Energy Altura Cogen, LLC | 50815 | GEN5 |  | OP | CT | NG | 84.9 | 0.599 | 445437 | 1603560.3715 | 194520 | 700266.3979 | EIA-923 Generator File | 1986
22461 | 2022 | TX | Odyssey Energy Altura Cogen, LLC | 50815 | GEN6 | 2 | OP | CA | NG | 129.2 | 0.546 | 617472 | 2222881.4169 | 287134 | 1033674.1306 | EIA-923 Generator File | 1986
22462 | 2022 | TX | Odyssey Energy Altura Cogen, LLC | 50815 | GEN7 |  | OP | CT | NG | 89.9 | 0.583 | 459128 | 1652847.5772 | 177637 | 639488.0841 | EIA-923 Generator File | 1995
22463 | 2022 | TX | Old Settler Wind | 60366 | OSWF |  | OP | WT | WND | 151.2 | 0.424 | 561106 | 2019965.4403 | 209407 | 753859.1691 | Distributed from 923 Generation And Fuel | 2017
22464 | 2022 | TX | OTHERCitizensHospital | 66614 | CTZH1 |  | OP | IC | NG | 0.4 | 0.029 | 102.286 | 368.2267 | 53 | 190.7985 | Distributed from 923 Generation And Fuel | 2020
22465 | 2022 | TX | OTHERCitizensHospital | 66614 | CTZH2 |  | OP | IC | NG | 0.4 | 0.029 | 102.286 | 368.2267 | 53 | 190.7985 | Distributed from 923 Generation And Fuel | 2020
22466 | 2022 | TX | OTHERCitizensHospital | 66614 | CTZH3 |  | OP | IC | NG | 0.4 | 0.029 | 102.286 | 368.2267 | 53 | 190.7985 | Distributed from 923 Generation And Fuel | 2020
22467 | 2022 | TX | OTHERCitizensHospital | 66614 | CTZH4 |  | OP | IC | NG | 0.4 | 0.029 | 102.286 | 368.2267 | 53 | 190.7985 | Distributed from 923 Generation And Fuel | 2020
22468 | 2022 | TX | OTHERCitizensHospital | 66614 | CTZH5 |  | OP | IC | NG | 0.4 | 0.029 | 102.286 | 368.2267 | 53 | 190.7985 | Distributed from 923 Generation And Fuel | 2020
22469 | 2022 | TX | OTHERCitizensHospital | 66614 | CTZH6 |  | OP | IC | NG | 0.4 | 0.029 | 102.286 | 368.2267 | 53 | 190.7985 | Distributed from 923 Generation And Fuel | 2020
22470 | 2022 | TX | OTHERCitizensHospital | 66614 | CTZH7 |  | OP | IC | NG | 0.4 | 0.029 | 102.286 | 368.2267 | 53 | 190.7985 | Distributed from 923 Generation And Fuel | 2020
22471 | 2022 | TX | Oxy Renewable Energy - Goldsmith | 63388 | SOLAR |  | OP | PV | SUN | 16.8 | 0.294 | 43324 | 155965.1523 | 22893 | 82414.1407 | Distributed from 923 Generation And Fuel | 2020
22472 | 2022 | TX | Oyster Creek Unit VIII | 54676 | G81 |  | OP | CT | NG | 99 | 0.597 | 517756 | 1863906.6887 | 241392 | 869004.248 | EIA-923 Generator File | 1994
22473 | 2022 | TX | Oyster Creek Unit VIII | 54676 | G82 |  | OP | CT | NG | 99 | 0.733 | 635946 | 2289387.2849 | 255892 | 921203.8304 | EIA-923 Generator File | 1994
22474 | 2022 | TX | Oyster Creek Unit VIII | 54676 | G83 |  | OP | CT | NG | 99 | 0.709 | 615242 | 2214853.4812 | 249666 | 898790.4097 | EIA-923 Generator File | 1994
22475 | 2022 | TX | Oyster Creek Unit VIII | 54676 | G84 | 3 | OP | CA | NG | 200.9 | 0.536 | 944167.27 | 3398974.9802 | 395494 | 1423767.0099 | EIA-923 Generator File | 1994
22476 | 2022 | TX | Palmas Wind, LLC | 61773 | PW |  | OP | WT | WND | 144.9 | 0.286 | 363327 | 1307966.7363 | 147336 | 530405.3568 | Distributed from 923 Generation And Fuel | 2020
22477 | 2022 | TX | Palo Duro Wind | 59475 | GE1.7 |  | OP | WT | WND | 249.9 | 0.469 | 1025612 | 3692173.6626 | 418632 | 1507063.1435 | Distributed from 923 Generation And Fuel | 2014
22478 | 2022 | TX | Panda Sherman Power Station | 58005 | CTG-1 |  | OP | CT | NG | 232 | 0.462 | 938726 | 3379386.5649 | 544873 | 1961527.1078 | EIA-923 Generator File | 2014
22479 | 2022 | TX | Panda Sherman Power Station | 58005 | CTG-2 |  | OP | CT | NG | 232 | 0.458 | 931013 | 3351619.987 | 565182 | 2034638.9229 | EIA-923 Generator File | 2014
22480 | 2022 | TX | Panda Sherman Power Station | 58005 | STG-1 | 2 | OP | CA | NG | 339.2 | 0.454 | 1350366 | 4861278.7098 | 829026 | 2984469.7242 | EIA-923 Generator File | 2014
22481 | 2022 | TX | Panda Temple Power Station | 58001 | CTG-1 |  | OP | CT | NG | 232 | 0.548 | 1113498 | 4008560.7315 | 606726 | 2184196.1264 | EIA-923 Generator File | 2014
22482 | 2022 | TX | Panda Temple Power Station | 58001 | CTG-2 |  | OP | CT | NG | 232 | 0.539 | 1096344 | 3946806.8255 | 590492 | 2125754.194 | EIA-923 Generator File | 2014
22483 | 2022 | TX | Panda Temple Power Station | 58001 | CTG-3 |  | OP | CT | NG | 232 | 0.459 | 932517 | 3357034.3437 | 602565 | 2169216.6463 | EIA-923 Generator File | 2015
22484 | 2022 | TX | Panda Temple Power Station | 58001 | CTG-4 |  | OP | CT | NG | 232 | 0.461 | 937436 | 3374742.6021 | 607462 | 2186845.7052 | EIA-923 Generator File | 2015
22485 | 2022 | TX | Panda Temple Power Station | 58001 | STG-1 | 2 | OP | CA | NG | 339.2 | 0.539 | 1600453 | 5761584.7073 | 880804 | 3170869.033 | EIA-923 Generator File | 2014
22486 | 2022 | TX | Panda Temple Power Station | 58001 | STG-2 | 2 | OP | CA | NG | 339.2 | 0.454 | 1349924 | 4859687.5225 | 890741 | 3206641.9469 | EIA-923 Generator File | 2015
22487 | 2022 | TX | Pantex | 58404 | 1 |  | OP | WT | WND | 11.5 | 0.386 | 38926 | 140132.4789 | 12341 | 44427.2446 | Distributed from 923 Generation And Fuel | 2014
22488 | 2022 | TX | Panther Creek Wind Farm I | 56920 | 1 |  | OP | WT | WND | 142.5 | 0.427 | 532941 | 1918572.2514 | 210284 | 757016.3439 | Distributed from 923 Generation And Fuel | 2008
22489 | 2022 | TX | Panther Creek Wind Farm II | 56921 | 1 |  | OP | WT | WND | 115.5 | 0.416 | 420736 | 1514637.4829 | 166011 | 597634.8189 | Distributed from 923 Generation And Fuel | 2008
22490 | 2022 | TX | Panther Creek Wind Farm Three | 56979 | 1 |  | OP | WT | WND | 215.5 | 0.386 | 729093 | 2624713.8023 | 287680 | 1035639.7149 | Distributed from 923 Generation And Fuel | 2009
22491 | 2022 | TX | Papalote Creek I LLC | 56983 | 1 |  | OP | WT | WND | 180 | 0.318 | 501839 | 1806605.9472 | 198012 | 712837.4973 | Distributed from 923 Generation And Fuel | 2009
22492 | 2022 | TX | Papalote Creek II LLC | 57212 | 1 |  | OP | WT | WND | 200.1 | 0.314 | 549874 | 1979530.5638 | 226824 | 816559.8675 | Distributed from 923 Generation And Fuel | 2010
22493 | 2022 | TX | Paris Energy Center | 50109 | GEN1 |  | OP | CT | NG | 87.8 | 0.287 | 220963 | 795460.4363 | 129266 | 465353.8772 | EIA-923 Generator File | 1989
22494 | 2022 | TX | Paris Energy Center | 50109 | GEN2 |  | OP | CT | NG | 87.8 | 0.297 | 228300 | 821873.425 | 130568 | 470041.0397 | EIA-923 Generator File | 1989
22495 | 2022 | TX | Paris Energy Center | 50109 | GEN3 | 2 | OP | CA | NG | 90 | 0.275 | 217042 | 781344.9492 | 126269 | 454564.7635 | EIA-923 Generator File | 1989
22496 | 2022 | TX | Pasadena Cogeneration | 55047 | CTG1 |  | OP | CT | NG | 175 | 0.377 | 578151 | 2081326.9494 | 325198 | 1170703.4344 | EIA-923 Generator File | 1998
22497 | 2022 | TX | Pasadena Cogeneration | 55047 | CTG2 |  | OP | CT | NG | 185 | 0.604 | 978767 | 3523533.0117 | 508564 | 1830815.7535 | EIA-923 Generator File | 2000
22498 | 2022 | TX | Pasadena Cogeneration | 55047 | CTG3 |  | OP | CT | NG | 185 | 0.585 | 948736 | 3415422.2766 | 506694 | 1824083.8073 | EIA-923 Generator File | 2000
22499 | 2022 | TX | Pasadena Cogeneration | 55047 | STG1 | 1 | OP | CA | NG | 85 | 0.343 | 255720 | 920584.6353 | 145147 | 522525.0198 | EIA-923 Generator File | 1998
22500 | 2022 | TX | Pasadena Cogeneration | 55047 | STG2 | 2 | OP | CA | NG | 185 | 0.642 | 1040449 | 3745586.4353 | 561871 | 2022719.4182 | EIA-923 Generator File | 2000
22501 | 2022 | TX | Patriot Wind Farm | 58614 | PAT1 |  | OP | WT | WND | 226.1 | 0.35 | 693624 | 2497026.4238 | 264065 | 950626.395 | Distributed from 923 Generation And Fuel | 2019
22502 | 2022 | TX | Pattern Gulf Wind | 56661 | 1 |  | OP | WT | WND | 283.2 | 0.305 | 757314 | 2726308.5895 | 368980 | 1328317.3735 | Distributed from 923 Generation And Fuel | 2008
22503 | 2022 | TX | Pattern Panhandle Wind 2 LLC | 58720 | 1 |  | OP | WT | WND | 181.7 | 0.467 | 743147 | 2675307.7975 | 293225 | 1055601.5552 | Distributed from 923 Generation And Fuel | 2014
22504 | 2022 | TX | Pattern Panhandle Wind LLC | 58242 | 1 |  | OP | WT | WND | 218 | 0.368 | 702340 | 2528403.7728 | 265891 | 957199.9424 | Distributed from 923 Generation And Fuel | 2014
22505 | 2022 | TX | Pearl Solar | 60682 | PEARL |  | OP | PV | SUN | 50 | 0.24 | 105163 | 378583.7713 | 58139 | 209298.7256 | Distributed from 923 Generation And Fuel | 2017
22506 | 2022 | TX | Pearsall | 3630 | 10A |  | OP | IC | NG | 8.4 | 0.282 | 20735.333 | 74646.6016 | 10755 | 38717.6903 | Distributed from 923 Generation And Fuel | 2010
22507 | 2022 | TX | Pearsall | 3630 | 11A |  | OP | IC | NG | 8.4 | 0.282 | 20735.333 | 74646.6016 | 10755 | 38717.6903 | Distributed from 923 Generation And Fuel | 2010
22508 | 2022 | TX | Pearsall | 3630 | 12A |  | OP | IC | NG | 8.4 | 0.282 | 20735.333 | 74646.6016 | 10755 | 38717.6903 | Distributed from 923 Generation And Fuel | 2010
22509 | 2022 | TX | Pearsall | 3630 | 13A |  | OP | IC | NG | 8.4 | 0.282 | 20735.333 | 74646.6016 | 10755 | 38717.6903 | Distributed from 923 Generation And Fuel | 2010
22510 | 2022 | TX | Pearsall | 3630 | 14A |  | OP | IC | NG | 8.4 | 0.282 | 20735.333 | 74646.6016 | 10755 | 38717.6903 | Distributed from 923 Generation And Fuel | 2010
22511 | 2022 | TX | Pearsall | 3630 | 15A |  | OP | IC | NG | 8.4 | 0.282 | 20735.333 | 74646.6016 | 10755 | 38717.6903 | Distributed from 923 Generation And Fuel | 2010
22512 | 2022 | TX | Pearsall | 3630 | 16A |  | OP | IC | NG | 8.4 | 0.282 | 20735.333 | 74646.6016 | 10755 | 38717.6903 | Distributed from 923 Generation And Fuel | 2010
22513 | 2022 | TX | Pearsall | 3630 | 17A |  | OP | IC | NG | 8.4 | 0.282 | 20735.333 | 74646.6016 | 10755 | 38717.6903 | Distributed from 923 Generation And Fuel | 2010
22514 | 2022 | TX | Pearsall | 3630 | 18A |  | OP | IC | NG | 8.4 | 0.282 | 20735.333 | 74646.6016 | 10755 | 38717.6903 | Distributed from 923 Generation And Fuel | 2010
22515 | 2022 | TX | Pearsall | 3630 | 19A |  | OP | IC | NG | 8.4 | 0.282 | 20735.333 | 74646.6016 | 10755 | 38717.6903 | Distributed from 923 Generation And Fuel | 2010
22516 | 2022 | TX | Pearsall | 3630 | 1A |  | OP | IC | NG | 8.4 | 0.282 | 20735.333 | 74646.6016 | 10755 | 38717.6903 | Distributed from 923 Generation And Fuel | 2010
22517 | 2022 | TX | Pearsall | 3630 | 20A |  | OP | IC | NG | 8.4 | 0.282 | 20735.333 | 74646.6016 | 10755 | 38717.6903 | Distributed from 923 Generation And Fuel | 2010
22518 | 2022 | TX | Pearsall | 3630 | 21A |  | OP | IC | NG | 8.4 | 0.282 | 20735.333 | 74646.6016 | 10755 | 38717.6903 | Distributed from 923 Generation And Fuel | 2010
22519 | 2022 | TX | Pearsall | 3630 | 22A |  | OP | IC | NG | 8.4 | 0.282 | 20735.333 | 74646.6016 | 10755 | 38717.6903 | Distributed from 923 Generation And Fuel | 2010
22520 | 2022 | TX | Pearsall | 3630 | 23A |  | OP | IC | NG | 8.4 | 0.282 | 20735.333 | 74646.6016 | 10755 | 38717.6903 | Distributed from 923 Generation And Fuel | 2010
22521 | 2022 | TX | Pearsall | 3630 | 24A |  | OP | IC | NG | 8.4 | 0.282 | 20735.333 | 74646.6016 | 10755 | 38717.6903 | Distributed from 923 Generation And Fuel | 2010
22522 | 2022 | TX | Pearsall | 3630 | 2A |  | OP | IC | NG | 8.4 | 0.282 | 20735.333 | 74646.6016 | 10755 | 38717.6903 | Distributed from 923 Generation And Fuel | 2010
22523 | 2022 | TX | Pearsall | 3630 | 3A |  | OP | IC | NG | 8.4 | 0.282 | 20735.333 | 74646.6016 | 10755 | 38717.6903 | Distributed from 923 Generation And Fuel | 2010
22524 | 2022 | TX | Pearsall | 3630 | 4A |  | OP | IC | NG | 8.4 | 0.282 | 20735.333 | 74646.6016 | 10755 | 38717.6903 | Distributed from 923 Generation And Fuel | 2010
22525 | 2022 | TX | Pearsall | 3630 | 5A |  | OP | IC | NG | 8.4 | 0.282 | 20735.333 | 74646.6016 | 10755 | 38717.6903 | Distributed from 923 Generation And Fuel | 2010
22526 | 2022 | TX | Pearsall | 3630 | 6A |  | OP | IC | NG | 8.4 | 0.282 | 20735.333 | 74646.6016 | 10755 | 38717.6903 | Distributed from 923 Generation And Fuel | 2010
22527 | 2022 | TX | Pearsall | 3630 | 7A |  | OP | IC | NG | 8.4 | 0.282 | 20735.333 | 74646.6016 | 10755 | 38717.6903 | Distributed from 923 Generation And Fuel | 2010
22528 | 2022 | TX | Pearsall | 3630 | 8A |  | OP | IC | NG | 8.4 | 0.282 | 20735.333 | 74646.6016 | 10755 | 38717.6903 | Distributed from 923 Generation And Fuel | 2010
22529 | 2022 | TX | Pearsall | 3630 | 9A |  | OP | IC | NG | 8.4 | 0.282 | 20735.333 | 74646.6016 | 10755 | 38717.6903 | Distributed from 923 Generation And Fuel | 2010
22530 | 2022 | TX | Penascal II Wind Project LLC | 57095 | 1 |  | OP | WT | WND | 201.6 | 0.158 | 279038 | 1004528.7638 | 143461 | 516455.4684 | Distributed from 923 Generation And Fuel | 2010
22531 | 2022 | TX | Penascal Wind Power LLC | 56795 | 1 |  | OP | WT | WND | 201.6 | 0.2 | 353128 | 1271250.63 | 178612 | 642998.056 | Distributed from 923 Generation And Fuel | 2009
22532 | 2022 | TX | Permian Basin | 3494 | CT1 |  | OP | GT | NG | 89.4 | 0.033 | 25924.2 | 93326.3734 | 13422.8 | 48321.6934 | Distributed from 923 Generation And Fuel | 1988
22533 | 2022 | TX | Permian Basin | 3494 | CT2 |  | OP | GT | NG | 89.4 | 0.033 | 25924.2 | 93326.3734 | 13422.8 | 48321.6934 | Distributed from 923 Generation And Fuel | 1988
22534 | 2022 | TX | Permian Basin | 3494 | CT3 |  | OP | GT | NG | 89.4 | 0.033 | 25924.2 | 93326.3734 | 13422.8 | 48321.6934 | Distributed from 923 Generation And Fuel | 1988
22535 | 2022 | TX | Permian Basin | 3494 | CT4 |  | OP | GT | NG | 89.4 | 0.033 | 25924.2 | 93326.3734 | 13422.8 | 48321.6934 | Distributed from 923 Generation And Fuel | 1990
22536 | 2022 | TX | Permian Basin | 3494 | CT5 |  | OP | GT | NG | 89.4 | 0.033 | 25924.2 | 93326.3734 | 13422.8 | 48321.6934 | Distributed from 923 Generation And Fuel | 1990
22537 | 2022 | TX | Peyton Creek Wind Farm LLC | 62417 | WT1 |  | OP | WT | WND | 151.2 | 0.308 | 408107 | 1469173.4466 | 128038 | 460933.1125 | Distributed from 923 Generation And Fuel | 2020
22538 | 2022 | TX | Phantom Solar | 60774 | GEN1 |  | OP | PV | SUN | 15.4 | 0.201 | 27168 | 97804.0176 | 14356 | 51681.1866 | Distributed from 923 Generation And Fuel | 2017
22539 | 2022 | TX | Phelps Dodge Refining | 54628 | 2607 |  | OS | GT | NG | 3.5 | 0.275 | 8416.964 | 30300.828 | 4365.714 | 15716.4447 | Distributed from 923 Generation And Fuel | 1986
22540 | 2022 | TX | Phelps Dodge Refining | 54628 | 2608 |  | OS | GT | NG | 3.5 | 0.275 | 8416.964 | 30300.828 | 4365.714 | 15716.4447 | Distributed from 923 Generation And Fuel | 1986
22541 | 2022 | TX | Phelps Dodge Refining | 54628 | 3001 |  | OP | GT | NG | 4.2 | 0.275 | 10100.357 | 36360.9943 | 5238.857 | 18859.7343 | Distributed from 923 Generation And Fuel | 1992
22542 | 2022 | TX | Phelps Dodge Refining | 54628 | 3002 |  | OP | GT | NG | 4.2 | 0.275 | 10100.357 | 36360.9943 | 5238.857 | 18859.7343 | Distributed from 923 Generation And Fuel | 1992
22543 | 2022 | TX | Phelps Dodge Refining | 54628 | 3003 |  | OP | GT | NG | 4.2 | 0.275 | 10100.357 | 36360.9943 | 5238.857 | 18859.7343 | Distributed from 923 Generation And Fuel | 1992
22544 | 2022 | TX | Phoebe Solar | 61906 | PHOEB |  | OP | PV | SUN | 250 | 0.238 | 521897 | 1878814.1695 | 283287 | 1019825.0414 | Distributed from 923 Generation And Fuel | 2019
22545 | 2022 | TX | Pirkey | 7902 | 1 | 1 | OP | ST | LIG | 721 | 0.468 | 2957777 | 10647912.0167 | 1686265 | 6070505.436 | EIA-923 Generator File | 1985 | 2023
22546 | 2022 | TX | Pisgah Ridge Solar, LLC | 65631 | PSGAH |  | OP | PV | SUN | 250 | 0.003 | 6246 | 22485.4201 | 0 | 0 | Distributed from 923 Generation And Fuel | 2022
22547 | 2022 | TX | Plant X | 3485 | 1 | 1 | OP | ST | NG | 48 | 0.017 | 7120 | 25631.7949 | 7903 | 28450.5724 | EIA-923 Generator File | 1952
22548 | 2022 | TX | Plant X | 3485 | 2 | 1 | OP | ST | NG | 98 | 0.024 | 20482 | 73734.6101 | 15609 | 56191.9505 | EIA-923 Generator File | 1953
22549 | 2022 | TX | Plant X | 3485 | 4 | 1 | OP | ST | NG | 190.4 | 0.286 | 477393 | 1718601.0512 | 244870 | 881524.9478 | EIA-923 Generator File | 1964 | 2027
22550 | 2022 | TX | Plant X | 3485 | 3 | 1 | RE | ST | NG | 98 | 0 | 0 | 0 | 0 | 0 | EIA-923 Generator File | 1955 | 2022
22551 | 2022 | TX | Pleasant Hill Wind Energy Project | 59417 | WT1 |  | OP | WT | WND | 20 | 0.147 | 25773 | 92782.0577 | 10169 | 36608.1071 | Distributed from 923 Generation And Fuel | 2015
22552 | 2022 | TX | Port Arthur Texas Refinery | 10568 | GEN1 |  | OP | GT | NG | 38.4 | 0.653 | 219662 | 790776.8738 | 113934 | 410159.1187 | Distributed from 923 Generation And Fuel | 1988
22553 | 2022 | TX | Port Comfort Power LLC | 60459 | PC1 |  | OP | GT | NG | 60.5 | 0.081 | 42682.5 | 153655.7708 | 16907 | 60864.7131 | Distributed from 923 Generation And Fuel | 2017
22554 | 2022 | TX | Port Comfort Power LLC | 60459 | PC2 |  | OP | GT | NG | 60.5 | 0.081 | 42682.5 | 153655.7708 | 16907 | 60864.7131 | Distributed from 923 Generation And Fuel | 2017
22555 | 2022 | TX | Port Neches Plant | 54748 | G1 |  | OP | GT | NG | 38 | 0 | 0 | 0 | 0 | 0 | Distributed from 923 Generation And Fuel | 1994 | 2023
22556 | 2022 | TX | Porterhouse Wind (4) LLC | 56560 | JDW4 |  | OP | WT | WND | 79.8 | 0.021 | 14934 | 53761.9699 | 5893 | 21214.6303 | Distributed from 923 Generation And Fuel | 2008
22557 | 2022 | TX | Post Oak Wind LLC | 56483 | 1 |  | OP | WT | WND | 200 | 0.249 | 437080 | 1573475.4122 | 171345 | 616837.0653 | Distributed from 923 Generation And Fuel | 2008
22558 | 2022 | TX | Post Wind Farm LP | 56457 | 1 |  | OP | WT | WND | 84 | 0.448 | 329388 | 1185787.3137 | 129967 | 467877.457 | Distributed from 923 Generation And Fuel | 2006
22559 | 2022 | TX | Power Station 4 | 52132 | GEN1 |  | OP | CT | NG | 78.2 | 0.376 | 257247 | 926081.7913 | 114642 | 412707.8983 | EIA-923 Generator File | 1986
22560 | 2022 | TX | Power Station 4 | 52132 | GEN2 |  | OP | CT | NG | 78.2 | 0.472 | 323278 | 1163791.4897 | 74814 | 269328.2454 | EIA-923 Generator File | 1986
22561 | 2022 | TX | Power Station 4 | 52132 | GEN3 | 2 | OS | CA | NG | 34.7 | 0 | 0 | 0 | 0 | 0 | EIA-923 Generator File | 1986
22562 | 2022 | TX | PowerFin Kingsbery | 61700 | PFPKB |  | OP | PV | SUN | 2.6 | 0.183 | 4179 | 15044.2796 | 2208 | 7948.7364 | Distributed from 923 Generation And Fuel | 2018
22563 | 2022 | TX | Powerlane Plant | 4195 | EP |  | OP | IC | NG | 8.4 | 0.116 | 8512.667 | 30645.356 | 4415.333 | 15895.0716 | Distributed from 923 Generation And Fuel | 2010
22564 | 2022 | TX | Powerlane Plant | 4195 | EP2 |  | OP | IC | NG | 8.4 | 0.116 | 8512.667 | 30645.356 | 4415.333 | 15895.0716 | Distributed from 923 Generation And Fuel | 2010
22565 | 2022 | TX | Powerlane Plant | 4195 | EP3 |  | OP | IC | NG | 8.4 | 0.116 | 8512.667 | 30645.356 | 4415.333 | 15895.0716 | Distributed from 923 Generation And Fuel | 2010
22566 | 2022 | TX | Powerlane Plant | 4195 | ST1 | 1 | OP | ST | NG | 18.8 | 0.024 | 3923 | 14122.687 | 3905 | 14057.8875 | EIA-923 Generator File | 1966
22567 | 2022 | TX | Powerlane Plant | 4195 | ST2 | 1 | OP | ST | NG | 25 | 0.034 | 7371 | 26535.3877 | 5796 | 20865.4331 | EIA-923 Generator File | 1967
22568 | 2022 | TX | Powerlane Plant | 4195 | ST3 | 1 | OP | ST | NG | 43.2 | 0.036 | 13788 | 49636.4029 | 10977 | 39516.8839 | EIA-923 Generator File | 1978
22569 | 2022 | TX | Prairie Hill Wind Project | 63100 | WTG |  | OP | WT | WND | 300 | 0.263 | 692261 | 2492119.663 | 245892 | 885204.1184 | Distributed from 923 Generation And Fuel | 2020
22570 | 2022 | TX | Praxair | 66596 | PRAX1 |  | OP | IC | NG | 0.4 | 0.032 | 113.333 | 407.9955 | 58.667 | 211.1995 | Distributed from 923 Generation And Fuel | 2019
22571 | 2022 | TX | Praxair | 66596 | PRAX2 |  | OP | IC | NG | 0.4 | 0.032 | 113.333 | 407.9955 | 58.667 | 211.1995 | Distributed from 923 Generation And Fuel | 2019
22572 | 2022 | TX | Praxair | 66596 | PRAX3 |  | OP | IC | NG | 0.4 | 0.032 | 113.333 | 407.9955 | 58.667 | 211.1995 | Distributed from 923 Generation And Fuel | 2019
22573 | 2022 | TX | Priddy Wind Project | 64165 | WTG1 |  | OP | WT | WND | 302.4 | 0.321 | 850921 | 3063291.0937 | 323654 | 1165145.0788 | Distributed from 923 Generation And Fuel | 2022
22574 | 2022 | TX | Prospect Storage | 62753 | BESS |  | OP | BA | MWH | 9.9 | -0.003 | -275 | -989.9921 | -138 | -496.796 | Distributed from 923 Generation And Fuel | 2020
22575 | 2022 | TX | Prospero Solar | 62755 | PROSP |  | OP | PV | SUN | 300 | 0.24 | 630864 | 2271092.2313 | 325703 | 1172521.4198 | Distributed from 923 Generation And Fuel | 2020
22576 | 2022 | TX | Prospero Solar II | 64325 | PROSP |  | OP | PV | SUN | 250 | 0.253 | 554673 | 1996806.8255 | 274345 | 987634.0989 | Distributed from 923 Generation And Fuel | 2021
22577 | 2022 | TX | PRSI FCC Generator | 58069 | 55M1 |  | OS | ST | PC | 4.7 | 0 | 0 | 0 | 0 | 0 | EIA-923 Generator File | 1979
22578 | 2022 | TX | Pueblo BA | 64318 | PBL1 |  | OP | BA | MWH | 9.9 | -0.006 | -510 | -1835.9853 | -269 | -968.3923 | Distributed from 923 Generation And Fuel | 2022
22579 | 2022 | TX | Pueblo BA | 64318 | PBL2 |  | OP | BA | MWH | 9.9 | -0.006 | -510 | -1835.9853 | -269 | -968.3923 | Distributed from 923 Generation And Fuel | 2022
22580 | 2022 | TX | PYCO Industries, Inc. Wind Farm | 61848 | WT1 |  | OS | WT | WND | 10 | 0.002 | 196 | 705.5944 | 77 | 277.1978 | Distributed from 923 Generation And Fuel | 2008
22581 | 2022 | TX | Pyron Wind Farm LLC Hybrid | 56981 | 1 |  | OP | WT | WND | 249 | 0.286 | 623680 | 2245230.0382 | 261892 | 942803.6576 | Distributed from 923 Generation And Fuel | 2009
22582 | 2022 | TX | Pyron Wind Farm LLC Hybrid | 56981 | PYRBT |  | OP | BA | MWH | 9.9 | -0.011 | -980 | -3527.9718 | -440 | -1583.9873 | Distributed from 923 Generation And Fuel | 2018
22583 | 2022 | TX | Quail Run Energy Center | 56349 | CT1A |  | OP | CT | NG | 90.6 | 0.287 | 227559 | 819205.8464 | 127426 | 458729.9302 | EIA-923 Generator File | 2007
22584 | 2022 | TX | Quail Run Energy Center | 56349 | CT1B |  | OP | CT | NG | 90.6 | 0.27 | 214518 | 772258.6219 | 121934 | 438958.8883 | EIA-923 Generator File | 2007
22585 | 2022 | TX | Quail Run Energy Center | 56349 | CT2A |  | OP | CT | NG | 86.5 | 0.288 | 218404 | 786248.11 | 114149 | 410933.1125 | EIA-923 Generator File | 2002
22586 | 2022 | TX | Quail Run Energy Center | 56349 | CT2B |  | OP | CT | NG | 86.5 | 0.275 | 208122 | 749233.2061 | 111535 | 401522.7878 | EIA-923 Generator File | 2002
22587 | 2022 | TX | Quail Run Energy Center | 56349 | ST1 | 2 | OP | CA | NG | 98.1 | 0.284 | 243654 | 877147.3828 | 136532 | 491511.2679 | EIA-923 Generator File | 2007
22588 | 2022 | TX | Quail Run Energy Center | 56349 | ST2 | 2 | OP | CA | NG | 98.1 | 0.284 | 243670 | 877204.9824 | 129289 | 465436.6765 | EIA-923 Generator File | 2008
22589 | 2022 | TX | R W Miller | 3628 | 1 | 1 | OS | ST | NG | 66 | 0 | 0 | 0 | 0 | 0 | EIA-923 Generator File | 1968
22590 | 2022 | TX | R W Miller | 3628 | 2 | 1 | OP | ST | NG | 100 | 0.126 | 109955 | 395834.8333 | 75759 | 272730.2182 | EIA-923 Generator File | 1972
22591 | 2022 | TX | R W Miller | 3628 | 3 | 1 | OP | ST | NG | 200 | 0.099 | 174246 | 627280.5818 | 122929 | 442540.8597 | EIA-923 Generator File | 1975
22592 | 2022 | TX | R W Miller | 3628 | 4 |  | OP | GT | NG | 118.8 | 0.034 | 35118 | 126423.7886 | 20156 | 72561.0195 | Distributed from 923 Generation And Fuel | 1994
22593 | 2022 | TX | R W Miller | 3628 | 5 |  | OP | GT | NG | 118.8 | 0.034 | 35118 | 126423.7886 | 20156 | 72561.0195 | Distributed from 923 Generation And Fuel | 1994
22594 | 2022 | TX | Rabbit Hill Energy Storage Project | 60649 | 1 |  | OP | BA | MWH | 9.9 | -0.009 | -822 | -2959.1763 | -353 | -1270.7898 | Distributed from 923 Generation And Fuel | 2020
22595 | 2022 | TX | Ralls Wind Farm | 57474 | 1 |  | OP | WT | WND | 10 | 0.14 | 12263 | 44146.4468 | 4839 | 17420.2606 | Distributed from 923 Generation And Fuel | 2011
22596 | 2022 | TX | Rambler | 62141 | RMBLR |  | OP | PV | SUN | 200 | 0.206 | 360528 | 1297890.4169 | 176224 | 634401.3248 | Distributed from 923 Generation And Fuel | 2020
22597 | 2022 | TX | Ranchero Wind Farm LLC | 62259 | RAN |  | OP | WT | WND | 300 | 0.409 | 1075428 | 3871509.8279 | 497615 | 1791399.6688 | Distributed from 923 Generation And Fuel | 2019
22598 | 2022 | TX | Ranchtown | 64319 | RANCH |  | OP | BA | MWH | 9.9 |  | GENYRONL: 2021
22599 | 2022 | TX | Rattlesnake (TX) | 65833 | RTLSK |  | OP | BA | MWH | 9.9 |  | GENYRONL: 2022
22600 | 2022 | TX | Rattlesnake Den | 59943 | 1 |  | OP | WT | WND | 207.2 | 0.354 | 641889 | 2310781.9137 | 269896 | 971617.8271 | Distributed from 923 Generation And Fuel | 2015
22601 | 2022 | TX | Rattlesnake Power, LLC | 60743 | WT1 |  | OP | WT | WND | 160 | 0.403 | 564982 | 2033918.9286 | 221174 | 796220.0302 | Distributed from 923 Generation And Fuel | 2018